## Projected Sales at Site
GWh at Site
State | Sector | Segment | Vintage | End Use | Technology | 2021 | 2022 | 2023 | 2024 | 2025 | 2026 | 2027 | 2028 | 2029 | 2030 | 2031 | 2032 | 2033 | 2034 | 2035 | 2036 | 2037 | 2038 | 2039 | 2040 | 2041 | 2042
CA | Residential | Single Family - Mod. Income | Existing | Cooling | Central AC | 3.0034 | 2.9714 | 2.9344 | 2.8979 | 2.8622 | 2.851 | 2.8406 | 2.8313 | 2.8233 | 2.8169 | 2.8122 | 2.8096 | 2.8091 | 2.8107 | 2.8147 | 2.8228 | 2.8328 | 2.8447 | 2.8582 | 2.8731 | 2.8895 | 2.907
CA | Residential | Single Family - Mod. Income | Existing | Cooling | Room AC | 3.9774 | 3.929 | 3.8766 | 3.8231 | 3.7706 | 3.7517 | 3.7369 | 3.7279 | 3.7241 | 3.7248 | 3.7295 | 3.7378 | 3.7492 | 3.7635 | 3.7803 | 3.8016 | 3.8248 | 3.8497 | 3.8762 | 3.9042 | 3.9333 | 3.9636
CA | Residential | Single Family - Mod. Income | Existing | Cooling | Air-Source Heat Pump | 2.8755 | 2.8692 | 2.8614 | 2.8539 | 2.8467 | 2.8632 | 2.8801 | 2.8974 | 2.9153 | 2.9337 | 2.9527 | 2.9725 | 2.993 | 3.0143 | 3.0363 | 3.061 | 3.0863 | 3.1122 | 3.1387 | 3.1657 | 3.1932 | 3.2211
CA | Residential | Single Family - Mod. Income | Existing | Cooling | Geothermal Heat Pump | 0.32371 | 0.31999 | 0.31601 | 0.31184 | 0.30754 | 0.30564 | 0.30367 | 0.30168 | 0.29973 | 0.29785 | 0.29611 | 0.29453 | 0.29318 | 0.29208 | 0.29127 | 0.29097 | 0.29103 | 0.29131 | 0.29179 | 0.29246 | 0.2933 | 0.2943
CA | Residential | Single Family - Mod. Income | Existing | Cooling | Evaporative Cooler | 0.36465 | 0.36262 | 0.36052 | 0.35838 | 0.35621 | 0.35696 | 0.35769 | 0.35841 | 0.35914 | 0.35989 | 0.36068 | 0.36153 | 0.36244 | 0.36343 | 0.3645 | 0.36584 | 0.36725 | 0.36871 | 0.37022 | 0.37178 | 0.37338 | 0.37502
CA | Residential | Single Family - Mod. Income | Existing | Cooling | Ductless Mini Split Heat Pump | 2.0891 | 2.1051 | 2.1212 | 2.1374 | 2.1538 | 2.1881 | 2.2229 | 2.2581 | 2.2936 | 2.3296 | 2.366 | 2.4028 | 2.44 | 2.4777 | 2.5158 | 2.5559 | 2.5964 | 2.6374 | 2.6788 | 2.7208 | 2.7632 | 2.8062
CA | Residential | Single Family - Mod. Income | Existing | Space Heating | Electric Room Heat | 5.4499 | 5.4661 | 5.4816 | 5.5216 | 5.5114 | 5.5002 | 5.4893 | 5.504 | 5.4691 | 5.4603 | 5.4525 | 5.4713 | 5.4407 | 5.437 | 5.4346 | 5.4601 | 5.4356 | 5.4377 | 5.4407 | 5.47 | 5.4492 | 5.4546
CA | Residential | Single Family - Mod. Income | Existing | Space Heating | Electric Furnace | 7.483 | 7.5053 | 7.5265 | 7.5815 | 7.5675 | 7.5521 | 7.5371 | 7.5574 | 7.5094 | 7.4972 | 7.4866 | 7.5124 | 7.4704 | 7.4653 | 7.462 | 7.497 | 7.4634 | 7.4662 | 7.4704 | 7.5107 | 7.4821 | 7.4895
CA | Residential | Single Family - Mod. Income | Existing | Space Heating | Air-Source Heat Pump | 5.6159 | 5.6594 | 5.6998 | 5.7668 | 5.7816 | 5.7953 | 5.8088 | 5.849 | 5.8356 | 5.8488 | 5.8619 | 5.9023 | 5.8878 | 5.9006 | 5.9136 | 5.9559 | 5.9426 | 5.9573 | 5.9721 | 6.015 | 6.0019 | 6.0169
CA | Residential | Single Family - Mod. Income | Existing | Space Heating | Geothermal Heat Pump | 0.59942 | 0.59664 | 0.59348 | 0.59276 | 0.58647 | 0.58001 | 0.5736 | 0.56994 | 0.56128 | 0.5555 | 0.55005 | 0.54753 | 0.54035 | 0.53619 | 0.53253 | 0.532 | 0.52704 | 0.52494 | 0.52316 | 0.5241 | 0.52043 | 0.51943
CA | Residential | Single Family - Mod. Income | Existing | Space Heating | Ductless Mini Split Heat Pump | 4.2141 | 4.2463 | 4.2788 | 4.3312 | 4.3446 | 4.3571 | 4.3695 | 4.402 | 4.3941 | 4.4063 | 4.4185 | 4.4512 | 4.4425 | 4.4544 | 4.4663 | 4.5 | 4.4915 | 4.504 | 4.5164 | 4.55 | 4.5411 | 4.5533
CA | Residential | Single Family - Mod. Income | Existing | Water Heating | Water Heater (<= 55 Gal) | 20.6304 | 20.7217 | 20.8134 | 20.9055 | 20.998 | 21.0909 | 21.1842 | 21.278 | 21.3721 | 21.4667 | 21.5617 | 21.6571 | 21.7529 | 21.8492 | 21.9459 | 22.043 | 22.1405 | 22.2385 | 22.3369 | 22.4357 | 22.535 | 22.6347
CA | Residential | Single Family - Mod. Income | Existing | Water Heating | Water Heater (> 55 Gal) | 2.6889 | 2.6145 | 2.5361 | 2.4558 | 2.3754 | 2.2964 | 2.2203 | 2.1485 | 2.0822 | 2.0225 | 1.9688 | 1.9206 | 1.8773 | 1.8385 | 1.8038 | 1.7729 | 1.7454 | 1.721 | 1.6994 | 1.6803 | 1.6636 | 1.649
CA | Residential | Single Family - Mod. Income | Existing | Interior Lighting | General Service Lighting | 8.8098 | 8.497 | 8.1156 | 7.6774 | 7.1507 | 6.5819 | 5.9787 | 5.476 | 5.0569 | 4.6898 | 4.3789 | 4.1177 | 3.8931 | 3.7026 | 3.5278 | 3.3749 | 3.2411 | 3.1231 | 3.0215 | 2.9187 | 2.8258 | 2.7416
CA | Residential | Single Family - Mod. Income | Existing | Interior Lighting | Linear Lighting | 1.7478 | 1.745 | 1.7422 | 1.7394 | 1.736 | 1.7325 | 1.7289 | 1.7254 | 1.7218 | 1.7176 | 1.7134 | 1.7092 | 1.705 | 1.7008 | 1.6961 | 1.6915 | 1.6869 | 1.6822 | 1.6776 | 1.6729 | 1.6686 | 1.6643
CA | Residential | Single Family - Mod. Income | Existing | Interior Lighting | Exempted Lighting | 0.057045 | 0.054461 | 0.050847 | 0.046468 | 0.041286 | 0.035664 | 0.029718 | 0.025261 | 0.021919 | 0.019346 | 0.017376 | 0.015842 | 0.01462 | 0.013667 | 0.01284 | 0.01209 | 0.011444 | 0.010893 | 0.010498 | 0.010174 | 0.0099062 | 0.0097008
CA | Residential | Single Family - Mod. Income | Existing | Exterior Lighting | General Service Lighting | 2.3817 | 2.2536 | 2.1052 | 1.9401 | 1.7437 | 1.5802 | 1.4439 | 1.3303 | 1.2355 | 1.1524 | 1.0808 | 1.0188 | 0.96397 | 0.9167 | 0.87165 | 0.83205 | 0.79715 | 0.76641 | 0.73975 | 0.70916 | 0.68107 | 0.65522
CA | Residential | Single Family - Mod. Income | Existing | Appliances | Clothes Washer | 1.2024 | 1.2041 | 1.2058 | 1.2075 | 1.2092 | 1.2109 | 1.2126 | 1.2143 | 1.2141 | 1.2121 | 1.2102 | 1.2082 | 1.2063 | 1.2044 | 1.2024 | 1.2005 | 1.1986 | 1.1967 | 1.1948 | 1.1929 | 1.1909 | 1.189
CA | Residential | Single Family - Mod. Income | Existing | Appliances | Clothes Dryer | 8.358 | 8.3319 | 8.3022 | 8.2706 | 8.2381 | 8.2059 | 8.1748 | 8.1456 | 8.119 | 8.0954 | 8.0755 | 8.0586 | 8.0443 | 8.0323 | 8.0222 | 8.0138 | 8.0069 | 8.0011 | 7.9964 | 7.9926 | 7.9895 | 7.9871
CA | Residential | Single Family - Mod. Income | Existing | Appliances | Dishwasher | 0.92464 | 0.92266 | 0.9207 | 0.91873 | 0.91677 | 0.91482 | 0.91287 | 0.91092 | 0.90898 | 0.90704 | 0.90511 | 0.90318 | 0.90125 | 0.89933 | 0.89741 | 0.8955 | 0.89359 | 0.89168 | 0.88978 | 0.88788 | 0.88599 | 0.8841
CA | Residential | Single Family - Mod. Income | Existing | Appliances | Refrigerator | 6.4524 | 6.4091 | 6.364 | 6.318 | 6.2713 | 6.2245 | 6.1784 | 6.1334 | 6.0901 | 6.0488 | 6.01 | 5.9739 | 5.9403 | 5.9089 | 5.8796 | 5.8522 | 5.8264 | 5.8022 | 5.7795 | 5.758 | 5.7376 | 5.7183
CA | Residential | Single Family - Mod. Income | Existing | Appliances | Freezer | 3.9302 | 3.9024 | 3.8748 | 3.8473 | 3.8201 | 3.7931 | 3.7662 | 3.7395 | 3.713 | 3.6867 | 3.6606 | 3.6347 | 3.6089 | 3.5834 | 3.558 | 3.5328 | 3.5078 | 3.4829 | 3.4582 | 3.4338 | 3.4094 | 3.3853
CA | Residential | Single Family - Mod. Income | Existing | Appliances | Second Refrigerator | 3.8673 | 3.7608 | 3.6508 | 3.5392 | 3.4274 | 3.317 | 3.2093 | 3.1053 | 3.0062 | 2.9129 | 2.8259 | 2.7461 | 2.6728 | 2.6052 | 2.543 | 2.4855 | 2.4323 | 2.383 | 2.3373 | 2.2947 | 2.2551 | 2.2181
CA | Residential | Single Family - Mod. Income | Existing | Appliances | Stove/Oven | 1.4497 | 1.4478 | 1.4461 | 1.4444 | 1.4427 | 1.4411 | 1.4395 | 1.4378 | 1.4362 | 1.4345 | 1.4327 | 1.4309 | 1.4291 | 1.4272 | 1.4252 | 1.4232 | 1.4211 | 1.419 | 1.4169 | 1.4147 | 1.4125 | 1.4103
CA | Residential | Single Family - Mod. Income | Existing | Appliances | Microwave | 1.5354 | 1.533 | 1.5305 | 1.5281 | 1.5256 | 1.5232 | 1.5208 | 1.5183 | 1.5159 | 1.5135 | 1.5111 | 1.5086 | 1.5062 | 1.5038 | 1.5014 | 1.499 | 1.4966 | 1.4942 | 1.4918 | 1.4894 | 1.487 | 1.4847
CA | Residential | Single Family - Mod. Income | Existing | Appliances | Dehumidifier | 0.5073 | 0.5013 | 0.49449 | 0.48723 | 0.4798 | 0.47244 | 0.46537 | 0.45874 | 0.45269 | 0.44733 | 0.44276 | 0.43885 | 0.43548 | 0.43256 | 0.43002 | 0.4278 | 0.42584 | 0.42409 | 0.42253 | 0.42112 | 0.41983 | 0.41865
CA | Residential | Single Family - Mod. Income | Existing | Appliances | Air Purifier | 0.49772 | 0.49693 | 0.49613 | 0.49534 | 0.49455 | 0.49375 | 0.49296 | 0.49218 | 0.49139 | 0.4906 | 0.48982 | 0.48903 | 0.48825 | 0.48747 | 0.48669 | 0.48591 | 0.48513 | 0.48436 | 0.48358 | 0.48281 | 0.48204 | 0.48126
CA | Residential | Single Family - Mod. Income | Existing | Electronics | Personal Computers | 0.86004 | 0.827 | 0.78889 | 0.74964 | 0.71237 | 0.67956 | 0.65318 | 0.63193 | 0.61478 | 0.60091 | 0.58965 | 0.58049 | 0.57299 | 0.56683 | 0.56173 | 0.55748 | 0.55392 | 0.5509 | 0.54831 | 0.54607 | 0.54411 | 0.54237
CA | Residential | Single Family - Mod. Income | Existing | Electronics | Monitor | 0.8183 | 0.78909 | 0.75418 | 0.71795 | 0.68386 | 0.65473 | 0.63278 | 0.6166 | 0.60504 | 0.59721 | 0.59236 | 0.58993 | 0.58945 | 0.59055 | 0.59293 | 0.59635 | 0.60063 | 0.6056 | 0.61116 | 0.61721 | 0.62366 | 0.63046
CA | Residential | Single Family - Mod. Income | Existing | Electronics | Laptops | 0.65976 | 0.65139 | 0.64312 | 0.63804 | 0.63553 | 0.63511 | 0.63636 | 0.63898 | 0.64272 | 0.64736 | 0.65276 | 0.65877 | 0.66531 | 0.67228 | 0.67962 | 0.68728 | 0.69522 | 0.70341 | 0.71181 | 0.72041 | 0.7292 | 0.73816
CA | Residential | Single Family - Mod. Income | Existing | Electronics | TVs | 1.7234 | 2.3427 | 2.9424 | 3.477 | 3.9102 | 4.2622 | 4.5494 | 4.7847 | 4.9785 | 5.1392 | 5.2734 | 5.3864 | 5.4825 | 5.5651 | 5.637 | 5.7002 | 5.7566 | 5.8076 | 5.8543 | 5.8975 | 5.938 | 5.9763
CA | Residential | Single Family - Mod. Income | Existing | Electronics | Printer/Fax/Copier | 0.29165 | 0.28931 | 0.28629 | 0.28333 | 0.28104 | 0.27989 | 0.27966 | 0.28018 | 0.28131 | 0.28294 | 0.28497 | 0.28733 | 0.28997 | 0.29283 | 0.2959 | 0.29912 | 0.30249 | 0.30598 | 0.30958 | 0.31328 | 0.31706 | 0.32093
CA | Residential | Single Family - Mod. Income | Existing | Electronics | Set-top Boxes/DVRs | 0.40279 | 0.40225 | 0.40133 | 0.40031 | 0.39945 | 0.39893 | 0.3989 | 0.39927 | 0.39995 | 0.40089 | 0.40204 | 0.40335 | 0.4048 | 0.40636 | 0.40801 | 0.40974 | 0.41153 | 0.41337 | 0.41525 | 0.41717 | 0.41911 | 0.42109
CA | Residential | Single Family - Mod. Income | Existing | Electronics | Devices and Gadgets | 4.9324 | 4.9945 | 5.0575 | 5.1213 | 5.1858 | 5.2512 | 5.3174 | 5.3844 | 5.4523 | 5.5211 | 5.5907 | 5.6612 | 5.7325 | 5.8048 | 5.878 | 5.9521 | 6.0271 | 6.1031 | 6.18 | 6.258 | 6.3368 | 6.4167
CA | Residential | Single Family - Mod. Income | Existing | Miscellaneous | Electric Vehicle Chargers | 0 | 0 | 0 | 0 | 0 | 0 | 0 | 0 | 0 | 0 | 0 | 0 | 0 | 0 | 0 | 0 | 0 | 0 | 0 | 0 | 0 | 0
CA | Residential | Single Family - Mod. Income | Existing | Miscellaneous | Pool Pump | 0.65476 | 0.54351 | 0.45549 | 0.38603 | 0.33164 | 0.28969 | 0.25821 | 0.23457 | 0.21681 | 0.20344 | 0.19336 | 0.18575 | 0.17999 | 0.17561 | 0.17226 | 0.16969 | 0.1677 | 0.16614 | 0.16491 | 0.16393 | 0.16313 | 0.16246
CA | Residential | Single Family - Mod. Income | Existing | Miscellaneous | Pool Heater | 0 | 0 | 0 | 0 | 0 | 0 | 0 | 0 | 0 | 0 | 0 | 0 | 0 | 0 | 0 | 0 | 0 | 0 | 0 | 0 | 0 | 0
CA | Residential | Single Family - Mod. Income | Existing | Miscellaneous | Hot Tub/Spa | 1.9083 | 1.981 | 2.0695 | 2.1045 | 2.1339 | 2.1545 | 2.1636 | 2.1591 | 2.1394 | 2.1032 | 2.0657 | 2.0249 | 1.9918 | 1.9647 | 1.9424 | 1.9138 | 1.8872 | 1.8788 | 1.8714 | 1.865 | 1.8592 | 1.854
CA | Residential | Single Family - Mod. Income | Existing | Miscellaneous | Furnace Fan | 1.116 | 1.1136 | 1.1107 | 1.1074 | 1.1039 | 1.1002 | 1.0965 | 1.0929 | 1.0895 | 1.0863 | 1.0834 | 1.0808 | 1.0787 | 1.0771 | 1.076 | 1.0754 | 1.0753 | 1.0757 | 1.0764 | 1.0776 | 1.079 | 1.0807
CA | Residential | Single Family - Mod. Income | Existing | Miscellaneous | Well Pump | 0.45882 | 0.45809 | 0.45736 | 0.45662 | 0.45589 | 0.45516 | 0.45444 | 0.45371 | 0.45298 | 0.45226 | 0.45153 | 0.45081 | 0.45009 | 0.44937 | 0.44865 | 0.44793 | 0.44722 | 0.4465 | 0.44579 | 0.44507 | 0.44436 | 0.44365
CA | Residential | Single Family - Mod. Income | Existing | Miscellaneous | Bathroom Exhaust Fan | 0.19367 | 0.19336 | 0.19305 | 0.19275 | 0.19244 | 0.19213 | 0.19182 | 0.19151 | 0.19121 | 0.1909 | 0.1906 | 0.19029 | 0.18999 | 0.18968 | 0.18938 | 0.18908 | 0.18877 | 0.18847 | 0.18817 | 0.18787 | 0.18757 | 0.18727
CA | Residential | Single Family - Mod. Income | Existing | Miscellaneous | Miscellaneous | 32.0954 | 32.3482 | 32.6031 | 32.8599 | 33.1188 | 33.3797 | 33.6427 | 33.9078 | 34.1749 | 34.4441 | 34.7155 | 34.989 | 35.2646 | 35.5424 | 35.8225 | 36.1047 | 36.3891 | 36.6758 | 36.9647 | 37.2559 | 37.5495 | 37.8453
CA | Residential | Single Family - Mod. Income | Existing | Generation | Solar PV | -3.6009 | -3.667 | -4.4646 | -5.3099 | -6.2249 | -7.203 | -8.1777 | -9.2067 | -10.5121 | -12.0568 | -13.5817 | -15.3143 | -17.0036 | -18.6593 | -20.287 | -21.8715 | -23.4189 | -24.9274 | -26.3952 | -27.8252 | -29.2207 | -30.5725
CA | Residential | Single Family - Mod. Income | New | Cooling | Central AC | 0 | 0.00816 | 0.01616 | 0.025099 | 0.034923 | 0.045499 | 0.056636 | 0.068082 | 0.079975 | 0.09219 | 0.10459 | 0.11719 | 0.12969 | 0.14203 | 0.15462 | 0.16735 | 0.18042 | 0.19368 | 0.20737 | 0.22139 | 0.23578 | 0.25036
CA | Residential | Single Family - Mod. Income | New | Cooling | Room AC | 0 | 0.010437 | 0.021372 | 0.033591 | 0.047018 | 0.061468 | 0.076684 | 0.092322 | 0.10857 | 0.12526 | 0.14221 | 0.15941 | 0.1765 | 0.19344 | 0.21072 | 0.22819 | 0.24611 | 0.26428 | 0.28303 | 0.30224 | 0.32194 | 0.34191
CA | Residential | Single Family - Mod. Income | New | Cooling | Air-Source Heat Pump | 0 | 0.0092266 | 0.018292 | 0.02842 | 0.039552 | 0.051537 | 0.064156 | 0.077126 | 0.090604 | 0.10445 | 0.1185 | 0.13277 | 0.14694 | 0.16092 | 0.1752 | 0.18962 | 0.20444 | 0.21947 | 0.23497 | 0.25087 | 0.26717 | 0.2837
CA | Residential | Single Family - Mod. Income | New | Cooling | Geothermal Heat Pump | 0 | 0.000957 | 0.0019587 | 0.0030766 | 0.0043026 | 0.00562 | 0.0070045 | 0.0084275 | 0.0099063 | 0.011425 | 0.012967 | 0.014533 | 0.016087 | 0.017629 | 0.019202 | 0.020791 | 0.022422 | 0.024075 | 0.025779 | 0.027526 | 0.029316 | 0.031131
CA | Residential | Single Family - Mod. Income | New | Cooling | Evaporative Cooler | 0 | 0.0010504 | 0.0021434 | 0.0033571 | 0.0046827 | 0.0061007 | 0.0075845 | 0.0090996 | 0.010664 | 0.012261 | 0.013871 | 0.015495 | 0.017096 | 0.018672 | 0.02027 | 0.021873 | 0.023509 | 0.025157 | 0.026847 | 0.02857 | 0.030326 | 0.032095
CA | Residential | Single Family - Mod. Income | New | Cooling | Ductless Mini Split Heat Pump | 0 | 0.0066811 | 0.013759 | 0.02175 | 0.03062 | 0.040262 | 0.050518 | 0.061171 | 0.072353 | 0.083956 | 0.095864 | 0.10808 | 0.12035 | 0.13267 | 0.14535 | 0.1583 | 0.17171 | 0.18546 | 0.19975 | 0.21454 | 0.22984 | 0.2455
CA | Residential | Single Family - Mod. Income | New | Space Heating | Electric Room Heat | 0 | 0.015845 | 0.032631 | 0.051816 | 0.072616 | 0.094253 | 0.11675 | 0.1402 | 0.16297 | 0.1867 | 0.21048 | 0.2354 | 0.25762 | 0.28041 | 0.30337 | 0.32768 | 0.34924 | 0.37236 | 0.39594 | 0.42181 | 0.44407 | 0.46832
CA | Residential | Single Family - Mod. Income | New | Space Heating | Electric Furnace | 0 | 0.021756 | 0.044804 | 0.071146 | 0.099706 | 0.12941 | 0.1603 | 0.1925 | 0.22376 | 0.25634 | 0.289 | 0.32321 | 0.35372 | 0.38502 | 0.41655 | 0.44992 | 0.47952 | 0.51127 | 0.54365 | 0.57917 | 0.60973 | 0.64304
CA | Residential | Single Family - Mod. Income | New | Space Heating | Air-Source Heat Pump | 0 | 0.019175 | 0.038197 | 0.059942 | 0.083506 | 0.10802 | 0.1335 | 0.16007 | 0.18586 | 0.21274 | 0.23968 | 0.26792 | 0.29308 | 0.31877 | 0.34467 | 0.37211 | 0.39644 | 0.42256 | 0.4492 | 0.47845 | 0.50361 | 0.53105
CA | Residential | Single Family - Mod. Income | New | Space Heating | Geothermal Heat Pump | 0 | 0.0017721 | 0.0036485 | 0.0057913 | 0.0081113 | 0.010522 | 0.013025 | 0.015635 | 0.018168 | 0.020808 | 0.023454 | 0.026227 | 0.0287 | 0.031236 | 0.033791 | 0.036496 | 0.038894 | 0.041466 | 0.044089 | 0.046965 | 0.04944 | 0.052137
CA | Residential | Single Family - Mod. Income | New | Space Heating | Ductless Mini Split Heat Pump | 0 | 0.013668 | 0.028149 | 0.044698 | 0.062641 | 0.081306 | 0.10071 | 0.12094 | 0.14058 | 0.16105 | 0.18156 | 0.20306 | 0.22223 | 0.24189 | 0.2617 | 0.28267 | 0.30126 | 0.32121 | 0.34155 | 0.36386 | 0.38307 | 0.40399
CA | Residential | Single Family - Mod. Income | New | Water Heating | Water Heater (<= 55 Gal) | 0 | 0.069228 | 0.14211 | 0.22392 | 0.31423 | 0.40849 | 0.50677 | 0.60677 | 0.70968 | 0.81436 | 0.91961 | 1.0254 | 1.1294 | 1.2315 | 1.3347 | 1.4371 | 1.5414 | 1.6461 | 1.7533 | 1.8622 | 1.973 | 2.0844
CA | Residential | Single Family - Mod. Income | New | Water Heating | Water Heater (> 55 Gal) | 0 | 0.0044029 | 0.0090385 | 0.014242 | 0.019985 | 0.02598 | 0.032231 | 0.038591 | 0.045136 | 0.051793 | 0.058488 | 0.065219 | 0.071831 | 0.078322 | 0.084885 | 0.091402 | 0.098031 | 0.10469 | 0.11151 | 0.11844 | 0.12549 | 0.13257
CA | Residential | Single Family - Mod. Income | New | Interior Lighting | General Service Lighting | 0 | 0.014277 | 0.029133 | 0.045629 | 0.061136 | 0.077141 | 0.093645 | 0.11024 | 0.12713 | 0.14236 | 0.15714 | 0.17202 | 0.18612 | 0.19972 | 0.21167 | 0.22316 | 0.23458 | 0.24568 | 0.25705 | 0.26743 | 0.27803 | 0.28857
CA | Residential | Single Family - Mod. Income | New | Interior Lighting | Linear Lighting | 0 | 0.0072873 | 0.01487 | 0.023289 | 0.032384 | 0.041771 | 0.051449 | 0.061182 | 0.071088 | 0.080976 | 0.0908 | 0.10056 | 0.11002 | 0.11918 | 0.12828 | 0.1372 | 0.14618 | 0.15509 | 0.16412 | 0.1732 | 0.18229 | 0.1913
CA | Residential | Single Family - Mod. Income | New | Interior Lighting | Exempted Lighting | 0 | 5.7359e-05 | 0.00011704 | 0.00018331 | 0.00024471 | 0.00030809 | 0.00037343 | 0.00043914 | 0.00050601 | 0.00056626 | 0.00062336 | 0.00067776 | 0.00072815 | 0.00077688 | 0.00081774 | 0.00085259 | 0.00088816 | 0.00092332 | 0.00096337 | 0.0010045 | 0.0010464 | 0.0010884
CA | Residential | Single Family - Mod. Income | New | Exterior Lighting | General Service Lighting | 0 | 0.0037011 | 0.0075521 | 0.011828 | 0.01572 | 0.019738 | 0.02388 | 0.028045 | 0.032285 | 0.036036 | 0.039653 | 0.043184 | 0.0465 | 0.049676 | 0.052332 | 0.05488 | 0.057402 | 0.059866 | 0.062395 | 0.06458 | 0.066826 | 0.069054
CA | Residential | Single Family - Mod. Income | New | Appliances | Clothes Washer | 0 | 0.0040227 | 0.0082331 | 0.012934 | 0.018095 | 0.023453 | 0.029008 | 0.034628 | 0.040313 | 0.045982 | 0.051614 | 0.057209 | 0.062631 | 0.067881 | 0.073128 | 0.07827 | 0.083443 | 0.088578 | 0.093779 | 0.09901 | 0.10427 | 0.1095
CA | Residential | Single Family - Mod. Income | New | Appliances | Clothes Dryer | 0 | 0.026501 | 0.054173 | 0.085 | 0.11878 | 0.15376 | 0.18995 | 0.22647 | 0.26376 | 0.30139 | 0.33891 | 0.37633 | 0.41274 | 0.44814 | 0.48364 | 0.51858 | 0.55385 | 0.589 | 0.6247 | 0.66073 | 0.6971 | 0.73335
CA | Residential | Single Family - Mod. Income | New | Appliances | Dishwasher | 0 | 0.0030825 | 0.0062865 | 0.0098408 | 0.013719 | 0.017718 | 0.021838 | 0.025976 | 0.030183 | 0.034409 | 0.038603 | 0.042765 | 0.046793 | 0.050688 | 0.054577 | 0.058383 | 0.062209 | 0.066003 | 0.06984 | 0.073697 | 0.077573 | 0.081416
CA | Residential | Single Family - Mod. Income | New | Appliances | Refrigerator | 0 | 0.019414 | 0.039621 | 0.062065 | 0.08656 | 0.1118 | 0.13783 | 0.16399 | 0.19062 | 0.2174 | 0.244 | 0.27043 | 0.29604 | 0.32084 | 0.34561 | 0.3699 | 0.39433 | 0.41858 | 0.44314 | 0.46784 | 0.49269 | 0.51737
CA | Residential | Single Family - Mod. Income | New | Appliances | Freezer | 0 | 0.013038 | 0.02646 | 0.041214 | 0.057173 | 0.07347 | 0.0901 | 0.10664 | 0.1233 | 0.13986 | 0.15613 | 0.1721 | 0.18738 | 0.20197 | 0.21638 | 0.23033 | 0.2442 | 0.25781 | 0.27144 | 0.28501 | 0.29851 | 0.31175
CA | Residential | Single Family - Mod. Income | New | Appliances | Second Refrigerator | 0 | 0.0076395 | 0.015513 | 0.024177 | 0.033549 | 0.043116 | 0.052882 | 0.062604 | 0.072404 | 0.082158 | 0.091746 | 0.10117 | 0.11019 | 0.11882 | 0.12735 | 0.13561 | 0.14383 | 0.15191 | 0.16001 | 0.16808 | 0.17611 | 0.184
CA | Residential | Single Family - Mod. Income | New | Appliances | Stove/Oven | 0 | 0.0048659 | 0.009929 | 0.015551 | 0.021692 | 0.02803 | 0.034565 | 0.041136 | 0.047825 | 0.05455 | 0.061231 | 0.067868 | 0.074301 | 0.080529 | 0.086753 | 0.092853 | 0.09899 | 0.10508 | 0.11125 | 0.11746 | 0.1237 | 0.1299
CA | Residential | Single Family - Mod. Income | New | Appliances | Microwave | 0 | 0.0051215 | 0.01045 | 0.016368 | 0.022831 | 0.029502 | 0.03638 | 0.043297 | 0.050337 | 0.057415 | 0.064447 | 0.071433 | 0.078203 | 0.084758 | 0.091309 | 0.09773 | 0.10419 | 0.1106 | 0.1171 | 0.12363 | 0.1302 | 0.13672
CA | Residential | Single Family - Mod. Income | New | Appliances | Dehumidifier | 0 | 0.0014354 | 0.0029289 | 0.0045873 | 0.0063987 | 0.0082683 | 0.010196 | 0.012135 | 0.014108 | 0.016091 | 0.018062 | 0.02002 | 0.021918 | 0.023755 | 0.025591 | 0.02739 | 0.0292 | 0.030998 | 0.032818 | 0.034648 | 0.03649 | 0.038318
CA | Residential | Single Family - Mod. Income | New | Appliances | Air Purifier | 0 | 0.0016601 | 0.0033876 | 0.0053057 | 0.0074008 | 0.0095631 | 0.011793 | 0.014035 | 0.016317 | 0.018611 | 0.020891 | 0.023155 | 0.02535 | 0.027475 | 0.029598 | 0.03168 | 0.033773 | 0.035852 | 0.037957 | 0.040075 | 0.042204 | 0.044319
CA | Residential | Single Family - Mod. Income | New | Electronics | Personal Computers | 0 | 0.001859 | 0.0037932 | 0.005941 | 0.008287 | 0.010708 | 0.013205 | 0.015716 | 0.018271 | 0.02084 | 0.023392 | 0.025928 | 0.028386 | 0.030765 | 0.033143 | 0.035473 | 0.037818 | 0.040145 | 0.042502 | 0.044873 | 0.047258 | 0.049627
CA | Residential | Single Family - Mod. Income | New | Electronics | Monitor | 0 | 0.001629 | 0.0033714 | 0.0053555 | 0.0075765 | 0.0099295 | 0.012419 | 0.01499 | 0.017676 | 0.020448 | 0.023279 | 0.02617 | 0.029058 | 0.031941 | 0.0349 | 0.037886 | 0.040964 | 0.044104 | 0.047358 | 0.050711 | 0.054167 | 0.05769
CA | Residential | Single Family - Mod. Income | New | Electronics | Laptops | 0 | 0.0019172 | 0.0039677 | 0.0063027 | 0.0089165 | 0.011686 | 0.014615 | 0.017642 | 0.020802 | 0.024065 | 0.027396 | 0.030798 | 0.034197 | 0.037591 | 0.041073 | 0.044586 | 0.048209 | 0.051905 | 0.055734 | 0.059681 | 0.063747 | 0.067894
CA | Residential | Single Family - Mod. Income | New | Electronics | TVs | 0 | 0.018224 | 0.037429 | 0.059002 | 0.082835 | 0.10773 | 0.13371 | 0.16017 | 0.18742 | 0.21516 | 0.24308 | 0.27118 | 0.29881 | 0.32596 | 0.35343 | 0.38074 | 0.40853 | 0.43649 | 0.46512 | 0.49425 | 0.5239 | 0.55373
CA | Residential | Single Family - Mod. Income | New | Electronics | Printer/Fax/Copier | 0 | 0.00083324 | 0.0017244 | 0.0027393 | 0.0038753 | 0.0050789 | 0.0063522 | 0.0076674 | 0.0090409 | 0.010459 | 0.011907 | 0.013386 | 0.014863 | 0.016338 | 0.017851 | 0.019378 | 0.020953 | 0.022559 | 0.024223 | 0.025939 | 0.027706 | 0.029508
CA | Residential | Single Family - Mod. Income | New | Electronics | Set-top Boxes/DVRs | 0 | 0.0012755 | 0.0026195 | 0.0041293 | 0.0057973 | 0.0075397 | 0.009358 | 0.011209 | 0.013117 | 0.015058 | 0.017012 | 0.018979 | 0.020912 | 0.022812 | 0.024735 | 0.026646 | 0.028592 | 0.030548 | 0.032552 | 0.034591 | 0.036666 | 0.038753
CA | Residential | Single Family - Mod. Income | New | Electronics | Devices and Gadgets | 0 | 0.016686 | 0.034533 | 0.054855 | 0.077605 | 0.10171 | 0.1272 | 0.15354 | 0.18105 | 0.20945 | 0.23844 | 0.26805 | 0.29763 | 0.32717 | 0.35747 | 0.38806 | 0.41959 | 0.45175 | 0.48508 | 0.51943 | 0.55482 | 0.59091
CA | Residential | Single Family - Mod. Income | New | Miscellaneous | Electric Vehicle Chargers | 0 | 0 | 0 | 0 | 0 | 0 | 0 | 0 | 0 | 0 | 0 | 0 | 0 | 0 | 0 | 0 | 0 | 0 | 0 | 0 | 0 | 0
CA | Residential | Single Family - Mod. Income | New | Miscellaneous | Pool Pump | 0 | 0.00055623 | 0.001135 | 0.0017777 | 0.0024796 | 0.0032041 | 0.0039512 | 0.0047024 | 0.0054669 | 0.0062357 | 0.0069994 | 0.0077581 | 0.0084935 | 0.0092054 | 0.0099169 | 0.010614 | 0.011316 | 0.012012 | 0.012717 | 0.013427 | 0.014141 | 0.014849
CA | Residential | Single Family - Mod. Income | New | Miscellaneous | Pool Heater | 0 | 0 | 0 | 0 | 0 | 0 | 0 | 0 | 0 | 0 | 0 | 0 | 0 | 0 | 0 | 0 | 0 | 0 | 0 | 0 | 0 | 0
CA | Residential | Single Family - Mod. Income | New | Miscellaneous | Hot Tub/Spa | 0 | 0.0097151 | 0.019824 | 0.027178 | 0.035211 | 0.043502 | 0.05205 | 0.060647 | 0.069396 | 0.078193 | 0.086263 | 0.093712 | 0.10114 | 0.1085 | 0.11601 | 0.12261 | 0.12949 | 0.13746 | 0.14553 | 0.15365 | 0.16182 | 0.16992
CA | Residential | Single Family - Mod. Income | New | Miscellaneous | Furnace Fan | 0 | 0.0033121 | 0.0067928 | 0.010693 | 0.014991 | 0.01947 | 0.024133 | 0.028868 | 0.033733 | 0.038674 | 0.043633 | 0.048611 | 0.053492 | 0.058275 | 0.063103 | 0.067889 | 0.07275 | 0.077628 | 0.082612 | 0.087673 | 0.092813 | 0.097972
CA | Residential | Single Family - Mod. Income | New | Miscellaneous | Well Pump | 0 | 0.0015304 | 0.0031228 | 0.004891 | 0.0068224 | 0.0088157 | 0.010871 | 0.012938 | 0.015042 | 0.017157 | 0.019258 | 0.021346 | 0.023369 | 0.025328 | 0.027285 | 0.029204 | 0.031134 | 0.03305 | 0.034991 | 0.036942 | 0.038906 | 0.040856
CA | Residential | Single Family - Mod. Income | New | Miscellaneous | Bathroom Exhaust Fan | 0 | 0.00064599 | 0.0013182 | 0.0020645 | 0.0028798 | 0.0037212 | 0.0045888 | 0.0054612 | 0.0063492 | 0.007242 | 0.008129 | 0.0090101 | 0.0098641 | 0.010691 | 0.011517 | 0.012327 | 0.013142 | 0.013951 | 0.01477 | 0.015594 | 0.016423 | 0.017245
CA | Residential | Single Family - Mod. Income | New | Miscellaneous | Miscellaneous | 0 | 0.10807 | 0.22261 | 0.35197 | 0.49562 | 0.64651 | 0.80481 | 0.96692 | 1.1348 | 1.3067 | 1.4806 | 1.6567 | 1.8309 | 2.0033 | 2.1786 | 2.3539 | 2.5333 | 2.7147 | 2.9014 | 3.0924 | 3.2876 | 3.4851
CA | Residential | Single Family - Mod. Income | New | Generation | Solar PV | 0 | -0.012251 | -0.030484 | -0.056876 | -0.093155 | -0.13951 | -0.19563 | -0.26254 | -0.34906 | -0.45738 | -0.57926 | -0.72512 | -0.88283 | -1.0517 | -1.2338 | -1.4259 | -1.6304 | -1.8451 | -2.0718 | -2.3096 | -2.5584 | -2.8154
CA | Residential | Multi-Family - Mod. Income | Existing | Cooling | Central AC | 0 | 0 | 0 | 0 | 0 | 0 | 0 | 0 | 0 | 0 | 0 | 0 | 0 | 0 | 0 | 0 | 0 | 0 | 0 | 0 | 0 | 0
CA | Residential | Multi-Family - Mod. Income | Existing | Cooling | Room AC | 0.14081 | 0.13881 | 0.13667 | 0.13448 | 0.13234 | 0.13137 | 0.13055 | 0.12993 | 0.12948 | 0.12919 | 0.12904 | 0.12901 | 0.12909 | 0.12926 | 0.12952 | 0.12993 | 0.1304 | 0.13093 | 0.1315 | 0.13213 | 0.13279 | 0.13348
CA | Residential | Multi-Family - Mod. Income | Existing | Cooling | Air-Source Heat Pump | 0.10716 | 0.10676 | 0.10628 | 0.1058 | 0.10533 | 0.10574 | 0.10615 | 0.10657 | 0.107 | 0.10744 | 0.1079 | 0.10837 | 0.10886 | 0.10937 | 0.10991 | 0.11054 | 0.11118 | 0.11185 | 0.11253 | 0.11322 | 0.11393 | 0.11465
CA | Residential | Multi-Family - Mod. Income | Existing | Cooling | Geothermal Heat Pump | 0 | 0 | 0 | 0 | 0 | 0 | 0 | 0 | 0 | 0 | 0 | 0 | 0 | 0 | 0 | 0 | 0 | 0 | 0 | 0 | 0 | 0
CA | Residential | Multi-Family - Mod. Income | Existing | Cooling | Evaporative Cooler | 0 | 0 | 0 | 0 | 0 | 0 | 0 | 0 | 0 | 0 | 0 | 0 | 0 | 0 | 0 | 0 | 0 | 0 | 0 | 0 | 0 | 0
CA | Residential | Multi-Family - Mod. Income | Existing | Cooling | Ductless Mini Split Heat Pump | 0 | 0 | 0 | 0 | 0 | 0 | 0 | 0 | 0 | 0 | 0 | 0 | 0 | 0 | 0 | 0 | 0 | 0 | 0 | 0 | 0 | 0
CA | Residential | Multi-Family - Mod. Income | Existing | Space Heating | Electric Room Heat | 0.5753 | 0.57575 | 0.5761 | 0.57901 | 0.57664 | 0.57415 | 0.57169 | 0.5719 | 0.56693 | 0.56468 | 0.56254 | 0.56313 | 0.55864 | 0.55691 | 0.55533 | 0.55658 | 0.55274 | 0.55161 | 0.55057 | 0.55219 | 0.54875 | 0.54795
CA | Residential | Multi-Family - Mod. Income | Existing | Space Heating | Electric Furnace | 0.32912 | 0.32937 | 0.32957 | 0.33124 | 0.32988 | 0.32846 | 0.32705 | 0.32717 | 0.32433 | 0.32304 | 0.32182 | 0.32216 | 0.31959 | 0.3186 | 0.31769 | 0.31841 | 0.31621 | 0.31556 | 0.31497 | 0.3159 | 0.31393 | 0.31347
CA | Residential | Multi-Family - Mod. Income | Existing | Space Heating | Air-Source Heat Pump | 0.26023 | 0.2618 | 0.26315 | 0.26571 | 0.26585 | 0.26593 | 0.26598 | 0.26725 | 0.26605 | 0.26605 | 0.26603 | 0.26724 | 0.26594 | 0.26588 | 0.26582 | 0.26707 | 0.26583 | 0.26584 | 0.26586 | 0.26712 | 0.26589 | 0.26592
CA | Residential | Multi-Family - Mod. Income | Existing | Space Heating | Geothermal Heat Pump | 0 | 0 | 0 | 0 | 0 | 0 | 0 | 0 | 0 | 0 | 0 | 0 | 0 | 0 | 0 | 0 | 0 | 0 | 0 | 0 | 0 | 0
CA | Residential | Multi-Family - Mod. Income | Existing | Space Heating | Ductless Mini Split Heat Pump | 0 | 0 | 0 | 0 | 0 | 0 | 0 | 0 | 0 | 0 | 0 | 0 | 0 | 0 | 0 | 0 | 0 | 0 | 0 | 0 | 0 | 0
CA | Residential | Multi-Family - Mod. Income | Existing | Water Heating | Water Heater (<= 55 Gal) | 3.061 | 3.0672 | 3.0734 | 3.0795 | 3.0857 | 3.0919 | 3.0981 | 3.1044 | 3.1106 | 3.1169 | 3.1231 | 3.1294 | 3.1357 | 3.142 | 3.1483 | 3.1547 | 3.161 | 3.1674 | 3.1737 | 3.1801 | 3.1865 | 3.1929
CA | Residential | Multi-Family - Mod. Income | Existing | Water Heating | Water Heater (> 55 Gal) | 0 | 0 | 0 | 0 | 0 | 0 | 0 | 0 | 0 | 0 | 0 | 0 | 0 | 0 | 0 | 0 | 0 | 0 | 0 | 0 | 0 | 0
CA | Residential | Multi-Family - Mod. Income | Existing | Interior Lighting | General Service Lighting | 0.86304 | 0.82836 | 0.78667 | 0.73928 | 0.68365 | 0.62398 | 0.56109 | 0.50872 | 0.46507 | 0.42717 | 0.39514 | 0.36825 | 0.34522 | 0.3257 | 0.30803 | 0.29265 | 0.27924 | 0.26746 | 0.25731 | 0.24729 | 0.23826 | 0.23013
CA | Residential | Multi-Family - Mod. Income | Existing | Interior Lighting | Linear Lighting | 0.1834 | 0.18267 | 0.18194 | 0.18121 | 0.18046 | 0.17971 | 0.17897 | 0.17822 | 0.17748 | 0.17672 | 0.17596 | 0.1752 | 0.17444 | 0.17369 | 0.17293 | 0.17217 | 0.17141 | 0.17066 | 0.1699 | 0.16915 | 0.16842 | 0.16769
CA | Residential | Multi-Family - Mod. Income | Existing | Interior Lighting | Exempted Lighting | 0.0052343 | 0.0049642 | 0.0045928 | 0.004147 | 0.0036318 | 0.0030762 | 0.0024917 | 0.0020544 | 0.0017269 | 0.0014773 | 0.0012877 | 0.0011419 | 0.0010278 | 0.00093982 | 0.00086651 | 0.00080313 | 0.00075011 | 0.00070588 | 0.00067364 | 0.00064747 | 0.00062595 | 0.00060925
CA | Residential | Multi-Family - Mod. Income | Existing | Exterior Lighting | General Service Lighting | 0.083283 | 0.078637 | 0.073311 | 0.067432 | 0.060497 | 0.054723 | 0.049912 | 0.045902 | 0.042555 | 0.039616 | 0.037084 | 0.034887 | 0.032945 | 0.031266 | 0.029668 | 0.02826 | 0.027017 | 0.025918 | 0.024962 | 0.023876 | 0.022879 | 0.021961
CA | Residential | Multi-Family - Mod. Income | Existing | Appliances | Clothes Washer | 0.12115 | 0.12103 | 0.12091 | 0.12079 | 0.12067 | 0.12055 | 0.12043 | 0.12031 | 0.12019 | 0.12007 | 0.11995 | 0.11983 | 0.11971 | 0.11959 | 0.11947 | 0.11936 | 0.11924 | 0.11912 | 0.119 | 0.11888 | 0.11876 | 0.11864
CA | Residential | Multi-Family - Mod. Income | Existing | Appliances | Clothes Dryer | 0.82484 | 0.82029 | 0.81542 | 0.81036 | 0.80524 | 0.80017 | 0.79522 | 0.79048 | 0.786 | 0.78183 | 0.77803 | 0.77453 | 0.7713 | 0.7683 | 0.76549 | 0.76285 | 0.76035 | 0.75798 | 0.75571 | 0.75353 | 0.75143 | 0.7494
CA | Residential | Multi-Family - Mod. Income | Existing | Appliances | Dishwasher | 0.02838 | 0.028252 | 0.028124 | 0.027996 | 0.02787 | 0.027743 | 0.027618 | 0.027492 | 0.027368 | 0.027244 | 0.02712 | 0.026998 | 0.026875 | 0.026753 | 0.026632 | 0.026512 | 0.026391 | 0.026272 | 0.026153 | 0.026034 | 0.025916 | 0.025799
CA | Residential | Multi-Family - Mod. Income | Existing | Appliances | Refrigerator | 0.63748 | 0.63168 | 0.62573 | 0.61971 | 0.61366 | 0.60761 | 0.60165 | 0.59584 | 0.59021 | 0.5848 | 0.57965 | 0.57478 | 0.57018 | 0.5658 | 0.56164 | 0.55768 | 0.55389 | 0.55027 | 0.54679 | 0.54344 | 0.54022 | 0.53711
CA | Residential | Multi-Family - Mod. Income | Existing | Appliances | Freezer | 0.22582 | 0.22368 | 0.22156 | 0.21946 | 0.21739 | 0.21533 | 0.21329 | 0.21127 | 0.20927 | 0.20729 | 0.20532 | 0.20338 | 0.20145 | 0.19955 | 0.19766 | 0.19578 | 0.19393 | 0.19209 | 0.19027 | 0.18847 | 0.18669 | 0.18492
CA | Residential | Multi-Family - Mod. Income | Existing | Appliances | Second Refrigerator | 0.17156 | 0.16643 | 0.16117 | 0.15587 | 0.15059 | 0.14538 | 0.14032 | 0.13545 | 0.13081 | 0.12645 | 0.12238 | 0.11864 | 0.11519 | 0.11201 | 0.10907 | 0.10635 | 0.10382 | 0.10147 | 0.099286 | 0.097245 | 0.095336 | 0.093545
CA | Residential | Multi-Family - Mod. Income | Existing | Appliances | Stove/Oven | 0.17631 | 0.17566 | 0.17503 | 0.1744 | 0.17378 | 0.17317 | 0.17256 | 0.17195 | 0.17133 | 0.17072 | 0.1701 | 0.16948 | 0.16886 | 0.16823 | 0.16759 | 0.16695 | 0.16631 | 0.16566 | 0.16501 | 0.16437 | 0.16372 | 0.16307
CA | Residential | Multi-Family - Mod. Income | Existing | Appliances | Microwave | 0.14332 | 0.14274 | 0.14217 | 0.1416 | 0.14104 | 0.14047 | 0.13991 | 0.13935 | 0.13879 | 0.13824 | 0.13769 | 0.13713 | 0.13659 | 0.13604 | 0.1355 | 0.13495 | 0.13441 | 0.13388 | 0.13334 | 0.13281 | 0.13228 | 0.13175
CA | Residential | Multi-Family - Mod. Income | Existing | Appliances | Dehumidifier | 0.035151 | 0.034652 | 0.0341 | 0.033518 | 0.032927 | 0.032345 | 0.031784 | 0.031256 | 0.030769 | 0.030332 | 0.02995 | 0.029614 | 0.029316 | 0.02905 | 0.02881 | 0.028592 | 0.028392 | 0.028208 | 0.028036 | 0.027875 | 0.027723 | 0.027579
CA | Residential | Multi-Family - Mod. Income | Existing | Appliances | Air Purifier | 0.033684 | 0.033549 | 0.033415 | 0.033281 | 0.033148 | 0.033015 | 0.032883 | 0.032752 | 0.032621 | 0.03249 | 0.03236 | 0.032231 | 0.032102 | 0.031974 | 0.031846 | 0.031718 | 0.031591 | 0.031465 | 0.031339 | 0.031214 | 0.031089 | 0.030965
CA | Residential | Multi-Family - Mod. Income | Existing | Electronics | Personal Computers | 0.087105 | 0.083558 | 0.079516 | 0.075378 | 0.071458 | 0.068003 | 0.065206 | 0.062933 | 0.061078 | 0.059556 | 0.0583 | 0.057256 | 0.056381 | 0.05564 | 0.055007 | 0.054461 | 0.053982 | 0.053559 | 0.053179 | 0.052835 | 0.052518 | 0.052225
CA | Residential | Multi-Family - Mod. Income | Existing | Electronics | Monitor | 0.049366 | 0.047429 | 0.045145 | 0.042777 | 0.040536 | 0.03859 | 0.037073 | 0.035901 | 0.035004 | 0.034328 | 0.033829 | 0.033472 | 0.033228 | 0.033076 | 0.032996 | 0.032976 | 0.033003 | 0.033068 | 0.033164 | 0.033285 | 0.033427 | 0.033584
CA | Residential | Multi-Family - Mod. Income | Existing | Electronics | Laptops | 0.070681 | 0.069419 | 0.06816 | 0.067236 | 0.066581 | 0.066141 | 0.065873 | 0.065745 | 0.065728 | 0.065801 | 0.065946 | 0.06615 | 0.066401 | 0.066691 | 0.067012 | 0.067359 | 0.067727 | 0.068113 | 0.068513 | 0.068925 | 0.069348 | 0.06978
CA | Residential | Multi-Family - Mod. Income | Existing | Electronics | TVs | 0.16054 | 0.21701 | 0.27164 | 0.32021 | 0.35931 | 0.39085 | 0.41633 | 0.43697 | 0.45374 | 0.46742 | 0.47861 | 0.48783 | 0.49546 | 0.50182 | 0.50717 | 0.51171 | 0.51561 | 0.51898 | 0.52195 | 0.52458 | 0.52695 | 0.52912
CA | Residential | Multi-Family - Mod. Income | Existing | Electronics | Printer/Fax/Copier | 0.0058684 | 0.0057916 | 0.0057003 | 0.0056098 | 0.005532 | 0.0054767 | 0.0054394 | 0.0054165 | 0.0054051 | 0.0054032 | 0.0054087 | 0.0054202 | 0.0054367 | 0.0054571 | 0.0054807 | 0.0055069 | 0.0055353 | 0.0055655 | 0.0055971 | 0.0056299 | 0.0056637 | 0.0056984
CA | Residential | Multi-Family - Mod. Income | Existing | Electronics | Set-top Boxes/DVRs | 0.020952 | 0.020876 | 0.020779 | 0.020678 | 0.020585 | 0.020509 | 0.020457 | 0.020427 | 0.020412 | 0.02041 | 0.020419 | 0.020436 | 0.02046 | 0.020489 | 0.020522 | 0.020559 | 0.020599 | 0.020641 | 0.020685 | 0.02073 | 0.020777 | 0.020824
CA | Residential | Multi-Family - Mod. Income | Existing | Electronics | Devices and Gadgets | 0.56903 | 0.57278 | 0.57655 | 0.58035 | 0.58417 | 0.58801 | 0.59189 | 0.59578 | 0.59971 | 0.60365 | 0.60763 | 0.61163 | 0.61566 | 0.61971 | 0.62379 | 0.6279 | 0.63203 | 0.63619 | 0.64038 | 0.6446 | 0.64884 | 0.65312
CA | Residential | Multi-Family - Mod. Income | Existing | Miscellaneous | Electric Vehicle Chargers | 0 | 0 | 0 | 0 | 0 | 0 | 0 | 0 | 0 | 0 | 0 | 0 | 0 | 0 | 0 | 0 | 0 | 0 | 0 | 0 | 0 | 0
CA | Residential | Multi-Family - Mod. Income | Existing | Miscellaneous | Pool Pump | 0 | 0 | 0 | 0 | 0 | 0 | 0 | 0 | 0 | 0 | 0 | 0 | 0 | 0 | 0 | 0 | 0 | 0 | 0 | 0 | 0 | 0
CA | Residential | Multi-Family - Mod. Income | Existing | Miscellaneous | Pool Heater | 0 | 0 | 0 | 0 | 0 | 0 | 0 | 0 | 0 | 0 | 0 | 0 | 0 | 0 | 0 | 0 | 0 | 0 | 0 | 0 | 0 | 0
CA | Residential | Multi-Family - Mod. Income | Existing | Miscellaneous | Hot Tub/Spa | 0.20004 | 0.20716 | 0.21589 | 0.21901 | 0.22154 | 0.22314 | 0.22354 | 0.22254 | 0.21998 | 0.21574 | 0.21139 | 0.20672 | 0.20284 | 0.1996 | 0.19686 | 0.19349 | 0.19035 | 0.18905 | 0.18785 | 0.18676 | 0.18573 | 0.18477
CA | Residential | Multi-Family - Mod. Income | Existing | Miscellaneous | Furnace Fan | 0.026314 | 0.026237 | 0.026147 | 0.026048 | 0.025942 | 0.025833 | 0.025724 | 0.025616 | 0.025512 | 0.025414 | 0.025323 | 0.02524 | 0.025167 | 0.025106 | 0.025056 | 0.025019 | 0.024994 | 0.024979 | 0.024974 | 0.024976 | 0.024986 | 0.025002
CA | Residential | Multi-Family - Mod. Income | Existing | Miscellaneous | Well Pump | 0 | 0 | 0 | 0 | 0 | 0 | 0 | 0 | 0 | 0 | 0 | 0 | 0 | 0 | 0 | 0 | 0 | 0 | 0 | 0 | 0 | 0
CA | Residential | Multi-Family - Mod. Income | Existing | Miscellaneous | Bathroom Exhaust Fan | 0.008437 | 0.0084033 | 0.0083697 | 0.0083362 | 0.0083028 | 0.0082696 | 0.0082365 | 0.0082036 | 0.0081708 | 0.0081381 | 0.0081055 | 0.0080731 | 0.0080408 | 0.0080087 | 0.0079766 | 0.0079447 | 0.0079129 | 0.0078813 | 0.0078498 | 0.0078184 | 0.0077871 | 0.0077559
CA | Residential | Multi-Family - Mod. Income | Existing | Miscellaneous | Miscellaneous | 1.7069 | 1.7162 | 1.7256 | 1.735 | 1.7445 | 1.754 | 1.7636 | 1.7732 | 1.7829 | 1.7926 | 1.8024 | 1.8122 | 1.8221 | 1.832 | 1.842 | 1.8521 | 1.8622 | 1.8723 | 1.8825 | 1.8928 | 1.9031 | 1.9135
CA | Residential | Multi-Family - Mod. Income | Existing | Generation | Solar PV | 0 | 0 | 0 | 0 | 0 | 0 | 0 | 0 | 0 | 0 | 0 | 0 | 0 | 0 | 0 | 0 | 0 | 0 | 0 | 0 | 0 | 0
CA | Residential | Multi-Family - Mod. Income | New | Cooling | Central AC | 0 | 0 | 0 | 0 | 0 | 0 | 0 | 0 | 0 | 0 | 0 | 0 | 0 | 0 | 0 | 0 | 0 | 0 | 0 | 0 | 0 | 0
CA | Residential | Multi-Family - Mod. Income | New | Cooling | Room AC | 0 | 0.00063529 | 0.0012885 | 0.0019876 | 0.0027298 | 0.0035196 | 0.0043411 | 0.0051825 | 0.0060502 | 0.0069383 | 0.0078404 | 0.0087564 | 0.0096729 | 0.010589 | 0.011523 | 0.01247 | 0.013438 | 0.014421 | 0.015429 | 0.01646 | 0.017512 | 0.01858
CA | Residential | Multi-Family - Mod. Income | New | Cooling | Air-Source Heat Pump | 0 | 0.00059116 | 0.0011611 | 0.0017709 | 0.0024183 | 0.0031076 | 0.0038246 | 0.0045589 | 0.0053162 | 0.0060913 | 0.0068786 | 0.0076781 | 0.0084779 | 0.0092734 | 0.010084 | 0.010907 | 0.011749 | 0.012604 | 0.013481 | 0.014378 | 0.015294 | 0.016223
CA | Residential | Multi-Family - Mod. Income | New | Cooling | Geothermal Heat Pump | 0 | 0 | 0 | 0 | 0 | 0 | 0 | 0 | 0 | 0 | 0 | 0 | 0 | 0 | 0 | 0 | 0 | 0 | 0 | 0 | 0 | 0
CA | Residential | Multi-Family - Mod. Income | New | Cooling | Evaporative Cooler | 0 | 0 | 0 | 0 | 0 | 0 | 0 | 0 | 0 | 0 | 0 | 0 | 0 | 0 | 0 | 0 | 0 | 0 | 0 | 0 | 0 | 0
CA | Residential | Multi-Family - Mod. Income | New | Cooling | Ductless Mini Split Heat Pump | 0 | 0 | 0 | 0 | 0 | 0 | 0 | 0 | 0 | 0 | 0 | 0 | 0 | 0 | 0 | 0 | 0 | 0 | 0 | 0 | 0 | 0
CA | Residential | Multi-Family - Mod. Income | New | Space Heating | Electric Room Heat | 0 | 0.0028761 | 0.0058671 | 0.0091436 | 0.012573 | 0.016094 | 0.01971 | 0.02347 | 0.027083 | 0.03084 | 0.034607 | 0.03856 | 0.042106 | 0.045778 | 0.049472 | 0.053403 | 0.056871 | 0.060596 | 0.064373 | 0.068506 | 0.072038 | 0.075896
CA | Residential | Multi-Family - Mod. Income | New | Space Heating | Electric Furnace | 0 | 0.0016454 | 0.0033564 | 0.0052309 | 0.0071928 | 0.0092072 | 0.011276 | 0.013427 | 0.015493 | 0.017643 | 0.019798 | 0.02206 | 0.024088 | 0.026189 | 0.028302 | 0.030551 | 0.032535 | 0.034665 | 0.036826 | 0.039191 | 0.041212 | 0.043419
CA | Residential | Multi-Family - Mod. Income | New | Space Heating | Air-Source Heat Pump | 0 | 0.0015278 | 0.0030151 | 0.0046449 | 0.0063497 | 0.0081 | 0.0098972 | 0.011767 | 0.013562 | 0.01543 | 0.017302 | 0.019268 | 0.021029 | 0.022844 | 0.024671 | 0.026617 | 0.028334 | 0.030179 | 0.032051 | 0.034101 | 0.035852 | 0.037766
CA | Residential | Multi-Family - Mod. Income | New | Space Heating | Geothermal Heat Pump | 0 | 0 | 0 | 0 | 0 | 0 | 0 | 0 | 0 | 0 | 0 | 0 | 0 | 0 | 0 | 0 | 0 | 0 | 0 | 0 | 0 | 0
CA | Residential | Multi-Family - Mod. Income | New | Space Heating | Ductless Mini Split Heat Pump | 0 | 0 | 0 | 0 | 0 | 0 | 0 | 0 | 0 | 0 | 0 | 0 | 0 | 0 | 0 | 0 | 0 | 0 | 0 | 0 | 0 | 0
CA | Residential | Multi-Family - Mod. Income | New | Water Heating | Water Heater (<= 55 Gal) | 0 | 0.017662 | 0.035915 | 0.05554 | 0.076474 | 0.098042 | 0.12026 | 0.14277 | 0.16577 | 0.18908 | 0.21253 | 0.23611 | 0.25946 | 0.28258 | 0.30592 | 0.3292 | 0.3528 | 0.37652 | 0.40065 | 0.42511 | 0.44988 | 0.4748
CA | Residential | Multi-Family - Mod. Income | New | Water Heating | Water Heater (> 55 Gal) | 0 | 0 | 0 | 0 | 0 | 0 | 0 | 0 | 0 | 0 | 0 | 0 | 0 | 0 | 0 | 0 | 0 | 0 | 0 | 0 | 0 | 0
CA | Residential | Multi-Family - Mod. Income | New | Interior Lighting | General Service Lighting | 0 | 0.0017123 | 0.0034609 | 0.00532 | 0.0070079 | 0.0087271 | 0.010478 | 0.012231 | 0.014002 | 0.015594 | 0.017132 | 0.018678 | 0.020155 | 0.021593 | 0.022852 | 0.024069 | 0.025275 | 0.026449 | 0.027643 | 0.028711 | 0.029801 | 0.030893
CA | Residential | Multi-Family - Mod. Income | New | Interior Lighting | Linear Lighting | 0 | 0.0010519 | 0.0021261 | 0.0032682 | 0.0044682 | 0.0056906 | 0.0069352 | 0.008182 | 0.0094411 | 0.010699 | 0.011949 | 0.013192 | 0.014406 | 0.015593 | 0.016774 | 0.017938 | 0.019104 | 0.020263 | 0.021428 | 0.022596 | 0.023765 | 0.024924
CA | Residential | Multi-Family - Mod. Income | New | Interior Lighting | Exempted Lighting | 0 | 5.15e-06 | 1.0409e-05 | 1.6001e-05 | 2.1004e-05 | 2.61e-05 | 3.1289e-05 | 3.6487e-05 | 4.1737e-05 | 4.6448e-05 | 5.0883e-05 | 5.5085e-05 | 5.9005e-05 | 6.2842e-05 | 6.6041e-05 | 6.8745e-05 | 7.1515e-05 | 7.4284e-05 | 7.7445e-05 | 8.0679e-05 | 8.3963e-05 | 8.725e-05
CA | Residential | Multi-Family - Mod. Income | New | Exterior Lighting | General Service Lighting | 0 | 0.00017964 | 0.00036309 | 0.00055812 | 0.00072957 | 0.00090421 | 0.001082 | 0.0012602 | 0.0014401 | 0.0015986 | 0.0017509 | 0.0018991 | 0.0020392 | 0.0021748 | 0.0022875 | 0.0023965 | 0.0025039 | 0.002609 | 0.0027163 | 0.0028062 | 0.0028988 | 0.0029916
CA | Residential | Multi-Family - Mod. Income | New | Appliances | Clothes Washer | 0 | 0.00069698 | 0.001413 | 0.0021785 | 0.0029906 | 0.0038226 | 0.0046746 | 0.0055332 | 0.0064052 | 0.007284 | 0.0081626 | 0.009041 | 0.0099055 | 0.010756 | 0.011609 | 0.012455 | 0.013308 | 0.01416 | 0.015022 | 0.015892 | 0.016767 | 0.017643
CA | Residential | Multi-Family - Mod. Income | New | Appliances | Clothes Dryer | 0 | 0.0044972 | 0.0091062 | 0.014023 | 0.019227 | 0.024545 | 0.02998 | 0.035443 | 0.040979 | 0.046545 | 0.052096 | 0.057632 | 0.063066 | 0.068397 | 0.073734 | 0.079011 | 0.084318 | 0.089608 | 0.09495 | 0.10032 | 0.10572 | 0.11111
CA | Residential | Multi-Family - Mod. Income | New | Appliances | Dishwasher | 0 | 0.00016269 | 0.00032866 | 0.00050492 | 0.00069069 | 0.00087972 | 0.001072 | 0.0012644 | 0.0014585 | 0.0016527 | 0.0018455 | 0.0020369 | 0.0022237 | 0.0024061 | 0.0025878 | 0.0027666 | 0.0029455 | 0.0031231 | 0.0033015 | 0.0034802 | 0.003659 | 0.0038364
CA | Residential | Multi-Family - Mod. Income | New | Appliances | Refrigerator | 0 | 0.0032981 | 0.0066674 | 0.01025 | 0.014027 | 0.017868 | 0.021778 | 0.025695 | 0.02965 | 0.033612 | 0.037549 | 0.041462 | 0.045287 | 0.049023 | 0.05275 | 0.056422 | 0.0601 | 0.063753 | 0.06743 | 0.071114 | 0.074805 | 0.078472
CA | Residential | Multi-Family - Mod. Income | New | Appliances | Freezer | 0 | 0.0012882 | 0.0025894 | 0.0039585 | 0.005388 | 0.0068284 | 0.0082794 | 0.0097168 | 0.011153 | 0.012575 | 0.013972 | 0.015345 | 0.016669 | 0.017947 | 0.019206 | 0.020431 | 0.021645 | 0.022835 | 0.024021 | 0.025195 | 0.026358 | 0.027499
CA | Residential | Multi-Family - Mod. Income | New | Appliances | Second Refrigerator | 0 | 0.00058274 | 0.0011721 | 0.0017929 | 0.0024411 | 0.0030939 | 0.0037519 | 0.0044043 | 0.0050566 | 0.0057034 | 0.0063394 | 0.0069646 | 0.0075686 | 0.0081518 | 0.0087273 | 0.0092875 | 0.0098431 | 0.010389 | 0.010932 | 0.011472 | 0.012006 | 0.012531
CA | Residential | Multi-Family - Mod. Income | New | Appliances | Stove/Oven | 0 | 0.0010176 | 0.0020568 | 0.0031616 | 0.0043272 | 0.0055143 | 0.0067231 | 0.007934 | 0.0091568 | 0.010382 | 0.011599 | 0.012809 | 0.013991 | 0.015147 | 0.016299 | 0.017434 | 0.018572 | 0.019702 | 0.020839 | 0.021978 | 0.02312 | 0.024254
CA | Residential | Multi-Family - Mod. Income | New | Appliances | Microwave | 0 | 0.00082199 | 0.0016614 | 0.0025538 | 0.0034953 | 0.0044543 | 0.0054307 | 0.0064088 | 0.0073965 | 0.008386 | 0.0093693 | 0.010346 | 0.011302 | 0.012235 | 0.013166 | 0.014083 | 0.015002 | 0.015914 | 0.016833 | 0.017753 | 0.018675 | 0.019591
CA | Residential | Multi-Family - Mod. Income | New | Appliances | Dehumidifier | 0 | 0.00017102 | 0.00034567 | 0.00053135 | 0.00072723 | 0.00092675 | 0.0011299 | 0.0013334 | 0.0015389 | 0.0017448 | 0.0019494 | 0.0021527 | 0.0023514 | 0.0025456 | 0.0027393 | 0.0029301 | 0.0031212 | 0.0033111 | 0.0035022 | 0.0036937 | 0.0038856 | 0.0040761
CA | Residential | Multi-Family - Mod. Income | New | Appliances | Air Purifier | 0 | 0.00019319 | 0.00039049 | 0.00060023 | 0.00082151 | 0.0010469 | 0.0012764 | 0.0015063 | 0.0017384 | 0.001971 | 0.0022021 | 0.0024317 | 0.0026562 | 0.0028756 | 0.0030944 | 0.0033099 | 0.0035259 | 0.0037404 | 0.0039563 | 0.0041725 | 0.0043893 | 0.0046046
CA | Residential | Multi-Family - Mod. Income | New | Electronics | Personal Computers | 0 | 0.00032375 | 0.00065437 | 0.0010059 | 0.0013767 | 0.0017544 | 0.0021389 | 0.0025242 | 0.0029132 | 0.0033029 | 0.0036902 | 0.004075 | 0.0044512 | 0.0048188 | 0.0051855 | 0.0055467 | 0.0059086 | 0.0062681 | 0.0066298 | 0.0069923 | 0.0073554 | 0.0077162
CA | Residential | Multi-Family - Mod. Income | New | Electronics | Monitor | 0 | 0.00016839 | 0.00034397 | 0.00053435 | 0.00073911 | 0.00095189 | 0.0011729 | 0.0013989 | 0.0016316 | 0.0018695 | 0.0021109 | 0.0023559 | 0.0026007 | 0.0028454 | 0.0030944 | 0.0033452 | 0.0036013 | 0.003861 | 0.0041272 | 0.0043991 | 0.0046767 | 0.0049583
CA | Residential | Multi-Family - Mod. Income | New | Electronics | Laptops | 0 | 0.00035192 | 0.00071886 | 0.0011167 | 0.0015447 | 0.0019894 | 0.0024512 | 0.0029235 | 0.0034099 | 0.0039071 | 0.0044117 | 0.0049235 | 0.0054352 | 0.0059466 | 0.0064671 | 0.006991 | 0.0075263 | 0.0080691 | 0.0086254 | 0.0091937 | 0.009774 | 0.010362
CA | Residential | Multi-Family - Mod. Income | New | Electronics | TVs | 0 | 0.0029192 | 0.0059387 | 0.009188 | 0.012657 | 0.016234 | 0.019921 | 0.023661 | 0.027485 | 0.031364 | 0.035269 | 0.039201 | 0.043097 | 0.046959 | 0.050861 | 0.054756 | 0.058707 | 0.062683 | 0.066731 | 0.070836 | 0.074999 | 0.079189
CA | Residential | Multi-Family - Mod. Income | New | Electronics | Printer/Fax/Copier | 0 | 2.8728e-05 | 5.8682e-05 | 9.1161e-05 | 0.00012609 | 0.00016239 | 0.0002001 | 0.00023865 | 0.00027835 | 0.00031894 | 0.00036013 | 0.00040191 | 0.00044368 | 0.00048543 | 0.00052792 | 0.00057069 | 0.00061438 | 0.00065869 | 0.00070411 | 0.00075049 | 0.00079786 | 0.00084589
CA | Residential | Multi-Family - Mod. Income | New | Electronics | Set-top Boxes/DVRs | 0 | 0.00011408 | 0.00023208 | 0.00035905 | 0.00049461 | 0.00063439 | 0.00077848 | 0.00092466 | 0.0010741 | 0.0012257 | 0.0013783 | 0.0015319 | 0.0016842 | 0.0018351 | 0.0019876 | 0.0021398 | 0.0022942 | 0.0024496 | 0.0026078 | 0.0027682 | 0.0029309 | 0.0030946
CA | Residential | Multi-Family - Mod. Income | New | Electronics | Devices and Gadgets | 0 | 0.0032984 | 0.0067376 | 0.010467 | 0.014477 | 0.018645 | 0.022974 | 0.0274 | 0.031959 | 0.03662 | 0.041348 | 0.046146 | 0.050942 | 0.055734 | 0.060613 | 0.065524 | 0.07054 | 0.075627 | 0.080842 | 0.086168 | 0.091607 | 0.097121
CA | Residential | Multi-Family - Mod. Income | New | Miscellaneous | Electric Vehicle Chargers | 0 | 0 | 0 | 0 | 0 | 0 | 0 | 0 | 0 | 0 | 0 | 0 | 0 | 0 | 0 | 0 | 0 | 0 | 0 | 0 | 0 | 0
CA | Residential | Multi-Family - Mod. Income | New | Miscellaneous | Pool Pump | 0 | 0 | 0 | 0 | 0 | 0 | 0 | 0 | 0 | 0 | 0 | 0 | 0 | 0 | 0 | 0 | 0 | 0 | 0 | 0 | 0 | 0
CA | Residential | Multi-Family - Mod. Income | New | Miscellaneous | Pool Heater | 0 | 0 | 0 | 0 | 0 | 0 | 0 | 0 | 0 | 0 | 0 | 0 | 0 | 0 | 0 | 0 | 0 | 0 | 0 | 0 | 0 | 0
CA | Residential | Multi-Family - Mod. Income | New | Miscellaneous | Hot Tub/Spa | 0 | 0.0017511 | 0.0035394 | 0.004785 | 0.0060991 | 0.0074375 | 0.0088004 | 0.010166 | 0.011544 | 0.012925 | 0.014177 | 0.015321 | 0.016478 | 0.01764 | 0.018827 | 0.019859 | 0.020939 | 0.022213 | 0.023495 | 0.024779 | 0.026066 | 0.027345
CA | Residential | Multi-Family - Mod. Income | New | Miscellaneous | Furnace Fan | 0 | 0.00013449 | 0.00027362 | 0.00042336 | 0.00058324 | 0.00074815 | 0.00091816 | 0.0010907 | 0.0012671 | 0.0014461 | 0.0016264 | 0.0018079 | 0.0019879 | 0.0021664 | 0.0023468 | 0.002527 | 0.0027098 | 0.0028939 | 0.0030814 | 0.0032716 | 0.0034646 | 0.003659
CA | Residential | Multi-Family - Mod. Income | New | Miscellaneous | Well Pump | 0 | 0 | 0 | 0 | 0 | 0 | 0 | 0 | 0 | 0 | 0 | 0 | 0 | 0 | 0 | 0 | 0 | 0 | 0 | 0 | 0 | 0
CA | Residential | Multi-Family - Mod. Income | New | Miscellaneous | Bathroom Exhaust Fan | 0 | 4.839e-05 | 9.7808e-05 | 0.00015034 | 0.00020577 | 0.00026222 | 0.0003197 | 0.00037729 | 0.00043544 | 0.00049368 | 0.00055157 | 0.00060909 | 0.00066533 | 0.00072027 | 0.00077508 | 0.00082906 | 0.00088315 | 0.00093689 | 0.00099096 | 0.0010451 | 0.0010994 | 0.0011533
CA | Residential | Multi-Family - Mod. Income | New | Miscellaneous | Miscellaneous | 0 | 0.009883 | 0.020165 | 0.031291 | 0.043233 | 0.055618 | 0.068453 | 0.08155 | 0.095012 | 0.10874 | 0.12265 | 0.13672 | 0.15077 | 0.16476 | 0.17899 | 0.19327 | 0.20783 | 0.22257 | 0.23765 | 0.25302 | 0.26869 | 0.28455
CA | Residential | Multi-Family - Mod. Income | New | Generation | Solar PV | 0 | 0 | 0 | 0 | 0 | 0 | 0 | 0 | 0 | 0 | 0 | 0 | 0 | 0 | 0 | 0 | 0 | 0 | 0 | 0 | 0 | 0
CA | Residential | Manufactured Home - Mod. Income | Existing | Cooling | Central AC | 0.63485 | 0.62685 | 0.61781 | 0.60889 | 0.60015 | 0.59652 | 0.59305 | 0.58979 | 0.5868 | 0.58412 | 0.58179 | 0.57985 | 0.57835 | 0.57728 | 0.57671 | 0.57693 | 0.57756 | 0.57855 | 0.57987 | 0.58147 | 0.58333 | 0.58542
CA | Residential | Manufactured Home - Mod. Income | Existing | Cooling | Room AC | 0.38004 | 0.37463 | 0.36885 | 0.36295 | 0.35716 | 0.35456 | 0.35234 | 0.35065 | 0.34945 | 0.34867 | 0.34827 | 0.34819 | 0.3484 | 0.34887 | 0.34956 | 0.35066 | 0.35193 | 0.35336 | 0.35491 | 0.35659 | 0.35837 | 0.36025
CA | Residential | Manufactured Home - Mod. Income | Existing | Cooling | Air-Source Heat Pump | 0.3542 | 0.3526 | 0.35084 | 0.34911 | 0.34742 | 0.34861 | 0.34984 | 0.35111 | 0.35242 | 0.3538 | 0.35524 | 0.35675 | 0.35835 | 0.36002 | 0.36178 | 0.36383 | 0.36595 | 0.36812 | 0.37036 | 0.37264 | 0.37496 | 0.37732
CA | Residential | Manufactured Home - Mod. Income | Existing | Cooling | Geothermal Heat Pump | 0 | 0 | 0 | 0 | 0 | 0 | 0 | 0 | 0 | 0 | 0 | 0 | 0 | 0 | 0 | 0 | 0 | 0 | 0 | 0 | 0 | 0
CA | Residential | Manufactured Home - Mod. Income | Existing | Cooling | Evaporative Cooler | 0.096304 | 0.095537 | 0.094757 | 0.093968 | 0.093176 | 0.093147 | 0.093112 | 0.093075 | 0.09304 | 0.093011 | 0.092992 | 0.092986 | 0.092997 | 0.093027 | 0.093074 | 0.093194 | 0.093327 | 0.093473 | 0.09363 | 0.093798 | 0.093976 | 0.094161
CA | Residential | Manufactured Home - Mod. Income | Existing | Cooling | Ductless Mini Split Heat Pump | 0.16323 | 0.16408 | 0.16494 | 0.1658 | 0.16667 | 0.16892 | 0.17119 | 0.17348 | 0.17579 | 0.17812 | 0.18047 | 0.18283 | 0.18522 | 0.18763 | 0.19005 | 0.19262 | 0.1952 | 0.19781 | 0.20043 | 0.20308 | 0.20575 | 0.20845
CA | Residential | Manufactured Home - Mod. Income | Existing | Space Heating | Electric Room Heat | 0.84646 | 0.84712 | 0.84763 | 0.85191 | 0.84842 | 0.84477 | 0.84114 | 0.84145 | 0.83415 | 0.83083 | 0.82768 | 0.82855 | 0.82194 | 0.8194 | 0.81707 | 0.81891 | 0.81326 | 0.81159 | 0.81007 | 0.81245 | 0.80739 | 0.80621
CA | Residential | Manufactured Home - Mod. Income | Existing | Space Heating | Electric Furnace | 4.04 | 4.0431 | 4.0456 | 4.066 | 4.0493 | 4.0319 | 4.0146 | 4.016 | 3.9812 | 3.9654 | 3.9503 | 3.9545 | 3.923 | 3.9108 | 3.8997 | 3.9085 | 3.8815 | 3.8736 | 3.8663 | 3.8777 | 3.8535 | 3.8479
CA | Residential | Manufactured Home - Mod. Income | Existing | Space Heating | Air-Source Heat Pump | 0.79825 | 0.80249 | 0.80631 | 0.81383 | 0.81398 | 0.81395 | 0.8139 | 0.81757 | 0.81374 | 0.81362 | 0.81349 | 0.81712 | 0.81316 | 0.81296 | 0.8128 | 0.81664 | 0.81285 | 0.8129 | 0.81295 | 0.81682 | 0.81309 | 0.81316
CA | Residential | Manufactured Home - Mod. Income | Existing | Space Heating | Geothermal Heat Pump | 0 | 0 | 0 | 0 | 0 | 0 | 0 | 0 | 0 | 0 | 0 | 0 | 0 | 0 | 0 | 0 | 0 | 0 | 0 | 0 | 0 | 0
CA | Residential | Manufactured Home - Mod. Income | Existing | Space Heating | Ductless Mini Split Heat Pump | 0.37995 | 0.38194 | 0.38394 | 0.38771 | 0.38797 | 0.38815 | 0.38832 | 0.39026 | 0.38863 | 0.38877 | 0.38891 | 0.39085 | 0.38915 | 0.38925 | 0.38935 | 0.39135 | 0.38967 | 0.38981 | 0.38995 | 0.3919 | 0.3902 | 0.3903
CA | Residential | Manufactured Home - Mod. Income | Existing | Water Heating | Water Heater (<= 55 Gal) | 4.7175 | 4.727 | 4.7365 | 4.746 | 4.7555 | 4.7651 | 4.7747 | 4.7843 | 4.7939 | 4.8035 | 4.8132 | 4.8229 | 4.8326 | 4.8423 | 4.852 | 4.8618 | 4.8715 | 4.8813 | 4.8911 | 4.901 | 4.9108 | 4.9207
CA | Residential | Manufactured Home - Mod. Income | Existing | Water Heating | Water Heater (> 55 Gal) | 0 | 0 | 0 | 0 | 0 | 0 | 0 | 0 | 0 | 0 | 0 | 0 | 0 | 0 | 0 | 0 | 0 | 0 | 0 | 0 | 0 | 0
CA | Residential | Manufactured Home - Mod. Income | Existing | Interior Lighting | General Service Lighting | 1.3855 | 1.336 | 1.2766 | 1.2093 | 1.1282 | 1.0414 | 0.94983 | 0.87351 | 0.80983 | 0.75365 | 0.7059 | 0.66566 | 0.63084 | 0.60115 | 0.57359 | 0.54931 | 0.52787 | 0.5088 | 0.49223 | 0.47531 | 0.45988 | 0.44579
CA | Residential | Manufactured Home - Mod. Income | Existing | Interior Lighting | Linear Lighting | 0.33861 | 0.33726 | 0.33591 | 0.33456 | 0.33316 | 0.33176 | 0.33036 | 0.32897 | 0.32757 | 0.32613 | 0.32469 | 0.32326 | 0.32183 | 0.3204 | 0.31895 | 0.31749 | 0.31605 | 0.3146 | 0.31317 | 0.31174 | 0.31034 | 0.30895
CA | Residential | Manufactured Home - Mod. Income | Existing | Interior Lighting | Exempted Lighting | 0.0064009 | 0.0060849 | 0.0056508 | 0.0051301 | 0.0045234 | 0.0038692 | 0.0031811 | 0.0026659 | 0.0022799 | 0.0019841 | 0.0017584 | 0.0015835 | 0.0014452 | 0.0013377 | 0.001246 | 0.0011645 | 0.0010952 | 0.0010365 | 0.00099381 | 0.0009588 | 0.00092969 | 0.00090702
CA | Residential | Manufactured Home - Mod. Income | Existing | Exterior Lighting | General Service Lighting | 0.37387 | 0.35329 | 0.32969 | 0.30365 | 0.27283 | 0.24717 | 0.22579 | 0.20796 | 0.19308 | 0.17999 | 0.1687 | 0.15889 | 0.1502 | 0.14268 | 0.1355 | 0.12917 | 0.12357 | 0.11861 | 0.1143 | 0.10937 | 0.10484 | 0.10067
CA | Residential | Manufactured Home - Mod. Income | Existing | Appliances | Clothes Washer | 0.22701 | 0.22679 | 0.22656 | 0.22633 | 0.22611 | 0.22588 | 0.22566 | 0.22543 | 0.22521 | 0.22498 | 0.22436 | 0.22346 | 0.22257 | 0.22168 | 0.22079 | 0.21991 | 0.21903 | 0.21815 | 0.21728 | 0.21641 | 0.21555 | 0.21468
CA | Residential | Manufactured Home - Mod. Income | Existing | Appliances | Clothes Dryer | 1.7038 | 1.6944 | 1.6844 | 1.6739 | 1.6633 | 1.6529 | 1.6426 | 1.6328 | 1.6236 | 1.615 | 1.6071 | 1.5999 | 1.5932 | 1.587 | 1.5812 | 1.5758 | 1.5706 | 1.5657 | 1.561 | 1.5565 | 1.5522 | 1.548
CA | Residential | Manufactured Home - Mod. Income | Existing | Appliances | Dishwasher | 0.16269 | 0.16195 | 0.16122 | 0.16049 | 0.15976 | 0.15904 | 0.15832 | 0.1576 | 0.15689 | 0.15618 | 0.15547 | 0.15476 | 0.15406 | 0.15336 | 0.15267 | 0.15198 | 0.15129 | 0.1506 | 0.14992 | 0.14924 | 0.14856 | 0.14789
CA | Residential | Manufactured Home - Mod. Income | Existing | Appliances | Refrigerator | 1.1014 | 1.0914 | 1.0811 | 1.0707 | 1.0602 | 1.0498 | 1.0395 | 1.0294 | 1.0197 | 1.0104 | 1.0015 | 0.99307 | 0.98511 | 0.97755 | 0.97037 | 0.96352 | 0.95698 | 0.95071 | 0.9447 | 0.93892 | 0.93336 | 0.92798
CA | Residential | Manufactured Home - Mod. Income | Existing | Appliances | Freezer | 0.69762 | 0.69101 | 0.68447 | 0.67799 | 0.67157 | 0.66521 | 0.65891 | 0.65267 | 0.64649 | 0.64037 | 0.63431 | 0.6283 | 0.62235 | 0.61646 | 0.61062 | 0.60484 | 0.59911 | 0.59344 | 0.58782 | 0.58225 | 0.57673 | 0.57127
CA | Residential | Manufactured Home - Mod. Income | Existing | Appliances | Second Refrigerator | 0.60669 | 0.58856 | 0.56997 | 0.55121 | 0.53253 | 0.51413 | 0.49624 | 0.47901 | 0.46261 | 0.44716 | 0.43278 | 0.41954 | 0.40736 | 0.39611 | 0.38571 | 0.37608 | 0.36715 | 0.35885 | 0.35112 | 0.3439 | 0.33714 | 0.33081
CA | Residential | Manufactured Home - Mod. Income | Existing | Appliances | Stove/Oven | 0.45178 | 0.45011 | 0.44848 | 0.44688 | 0.4453 | 0.44373 | 0.44216 | 0.44059 | 0.43902 | 0.43745 | 0.43587 | 0.43428 | 0.43267 | 0.43106 | 0.42943 | 0.42779 | 0.42614 | 0.42448 | 0.42283 | 0.42117 | 0.41951 | 0.41785
CA | Residential | Manufactured Home - Mod. Income | Existing | Appliances | Microwave | 0.25946 | 0.25842 | 0.25739 | 0.25636 | 0.25533 | 0.25431 | 0.2533 | 0.25228 | 0.25127 | 0.25027 | 0.24927 | 0.24827 | 0.24728 | 0.24629 | 0.2453 | 0.24432 | 0.24334 | 0.24237 | 0.2414 | 0.24044 | 0.23947 | 0.23852
CA | Residential | Manufactured Home - Mod. Income | Existing | Appliances | Dehumidifier | 0.020498 | 0.020207 | 0.019885 | 0.019546 | 0.019201 | 0.018862 | 0.018534 | 0.018226 | 0.017943 | 0.017688 | 0.017465 | 0.017269 | 0.017095 | 0.01694 | 0.0168 | 0.016673 | 0.016557 | 0.016449 | 0.016349 | 0.016255 | 0.016167 | 0.016082
CA | Residential | Manufactured Home - Mod. Income | Existing | Appliances | Air Purifier | 0.038315 | 0.038162 | 0.038009 | 0.037857 | 0.037706 | 0.037555 | 0.037405 | 0.037255 | 0.037106 | 0.036958 | 0.03681 | 0.036662 | 0.036516 | 0.03637 | 0.036224 | 0.036079 | 0.035935 | 0.035791 | 0.035648 | 0.035506 | 0.035364 | 0.035222
CA | Residential | Manufactured Home - Mod. Income | Existing | Electronics | Personal Computers | 0.17885 | 0.17156 | 0.16326 | 0.15477 | 0.14672 | 0.13963 | 0.13388 | 0.12922 | 0.12541 | 0.12228 | 0.1197 | 0.11756 | 0.11576 | 0.11424 | 0.11294 | 0.11182 | 0.11084 | 0.10997 | 0.10919 | 0.10848 | 0.10783 | 0.10723
CA | Residential | Manufactured Home - Mod. Income | Existing | Electronics | Monitor | 0.12171 | 0.11673 | 0.11088 | 0.10483 | 0.099095 | 0.094081 | 0.090124 | 0.087013 | 0.08458 | 0.082688 | 0.08123 | 0.08012 | 0.079287 | 0.078677 | 0.078245 | 0.077956 | 0.077781 | 0.077698 | 0.077689 | 0.077739 | 0.077836 | 0.077972
CA | Residential | Manufactured Home - Mod. Income | Existing | Electronics | Laptops | 0.12638 | 0.12381 | 0.12124 | 0.11926 | 0.11777 | 0.11665 | 0.11584 | 0.11528 | 0.11491 | 0.1147 | 0.11462 | 0.11463 | 0.11473 | 0.11489 | 0.11511 | 0.11537 | 0.11566 | 0.11598 | 0.11632 | 0.11668 | 0.11706 | 0.11745
CA | Residential | Manufactured Home - Mod. Income | Existing | Electronics | TVs | 0.37067 | 0.50106 | 0.6272 | 0.73933 | 0.82962 | 0.90243 | 0.96127 | 1.0089 | 1.0477 | 1.0792 | 1.1051 | 1.1264 | 1.144 | 1.1587 | 1.171 | 1.1815 | 1.1905 | 1.1983 | 1.2051 | 1.2112 | 1.2167 | 1.2217
CA | Residential | Manufactured Home - Mod. Income | Existing | Electronics | Printer/Fax/Copier | 0.052525 | 0.051709 | 0.050762 | 0.049821 | 0.048992 | 0.048363 | 0.047894 | 0.047552 | 0.047313 | 0.047156 | 0.047064 | 0.047026 | 0.047029 | 0.047067 | 0.047132 | 0.047219 | 0.047323 | 0.047442 | 0.047572 | 0.047712 | 0.04786 | 0.048013
CA | Residential | Manufactured Home - Mod. Income | Existing | Electronics | Set-top Boxes/DVRs | 0.094944 | 0.0946 | 0.094164 | 0.093706 | 0.093282 | 0.092937 | 0.092705 | 0.092565 | 0.092499 | 0.092491 | 0.09253 | 0.092608 | 0.092715 | 0.092847 | 0.092999 | 0.093166 | 0.093346 | 0.093537 | 0.093736 | 0.093941 | 0.094153 | 0.094368
CA | Residential | Manufactured Home - Mod. Income | Existing | Electronics | Devices and Gadgets | 0.96064 | 0.96419 | 0.96774 | 0.97131 | 0.97489 | 0.97849 | 0.98209 | 0.98572 | 0.98935 | 0.993 | 0.99666 | 1.0003 | 1.004 | 1.0077 | 1.0114 | 1.0152 | 1.0189 | 1.0227 | 1.0264 | 1.0302 | 1.034 | 1.0378
CA | Residential | Manufactured Home - Mod. Income | Existing | Miscellaneous | Electric Vehicle Chargers | 0 | 0 | 0 | 0 | 0 | 0 | 0 | 0 | 0 | 0 | 0 | 0 | 0 | 0 | 0 | 0 | 0 | 0 | 0 | 0 | 0 | 0
CA | Residential | Manufactured Home - Mod. Income | Existing | Miscellaneous | Pool Pump | 0.22034 | 0.18246 | 0.15254 | 0.12897 | 0.11053 | 0.096318 | 0.085645 | 0.077618 | 0.071567 | 0.066993 | 0.063522 | 0.060875 | 0.058844 | 0.057274 | 0.056047 | 0.055078 | 0.054301 | 0.053668 | 0.053143 | 0.052699 | 0.052315 | 0.051976
CA | Residential | Manufactured Home - Mod. Income | Existing | Miscellaneous | Pool Heater | 0 | 0 | 0 | 0 | 0 | 0 | 0 | 0 | 0 | 0 | 0 | 0 | 0 | 0 | 0 | 0 | 0 | 0 | 0 | 0 | 0 | 0
CA | Residential | Manufactured Home - Mod. Income | Existing | Miscellaneous | Hot Tub/Spa | 0.19762 | 0.20466 | 0.21328 | 0.21637 | 0.21887 | 0.22045 | 0.22084 | 0.21985 | 0.21732 | 0.21313 | 0.20884 | 0.20422 | 0.20039 | 0.19719 | 0.19449 | 0.19116 | 0.18805 | 0.18676 | 0.18559 | 0.1845 | 0.18349 | 0.18254
CA | Residential | Manufactured Home - Mod. Income | Existing | Miscellaneous | Furnace Fan | 0.1349 | 0.13454 | 0.13412 | 0.13365 | 0.13314 | 0.13263 | 0.1321 | 0.13159 | 0.1311 | 0.13063 | 0.1302 | 0.12982 | 0.12949 | 0.12921 | 0.129 | 0.12885 | 0.12876 | 0.12872 | 0.12874 | 0.12879 | 0.12888 | 0.12901
CA | Residential | Manufactured Home - Mod. Income | Existing | Miscellaneous | Well Pump | 0.047688 | 0.047497 | 0.047307 | 0.047118 | 0.046929 | 0.046741 | 0.046554 | 0.046368 | 0.046183 | 0.045998 | 0.045814 | 0.045631 | 0.045448 | 0.045266 | 0.045085 | 0.044905 | 0.044725 | 0.044547 | 0.044368 | 0.044191 | 0.044014 | 0.043838
CA | Residential | Manufactured Home - Mod. Income | Existing | Miscellaneous | Bathroom Exhaust Fan | 0.013756 | 0.013701 | 0.013646 | 0.013592 | 0.013537 | 0.013483 | 0.013429 | 0.013376 | 0.013322 | 0.013269 | 0.013216 | 0.013163 | 0.01311 | 0.013058 | 0.013006 | 0.012954 | 0.012902 | 0.01285 | 0.012799 | 0.012748 | 0.012697 | 0.012646
CA | Residential | Manufactured Home - Mod. Income | Existing | Miscellaneous | Miscellaneous | 8.4638 | 8.51 | 8.5564 | 8.6031 | 8.65 | 8.6972 | 8.7447 | 8.7924 | 8.8403 | 8.8886 | 8.9371 | 8.9858 | 9.0348 | 9.0841 | 9.1337 | 9.1835 | 9.2336 | 9.284 | 9.3346 | 9.3856 | 9.4368 | 9.4882
CA | Residential | Manufactured Home - Mod. Income | Existing | Generation | Solar PV | -0.4689 | -0.47637 | -0.57858 | -0.68648 | -0.80284 | -0.92675 | -1.0496 | -1.1789 | -1.3428 | -1.5364 | -1.7265 | -1.9421 | -2.1512 | -2.355 | -2.5542 | -2.7471 | -2.9344 | -3.1159 | -3.2914 | -3.4614 | -3.6263 | -3.7849
CA | Residential | Manufactured Home - Mod. Income | New | Cooling | Central AC | 0 | 0.0029486 | 0.0057983 | 0.0088476 | 0.012085 | 0.01553 | 0.019115 | 0.022785 | 0.026571 | 0.030445 | 0.034381 | 0.038377 | 0.042375 | 0.046352 | 0.050405 | 0.054519 | 0.058728 | 0.063001 | 0.067387 | 0.071869 | 0.076449 | 0.081095
CA | Residential | Manufactured Home - Mod. Income | New | Cooling | Room AC | 0 | 0.0017147 | 0.0034779 | 0.0053647 | 0.007368 | 0.0094995 | 0.011717 | 0.013988 | 0.01633 | 0.018727 | 0.021162 | 0.023634 | 0.026108 | 0.028582 | 0.031101 | 0.033657 | 0.036271 | 0.038924 | 0.041646 | 0.044426 | 0.047267 | 0.050148
CA | Residential | Manufactured Home - Mod. Income | New | Cooling | Air-Source Heat Pump | 0 | 0.0019542 | 0.0038388 | 0.0058554 | 0.0079965 | 0.010276 | 0.012647 | 0.015076 | 0.01758 | 0.020144 | 0.022747 | 0.025391 | 0.028036 | 0.030667 | 0.033348 | 0.03607 | 0.038854 | 0.041682 | 0.044583 | 0.047548 | 0.050578 | 0.053653
CA | Residential | Manufactured Home - Mod. Income | New | Cooling | Geothermal Heat Pump | 0 | 0 | 0 | 0 | 0 | 0 | 0 | 0 | 0 | 0 | 0 | 0 | 0 | 0 | 0 | 0 | 0 | 0 | 0 | 0 | 0 | 0
CA | Residential | Manufactured Home - Mod. Income | New | Cooling | Evaporative Cooler | 0 | 0.00047703 | 0.00096419 | 0.0014821 | 0.0020285 | 0.0026063 | 0.0032035 | 0.0038112 | 0.0044339 | 0.0050671 | 0.005706 | 0.0063505 | 0.0069908 | 0.0076265 | 0.0082698 | 0.0089184 | 0.0095776 | 0.010242 | 0.01092 | 0.011609 | 0.012308 | 0.013013
CA | Residential | Manufactured Home - Mod. Income | New | Cooling | Ductless Mini Split Heat Pump | 0 | 0.00089763 | 0.0018311 | 0.0028408 | 0.0039241 | 0.0050885 | 0.0063126 | 0.0075796 | 0.0088997 | 0.010265 | 0.011666 | 0.013104 | 0.014559 | 0.016031 | 0.017544 | 0.019095 | 0.020697 | 0.022338 | 0.024038 | 0.02579 | 0.027597 | 0.029447
CA | Residential | Manufactured Home - Mod. Income | New | Space Heating | Electric Room Heat | 0 | 0.0042317 | 0.0086324 | 0.013453 | 0.018499 | 0.02368 | 0.029 | 0.034533 | 0.039847 | 0.045376 | 0.050918 | 0.056735 | 0.061952 | 0.067355 | 0.07279 | 0.078573 | 0.083676 | 0.089156 | 0.094713 | 0.10079 | 0.10599 | 0.11167
CA | Residential | Manufactured Home - Mod. Income | New | Space Heating | Electric Furnace | 0 | 0.020197 | 0.041201 | 0.06421 | 0.088293 | 0.11302 | 0.13841 | 0.16482 | 0.19018 | 0.21657 | 0.24302 | 0.27078 | 0.29568 | 0.32147 | 0.34741 | 0.37501 | 0.39936 | 0.42552 | 0.45205 | 0.48107 | 0.50588 | 0.53297
CA | Residential | Manufactured Home - Mod. Income | New | Space Heating | Air-Source Heat Pump | 0 | 0.0046866 | 0.0092505 | 0.014251 | 0.019483 | 0.024854 | 0.030369 | 0.036106 | 0.041615 | 0.047346 | 0.053091 | 0.059124 | 0.06453 | 0.0701 | 0.075707 | 0.081679 | 0.086946 | 0.092608 | 0.098353 | 0.10464 | 0.11002 | 0.11589
CA | Residential | Manufactured Home - Mod. Income | New | Space Heating | Geothermal Heat Pump | 0 | 0 | 0 | 0 | 0 | 0 | 0 | 0 | 0 | 0 | 0 | 0 | 0 | 0 | 0 | 0 | 0 | 0 | 0 | 0 | 0 | 0
CA | Residential | Manufactured Home - Mod. Income | New | Space Heating | Ductless Mini Split Heat Pump | 0 | 0.0021191 | 0.0043228 | 0.0067369 | 0.0092637 | 0.011858 | 0.014522 | 0.017293 | 0.019954 | 0.022723 | 0.025498 | 0.028411 | 0.031023 | 0.033729 | 0.03645 | 0.039347 | 0.041902 | 0.044646 | 0.047429 | 0.050474 | 0.053077 | 0.055919
CA | Residential | Manufactured Home - Mod. Income | New | Water Heating | Water Heater (<= 55 Gal) | 0 | 0.02722 | 0.05535 | 0.085595 | 0.11786 | 0.1511 | 0.18533 | 0.22003 | 0.25547 | 0.2914 | 0.32753 | 0.36387 | 0.39986 | 0.43549 | 0.47146 | 0.50734 | 0.54371 | 0.58027 | 0.61746 | 0.65515 | 0.69333 | 0.73173
CA | Residential | Manufactured Home - Mod. Income | New | Water Heating | Water Heater (> 55 Gal) | 0 | 0 | 0 | 0 | 0 | 0 | 0 | 0 | 0 | 0 | 0 | 0 | 0 | 0 | 0 | 0 | 0 | 0 | 0 | 0 | 0 | 0
CA | Residential | Manufactured Home - Mod. Income | New | Interior Lighting | General Service Lighting | 0 | 0.0044072 | 0.008908 | 0.013693 | 0.018037 | 0.022462 | 0.026968 | 0.031482 | 0.03604 | 0.040136 | 0.044094 | 0.048075 | 0.051875 | 0.055577 | 0.058817 | 0.061952 | 0.065053 | 0.068075 | 0.071149 | 0.073898 | 0.076704 | 0.079514
CA | Residential | Manufactured Home - Mod. Income | New | Interior Lighting | Linear Lighting | 0 | 0.0025247 | 0.005103 | 0.0078441 | 0.01072 | 0.013649 | 0.016632 | 0.01962 | 0.022638 | 0.02565 | 0.028643 | 0.031617 | 0.034525 | 0.037366 | 0.040193 | 0.042977 | 0.045767 | 0.048539 | 0.051328 | 0.054122 | 0.056916 | 0.059687
CA | Residential | Manufactured Home - Mod. Income | New | Interior Lighting | Exempted Lighting | 0 | 1.0044e-05 | 2.0302e-05 | 3.1207e-05 | 4.0965e-05 | 5.0904e-05 | 6.1024e-05 | 7.1162e-05 | 8.14e-05 | 9.0589e-05 | 9.9238e-05 | 0.00010743 | 0.00011508 | 0.00012256 | 0.0001288 | 0.00013408 | 0.00013948 | 0.00014488 | 0.00015104 | 0.00015735 | 0.00016376 | 0.00017017
CA | Residential | Manufactured Home - Mod. Income | New | Exterior Lighting | General Service Lighting | 0 | 0.0010728 | 0.0021684 | 0.0033331 | 0.004357 | 0.0054 | 0.0064619 | 0.0075258 | 0.0086 | 0.009547 | 0.010456 | 0.011341 | 0.012178 | 0.012988 | 0.013661 | 0.014312 | 0.014953 | 0.015581 | 0.016222 | 0.016759 | 0.017311 | 0.017866
CA | Residential | Manufactured Home - Mod. Income | New | Appliances | Clothes Washer | 0 | 0.0013059 | 0.0026476 | 0.004082 | 0.0056036 | 0.0071625 | 0.008759 | 0.010368 | 0.012002 | 0.013648 | 0.015267 | 0.01686 | 0.018416 | 0.019937 | 0.021454 | 0.022948 | 0.024446 | 0.025933 | 0.02743 | 0.028929 | 0.030432 | 0.031924
CA | Residential | Manufactured Home - Mod. Income | New | Appliances | Clothes Dryer | 0 | 0.0092896 | 0.01881 | 0.028966 | 0.039715 | 0.050702 | 0.061928 | 0.073213 | 0.084649 | 0.096145 | 0.10761 | 0.11905 | 0.13027 | 0.14128 | 0.15231 | 0.16321 | 0.17417 | 0.1851 | 0.19613 | 0.20723 | 0.21838 | 0.22951
CA | Residential | Manufactured Home - Mod. Income | New | Appliances | Dishwasher | 0 | 0.00093261 | 0.001884 | 0.0028945 | 0.0039594 | 0.005043 | 0.0061452 | 0.0072481 | 0.0083607 | 0.0094741 | 0.010579 | 0.011676 | 0.012748 | 0.013793 | 0.014835 | 0.015859 | 0.016885 | 0.017903 | 0.018926 | 0.01995 | 0.020975 | 0.021992
CA | Residential | Manufactured Home - Mod. Income | New | Appliances | Refrigerator | 0 | 0.0056982 | 0.01152 | 0.01771 | 0.024235 | 0.030872 | 0.037627 | 0.044394 | 0.051227 | 0.058073 | 0.064875 | 0.071635 | 0.078243 | 0.084699 | 0.091139 | 0.097481 | 0.10384 | 0.11015 | 0.1165 | 0.12287 | 0.12924 | 0.13558
CA | Residential | Manufactured Home - Mod. Income | New | Appliances | Freezer | 0 | 0.0039796 | 0.0079996 | 0.012229 | 0.016645 | 0.021095 | 0.025578 | 0.030018 | 0.034454 | 0.038848 | 0.043165 | 0.047405 | 0.051496 | 0.055443 | 0.059334 | 0.063118 | 0.066867 | 0.070545 | 0.074207 | 0.077834 | 0.081427 | 0.084951
CA | Residential | Manufactured Home - Mod. Income | New | Appliances | Second Refrigerator | 0 | 0.0020608 | 0.004145 | 0.0063403 | 0.0086326 | 0.010941 | 0.013268 | 0.015575 | 0.017882 | 0.020169 | 0.022418 | 0.02463 | 0.026766 | 0.028828 | 0.030863 | 0.032844 | 0.034809 | 0.036739 | 0.038661 | 0.040568 | 0.042458 | 0.044315
CA | Residential | Manufactured Home - Mod. Income | New | Appliances | Stove/Oven | 0 | 0.0026075 | 0.0052703 | 0.0081013 | 0.011088 | 0.01413 | 0.017227 | 0.02033 | 0.023463 | 0.026602 | 0.029721 | 0.032821 | 0.035851 | 0.038811 | 0.041765 | 0.044674 | 0.047589 | 0.050484 | 0.053397 | 0.056317 | 0.059242 | 0.062147
CA | Residential | Manufactured Home - Mod. Income | New | Appliances | Microwave | 0 | 0.0014881 | 0.0030079 | 0.0046235 | 0.0063279 | 0.008064 | 0.0098318 | 0.011603 | 0.013391 | 0.015182 | 0.016962 | 0.018731 | 0.020461 | 0.02215 | 0.023836 | 0.025496 | 0.027159 | 0.028812 | 0.030475 | 0.032141 | 0.03381 | 0.035468
CA | Residential | Manufactured Home - Mod. Income | New | Appliances | Dehumidifier | 0 | 9.973e-05 | 0.00020158 | 0.00030985 | 0.00042408 | 0.00054043 | 0.00065889 | 0.00077757 | 0.00089741 | 0.0010175 | 0.0011368 | 0.0012553 | 0.0013712 | 0.0014844 | 0.0015974 | 0.0017087 | 0.0018201 | 0.0019309 | 0.0020423 | 0.002154 | 0.0022658 | 0.002377
CA | Residential | Manufactured Home - Mod. Income | New | Appliances | Air Purifier | 0 | 0.00021976 | 0.00044418 | 0.00068276 | 0.00093446 | 0.0011908 | 0.0014519 | 0.0017134 | 0.0019774 | 0.002242 | 0.0025048 | 0.0027661 | 0.0030214 | 0.0032709 | 0.0035199 | 0.003765 | 0.0040107 | 0.0042547 | 0.0045002 | 0.0047463 | 0.0049928 | 0.0052377
CA | Residential | Manufactured Home - Mod. Income | New | Electronics | Personal Computers | 0 | 0.00066472 | 0.0013436 | 0.0020652 | 0.0028266 | 0.0036021 | 0.0043917 | 0.0051827 | 0.0059814 | 0.0067816 | 0.0075768 | 0.0083669 | 0.0091394 | 0.0098941 | 0.010647 | 0.011389 | 0.012132 | 0.01287 | 0.013612 | 0.014357 | 0.015102 | 0.015843
CA | Residential | Manufactured Home - Mod. Income | New | Electronics | Monitor | 0 | 0.00041395 | 0.00084315 | 0.0013061 | 0.0018013 | 0.0023132 | 0.0028421 | 0.0033799 | 0.0039309 | 0.0044911 | 0.0050565 | 0.0056269 | 0.0061938 | 0.006757 | 0.0073274 | 0.0078982 | 0.0084785 | 0.0090637 | 0.0096608 | 0.010268 | 0.010884 | 0.011506
CA | Residential | Manufactured Home - Mod. Income | New | Electronics | Laptops | 0 | 0.00062741 | 0.0012779 | 0.0019795 | 0.0027302 | 0.0035061 | 0.0043076 | 0.0051227 | 0.0059579 | 0.006807 | 0.0076639 | 0.0085284 | 0.0093877 | 0.010241 | 0.011106 | 0.011971 | 0.01285 | 0.013738 | 0.014642 | 0.015562 | 0.016497 | 0.01744
CA | Residential | Manufactured Home - Mod. Income | New | Electronics | TVs | 0 | 0.0067403 | 0.013712 | 0.021214 | 0.029223 | 0.037482 | 0.045996 | 0.054632 | 0.063461 | 0.072418 | 0.081434 | 0.090511 | 0.099508 | 0.10842 | 0.11743 | 0.12643 | 0.13555 | 0.14473 | 0.15408 | 0.16356 | 0.17317 | 0.18284
CA | Residential | Manufactured Home - Mod. Income | New | Electronics | Printer/Fax/Copier | 0 | 0.00025638 | 0.00052221 | 0.00080891 | 0.0011157 | 0.0014327 | 0.0017603 | 0.0020933 | 0.0024346 | 0.0027816 | 0.0031317 | 0.0034851 | 0.0038362 | 0.004185 | 0.0045382 | 0.0048918 | 0.0052512 | 0.0056137 | 0.0059835 | 0.0063593 | 0.0067412 | 0.0071265
CA | Residential | Manufactured Home - Mod. Income | New | Electronics | Set-top Boxes/DVRs | 0 | 0.00051697 | 0.0010517 | 0.0016271 | 0.0022414 | 0.0028748 | 0.0035278 | 0.0041902 | 0.0048674 | 0.0055543 | 0.0062458 | 0.006942 | 0.0076321 | 0.008316 | 0.0090069 | 0.0096968 | 0.010396 | 0.011101 | 0.011817 | 0.012544 | 0.013282 | 0.014023
CA | Residential | Manufactured Home - Mod. Income | New | Electronics | Devices and Gadgets | 0 | 0.0055523 | 0.011309 | 0.017518 | 0.024161 | 0.031027 | 0.03812 | 0.045334 | 0.052724 | 0.060239 | 0.067821 | 0.075472 | 0.083076 | 0.090631 | 0.09828 | 0.10594 | 0.11372 | 0.12157 | 0.12958 | 0.13772 | 0.14599 | 0.15433
CA | Residential | Manufactured Home - Mod. Income | New | Miscellaneous | Electric Vehicle Chargers | 0 | 0 | 0 | 0 | 0 | 0 | 0 | 0 | 0 | 0 | 0 | 0 | 0 | 0 | 0 | 0 | 0 | 0 | 0 | 0 | 0 | 0
CA | Residential | Manufactured Home - Mod. Income | New | Miscellaneous | Pool Pump | 0 | 0.00032186 | 0.00065055 | 0.00099999 | 0.0013686 | 0.0017441 | 0.0021265 | 0.0025095 | 0.0028962 | 0.0032837 | 0.0036687 | 0.0040513 | 0.0044253 | 0.0047907 | 0.0051553 | 0.0055144 | 0.0058742 | 0.0062315 | 0.0065912 | 0.0069515 | 0.0073126 | 0.0076713
CA | Residential | Manufactured Home - Mod. Income | New | Miscellaneous | Pool Heater | 0 | 0 | 0 | 0 | 0 | 0 | 0 | 0 | 0 | 0 | 0 | 0 | 0 | 0 | 0 | 0 | 0 | 0 | 0 | 0 | 0 | 0
CA | Residential | Manufactured Home - Mod. Income | New | Miscellaneous | Hot Tub/Spa | 0 | 0.00173 | 0.0034967 | 0.0047272 | 0.0060254 | 0.0073477 | 0.0086942 | 0.010043 | 0.011405 | 0.012769 | 0.014006 | 0.015136 | 0.016279 | 0.017427 | 0.0186 | 0.019619 | 0.020686 | 0.021945 | 0.023211 | 0.02448 | 0.025752 | 0.027015
CA | Residential | Manufactured Home - Mod. Income | New | Miscellaneous | Furnace Fan | 0 | 0.00068969 | 0.0014036 | 0.0021724 | 0.0029938 | 0.0038414 | 0.0047159 | 0.0056038 | 0.0065122 | 0.0074346 | 0.0083639 | 0.0093004 | 0.01023 | 0.011152 | 0.012084 | 0.013016 | 0.013962 | 0.014915 | 0.015886 | 0.016872 | 0.017873 | 0.018882
CA | Residential | Manufactured Home - Mod. Income | New | Miscellaneous | Well Pump | 0 | 0.00027351 | 0.00055283 | 0.00084978 | 0.001163 | 0.0014821 | 0.001807 | 0.0021325 | 0.0024612 | 0.0027904 | 0.0031176 | 0.0034427 | 0.0037605 | 0.0040711 | 0.0043809 | 0.004686 | 0.0049918 | 0.0052955 | 0.0056011 | 0.0059073 | 0.0062141 | 0.0065189
CA | Residential | Manufactured Home - Mod. Income | New | Miscellaneous | Bathroom Exhaust Fan | 0 | 7.8899e-05 | 0.00015947 | 0.00024513 | 0.0003355 | 0.00042754 | 0.00052127 | 0.00061515 | 0.00070996 | 0.00080493 | 0.00089932 | 0.00099311 | 0.0010848 | 0.0011744 | 0.0012637 | 0.0013518 | 0.00144 | 0.0015276 | 0.0016157 | 0.0017041 | 0.0017926 | 0.0018805
CA | Residential | Manufactured Home - Mod. Income | New | Miscellaneous | Miscellaneous | 0 | 0.049005 | 0.09999 | 0.15516 | 0.21437 | 0.27578 | 0.33943 | 0.40437 | 0.47112 | 0.53921 | 0.60815 | 0.67795 | 0.74757 | 0.81699 | 0.88751 | 0.95834 | 1.0306 | 1.1036 | 1.1784 | 1.2546 | 1.3323 | 1.4109
CA | Residential | Manufactured Home - Mod. Income | New | Generation | Solar PV | 0 | -0.0027432 | -0.0067613 | -0.012381 | -0.019897 | -0.029386 | -0.040742 | -0.054217 | -0.071559 | -0.093202 | -0.11749 | -0.14653 | -0.178 | -0.2118 | -0.24819 | -0.28667 | -0.32751 | -0.3704 | -0.41551 | -0.46271 | -0.51197 | -0.56283
CA | Residential | Single Family - Low Income | Existing | Cooling | Central AC | 1.6275 | 1.6102 | 1.5901 | 1.5704 | 1.551 | 1.545 | 1.5393 | 1.5343 | 1.5299 | 1.5265 | 1.5239 | 1.5225 | 1.5222 | 1.5231 | 1.5253 | 1.5296 | 1.5351 | 1.5415 | 1.5488 | 1.5569 | 1.5658 | 1.5753
CA | Residential | Single Family - Low Income | Existing | Cooling | Room AC | 2.7381 | 2.7048 | 2.6687 | 2.6319 | 2.5957 | 2.5827 | 2.5725 | 2.5664 | 2.5637 | 2.5642 | 2.5674 | 2.5731 | 2.581 | 2.5909 | 2.6024 | 2.617 | 2.633 | 2.6502 | 2.6685 | 2.6877 | 2.7077 | 2.7286
CA | Residential | Single Family - Low Income | Existing | Cooling | Air-Source Heat Pump | 1.1478 | 1.1453 | 1.1422 | 1.1392 | 1.1363 | 1.1429 | 1.1496 | 1.1566 | 1.1637 | 1.171 | 1.1786 | 1.1865 | 1.1947 | 1.2032 | 1.212 | 1.2218 | 1.2319 | 1.2423 | 1.2528 | 1.2636 | 1.2746 | 1.2857
CA | Residential | Single Family - Low Income | Existing | Cooling | Geothermal Heat Pump | 0.24786 | 0.24502 | 0.24197 | 0.23878 | 0.23548 | 0.23403 | 0.23252 | 0.231 | 0.2295 | 0.22807 | 0.22673 | 0.22553 | 0.22449 | 0.22365 | 0.22303 | 0.2228 | 0.22284 | 0.22305 | 0.22342 | 0.22394 | 0.22458 | 0.22535
CA | Residential | Single Family - Low Income | Existing | Cooling | Evaporative Cooler | 0.25316 | 0.25175 | 0.25029 | 0.2488 | 0.2473 | 0.24782 | 0.24832 | 0.24882 | 0.24933 | 0.24985 | 0.25041 | 0.25099 | 0.25163 | 0.25231 | 0.25305 | 0.25399 | 0.25496 | 0.25598 | 0.25703 | 0.25811 | 0.25922 | 0.26036
CA | Residential | Single Family - Low Income | Existing | Cooling | Ductless Mini Split Heat Pump | 1.1694 | 1.1784 | 1.1874 | 1.1965 | 1.2057 | 1.2249 | 1.2443 | 1.264 | 1.2839 | 1.3041 | 1.3244 | 1.345 | 1.3659 | 1.387 | 1.4083 | 1.4307 | 1.4534 | 1.4764 | 1.4996 | 1.523 | 1.5468 | 1.5708
CA | Residential | Single Family - Low Income | Existing | Space Heating | Electric Room Heat | 10.107 | 10.1371 | 10.1658 | 10.2401 | 10.2212 | 10.2004 | 10.1801 | 10.2075 | 10.1427 | 10.1263 | 10.1119 | 10.1468 | 10.0901 | 10.0831 | 10.0787 | 10.126 | 10.0805 | 10.0844 | 10.09 | 10.1444 | 10.1058 | 10.1158
CA | Residential | Single Family - Low Income | Existing | Space Heating | Electric Furnace | 6.0681 | 6.0862 | 6.1034 | 6.148 | 6.1367 | 6.1242 | 6.112 | 6.1285 | 6.0896 | 6.0797 | 6.071 | 6.092 | 6.0579 | 6.0538 | 6.0511 | 6.0795 | 6.0522 | 6.0546 | 6.0579 | 6.0906 | 6.0674 | 6.0734
CA | Residential | Single Family - Low Income | Existing | Space Heating | Air-Source Heat Pump | 2.2417 | 2.259 | 2.2752 | 2.3019 | 2.3078 | 2.3133 | 2.3187 | 2.3347 | 2.3294 | 2.3346 | 2.3399 | 2.356 | 2.3502 | 2.3553 | 2.3605 | 2.3774 | 2.3721 | 2.3779 | 2.3838 | 2.401 | 2.3958 | 2.4018
CA | Residential | Single Family - Low Income | Existing | Space Heating | Geothermal Heat Pump | 0.45898 | 0.45685 | 0.45443 | 0.45388 | 0.44907 | 0.44411 | 0.43921 | 0.43641 | 0.42977 | 0.42535 | 0.42118 | 0.41924 | 0.41375 | 0.41056 | 0.40776 | 0.40735 | 0.40356 | 0.40195 | 0.40059 | 0.40131 | 0.3985 | 0.39773
CA | Residential | Single Family - Low Income | Existing | Space Heating | Ductless Mini Split Heat Pump | 2.359 | 2.377 | 2.3952 | 2.4245 | 2.432 | 2.439 | 2.4459 | 2.4641 | 2.4597 | 2.4666 | 2.4734 | 2.4917 | 2.4868 | 2.4935 | 2.5001 | 2.519 | 2.5143 | 2.5213 | 2.5282 | 2.547 | 2.542 | 2.5488
CA | Residential | Single Family - Low Income | Existing | Water Heating | Water Heater (<= 55 Gal) | 20.1263 | 20.2154 | 20.3048 | 20.3947 | 20.4849 | 20.5756 | 20.6666 | 20.7581 | 20.8499 | 20.9422 | 21.0348 | 21.1279 | 21.2214 | 21.3153 | 21.4096 | 21.5044 | 21.5995 | 21.6951 | 21.7911 | 21.8875 | 21.9844 | 22.0817
CA | Residential | Single Family - Low Income | Existing | Water Heating | Water Heater (> 55 Gal) | 2.6232 | 2.5506 | 2.4742 | 2.3958 | 2.3173 | 2.2403 | 2.1661 | 2.096 | 2.0313 | 1.9731 | 1.9207 | 1.8736 | 1.8314 | 1.7936 | 1.7598 | 1.7296 | 1.7028 | 1.6789 | 1.6578 | 1.6392 | 1.6229 | 1.6087
CA | Residential | Single Family - Low Income | Existing | Interior Lighting | General Service Lighting | 6.7457 | 6.5062 | 6.2141 | 5.8787 | 5.4753 | 5.0398 | 4.5779 | 4.193 | 3.8721 | 3.591 | 3.3529 | 3.1529 | 2.981 | 2.8351 | 2.7013 | 2.5842 | 2.4817 | 2.3914 | 2.3136 | 2.2349 | 2.1637 | 2.0993
CA | Residential | Single Family - Low Income | Existing | Interior Lighting | Linear Lighting | 1.3383 | 1.3362 | 1.334 | 1.3319 | 1.3293 | 1.3266 | 1.3239 | 1.3211 | 1.3184 | 1.3152 | 1.312 | 1.3088 | 1.3055 | 1.3023 | 1.2987 | 1.2952 | 1.2916 | 1.2881 | 1.2845 | 1.281 | 1.2776 | 1.2744
CA | Residential | Single Family - Low Income | Existing | Interior Lighting | Exempted Lighting | 0.04368 | 0.041701 | 0.038934 | 0.035581 | 0.031613 | 0.027308 | 0.022756 | 0.019343 | 0.016784 | 0.014813 | 0.013305 | 0.01213 | 0.011195 | 0.010465 | 0.0098318 | 0.0092575 | 0.008763 | 0.0083406 | 0.0080383 | 0.0077906 | 0.0075852 | 0.007428
CA | Residential | Single Family - Low Income | Existing | Exterior Lighting | General Service Lighting | 1.8237 | 1.7256 | 1.612 | 1.4855 | 1.3352 | 1.2099 | 1.1056 | 1.0186 | 0.94607 | 0.88237 | 0.82758 | 0.78007 | 0.73812 | 0.70192 | 0.66743 | 0.6371 | 0.61038 | 0.58684 | 0.56643 | 0.54301 | 0.5215 | 0.50171
CA | Residential | Single Family - Low Income | Existing | Appliances | Clothes Washer | 1.0076 | 1.009 | 1.0105 | 1.0119 | 1.0133 | 1.0147 | 1.0162 | 1.0176 | 1.019 | 1.0205 | 1.0219 | 1.0234 | 1.0248 | 1.0262 | 1.0277 | 1.0291 | 1.0306 | 1.032 | 1.0335 | 1.0322 | 1.0305 | 1.0289
CA | Residential | Single Family - Low Income | Existing | Appliances | Clothes Dryer | 6.6944 | 6.6734 | 6.6497 | 6.6243 | 6.5983 | 6.5725 | 6.5476 | 6.5242 | 6.5029 | 6.484 | 6.468 | 6.4545 | 6.4431 | 6.4335 | 6.4254 | 6.4187 | 6.4131 | 6.4085 | 6.4047 | 6.4016 | 6.3992 | 6.3973
CA | Residential | Single Family - Low Income | Existing | Appliances | Dishwasher | 0.80007 | 0.79836 | 0.79666 | 0.79496 | 0.79327 | 0.79158 | 0.78989 | 0.7882 | 0.78652 | 0.78485 | 0.78317 | 0.7815 | 0.77984 | 0.77817 | 0.77651 | 0.77486 | 0.77321 | 0.77156 | 0.76991 | 0.76827 | 0.76663 | 0.765
CA | Residential | Single Family - Low Income | Existing | Appliances | Refrigerator | 5.5624 | 5.5251 | 5.4862 | 5.4465 | 5.4063 | 5.3659 | 5.3261 | 5.2874 | 5.25 | 5.2145 | 5.181 | 5.1499 | 5.1209 | 5.0939 | 5.0686 | 5.0449 | 5.0228 | 5.0019 | 4.9823 | 4.9637 | 4.9462 | 4.9296
CA | Residential | Single Family - Low Income | Existing | Appliances | Freezer | 3.1161 | 3.094 | 3.0721 | 3.0504 | 3.0288 | 3.0073 | 2.986 | 2.9649 | 2.9439 | 2.923 | 2.9023 | 2.8818 | 2.8613 | 2.8411 | 2.821 | 2.801 | 2.7811 | 2.7614 | 2.7419 | 2.7225 | 2.7032 | 2.684
CA | Residential | Single Family - Low Income | Existing | Appliances | Second Refrigerator | 2.5976 | 2.5261 | 2.4522 | 2.3772 | 2.3022 | 2.228 | 2.1556 | 2.0858 | 2.0192 | 1.9565 | 1.8981 | 1.8445 | 1.7953 | 1.7499 | 1.7081 | 1.6694 | 1.6337 | 1.6006 | 1.5699 | 1.5413 | 1.5147 | 1.4899
CA | Residential | Single Family - Low Income | Existing | Appliances | Stove/Oven | 1.3112 | 1.3095 | 1.3079 | 1.3063 | 1.3048 | 1.3034 | 1.3019 | 1.3004 | 1.2989 | 1.2974 | 1.2958 | 1.2942 | 1.2925 | 1.2908 | 1.289 | 1.2872 | 1.2853 | 1.2834 | 1.2814 | 1.2795 | 1.2775 | 1.2755
CA | Residential | Single Family - Low Income | Existing | Appliances | Microwave | 1.3286 | 1.3265 | 1.3243 | 1.3222 | 1.3201 | 1.318 | 1.3159 | 1.3138 | 1.3117 | 1.3096 | 1.3075 | 1.3054 | 1.3033 | 1.3012 | 1.2991 | 1.2971 | 1.295 | 1.2929 | 1.2908 | 1.2888 | 1.2867 | 1.2847
CA | Residential | Single Family - Low Income | Existing | Appliances | Dehumidifier | 0.43896 | 0.43377 | 0.42788 | 0.42159 | 0.41516 | 0.4088 | 0.40268 | 0.39694 | 0.3917 | 0.38707 | 0.38311 | 0.37973 | 0.37681 | 0.37429 | 0.37209 | 0.37017 | 0.36847 | 0.36696 | 0.36561 | 0.36438 | 0.36327 | 0.36225
CA | Residential | Single Family - Low Income | Existing | Appliances | Air Purifier | 0.43067 | 0.42998 | 0.42929 | 0.42861 | 0.42792 | 0.42724 | 0.42655 | 0.42587 | 0.42519 | 0.42451 | 0.42383 | 0.42315 | 0.42247 | 0.4218 | 0.42112 | 0.42045 | 0.41978 | 0.41911 | 0.41843 | 0.41777 | 0.4171 | 0.41643
CA | Residential | Single Family - Low Income | Existing | Electronics | Personal Computers | 0.74417 | 0.71559 | 0.68261 | 0.64865 | 0.6164 | 0.58801 | 0.56518 | 0.5468 | 0.53196 | 0.51995 | 0.51021 | 0.50228 | 0.4958 | 0.49046 | 0.48605 | 0.48238 | 0.4793 | 0.47668 | 0.47444 | 0.47251 | 0.47081 | 0.4693
CA | Residential | Single Family - Low Income | Existing | Electronics | Monitor | 0.70806 | 0.68278 | 0.65258 | 0.62123 | 0.59174 | 0.56653 | 0.54754 | 0.53353 | 0.52353 | 0.51675 | 0.51256 | 0.51046 | 0.51004 | 0.51099 | 0.51305 | 0.51601 | 0.51971 | 0.52402 | 0.52883 | 0.53406 | 0.53964 | 0.54553
CA | Residential | Single Family - Low Income | Existing | Electronics | Laptops | 0.57088 | 0.56364 | 0.55648 | 0.55209 | 0.54992 | 0.54955 | 0.55063 | 0.5529 | 0.55613 | 0.56015 | 0.56482 | 0.57002 | 0.57568 | 0.58171 | 0.58806 | 0.59469 | 0.60156 | 0.60865 | 0.61592 | 0.62336 | 0.63096 | 0.63871
CA | Residential | Single Family - Low Income | Existing | Electronics | TVs | 1.4912 | 2.0271 | 2.546 | 3.0086 | 3.3834 | 3.688 | 3.9365 | 4.1401 | 4.3078 | 4.4468 | 4.5629 | 4.6607 | 4.7439 | 4.8154 | 4.8776 | 4.9323 | 4.9811 | 5.0252 | 5.0656 | 5.103 | 5.138 | 5.1712
CA | Residential | Single Family - Low Income | Existing | Electronics | Printer/Fax/Copier | 0.25236 | 0.25033 | 0.24772 | 0.24516 | 0.24318 | 0.24218 | 0.24198 | 0.24244 | 0.24341 | 0.24482 | 0.24658 | 0.24862 | 0.2509 | 0.25338 | 0.25603 | 0.25883 | 0.26174 | 0.26476 | 0.26787 | 0.27107 | 0.27435 | 0.27769
CA | Residential | Single Family - Low Income | Existing | Electronics | Set-top Boxes/DVRs | 0.34853 | 0.34806 | 0.34726 | 0.34638 | 0.34564 | 0.34519 | 0.34516 | 0.34548 | 0.34607 | 0.34688 | 0.34788 | 0.34901 | 0.35027 | 0.35162 | 0.35305 | 0.35454 | 0.35609 | 0.35768 | 0.35931 | 0.36097 | 0.36265 | 0.36436
CA | Residential | Single Family - Low Income | Existing | Electronics | Devices and Gadgets | 4.2679 | 4.3217 | 4.3762 | 4.4313 | 4.4872 | 4.5438 | 4.6011 | 4.6591 | 4.7178 | 4.7773 | 4.8375 | 4.8985 | 4.9602 | 5.0228 | 5.0861 | 5.1502 | 5.2152 | 5.2809 | 5.3475 | 5.4149 | 5.4832 | 5.5523
CA | Residential | Single Family - Low Income | Existing | Miscellaneous | Electric Vehicle Chargers | 0 | 0 | 0 | 0 | 0 | 0 | 0 | 0 | 0 | 0 | 0 | 0 | 0 | 0 | 0 | 0 | 0 | 0 | 0 | 0 | 0 | 0
CA | Residential | Single Family - Low Income | Existing | Miscellaneous | Pool Pump | 0.32799 | 0.27226 | 0.22817 | 0.19338 | 0.16613 | 0.14511 | 0.12935 | 0.11751 | 0.10861 | 0.10191 | 0.096863 | 0.09305 | 0.090163 | 0.087968 | 0.086292 | 0.085004 | 0.084007 | 0.083228 | 0.082612 | 0.082118 | 0.081716 | 0.081382
CA | Residential | Single Family - Low Income | Existing | Miscellaneous | Pool Heater | 0 | 0 | 0 | 0 | 0 | 0 | 0 | 0 | 0 | 0 | 0 | 0 | 0 | 0 | 0 | 0 | 0 | 0 | 0 | 0 | 0 | 0
CA | Residential | Single Family - Low Income | Existing | Miscellaneous | Hot Tub/Spa | 0.63876 | 0.6631 | 0.69271 | 0.70442 | 0.71428 | 0.72116 | 0.7242 | 0.7227 | 0.7161 | 0.70399 | 0.69145 | 0.6778 | 0.66669 | 0.65762 | 0.65017 | 0.64058 | 0.6317 | 0.62887 | 0.62642 | 0.62425 | 0.62233 | 0.62059
CA | Residential | Single Family - Low Income | Existing | Miscellaneous | Furnace Fan | 0.68621 | 0.68517 | 0.68378 | 0.68216 | 0.68039 | 0.67853 | 0.67667 | 0.67486 | 0.67316 | 0.6716 | 0.67024 | 0.66911 | 0.66825 | 0.66768 | 0.66743 | 0.66752 | 0.66792 | 0.6686 | 0.66952 | 0.67067 | 0.67201 | 0.67353
CA | Residential | Single Family - Low Income | Existing | Miscellaneous | Well Pump | 0.15799 | 0.15774 | 0.15748 | 0.15723 | 0.15698 | 0.15673 | 0.15648 | 0.15623 | 0.15598 | 0.15573 | 0.15548 | 0.15523 | 0.15498 | 0.15473 | 0.15449 | 0.15424 | 0.15399 | 0.15375 | 0.1535 | 0.15325 | 0.15301 | 0.15276
CA | Residential | Single Family - Low Income | Existing | Miscellaneous | Bathroom Exhaust Fan | 0.16758 | 0.16731 | 0.16705 | 0.16678 | 0.16651 | 0.16625 | 0.16598 | 0.16571 | 0.16545 | 0.16518 | 0.16492 | 0.16466 | 0.16439 | 0.16413 | 0.16387 | 0.1636 | 0.16334 | 0.16308 | 0.16282 | 0.16256 | 0.1623 | 0.16204
CA | Residential | Single Family - Low Income | Existing | Miscellaneous | Miscellaneous | 20.4985 | 20.66 | 20.8227 | 20.9868 | 21.1521 | 21.3187 | 21.4867 | 21.656 | 21.8266 | 21.9985 | 22.1718 | 22.3465 | 22.5226 | 22.7 | 22.8788 | 23.0591 | 23.2407 | 23.4238 | 23.6084 | 23.7944 | 23.9818 | 24.1708
CA | Residential | Single Family - Low Income | Existing | Generation | Solar PV | -1.8491 | -1.8831 | -2.2926 | -2.7267 | -3.1966 | -3.6988 | -4.1994 | -4.7278 | -5.3981 | -6.1913 | -6.9744 | -7.8641 | -8.7316 | -9.5818 | -10.4176 | -11.2313 | -12.0259 | -12.8005 | -13.5542 | -14.2886 | -15.0052 | -15.6993
CA | Residential | Single Family - Low Income | New | Cooling | Central AC | 0 | 0.0044219 | 0.0087571 | 0.013601 | 0.018924 | 0.024656 | 0.030691 | 0.036893 | 0.043338 | 0.049958 | 0.05668 | 0.063504 | 0.070279 | 0.076966 | 0.08379 | 0.090689 | 0.09777 | 0.10496 | 0.11237 | 0.11997 | 0.12777 | 0.13567
CA | Residential | Single Family - Low Income | New | Cooling | Room AC | 0 | 0.0071852 | 0.014713 | 0.023124 | 0.032368 | 0.042316 | 0.05279 | 0.063556 | 0.074743 | 0.086232 | 0.097898 | 0.10974 | 0.1215 | 0.13317 | 0.14507 | 0.15709 | 0.16942 | 0.18194 | 0.19484 | 0.20807 | 0.22163 | 0.23538
CA | Residential | Single Family - Low Income | New | Cooling | Air-Source Heat Pump | 0 | 0.0036829 | 0.0073013 | 0.011344 | 0.015788 | 0.020572 | 0.025609 | 0.030786 | 0.036166 | 0.041691 | 0.047302 | 0.052998 | 0.058653 | 0.064236 | 0.069933 | 0.075692 | 0.081603 | 0.087603 | 0.093792 | 0.10014 | 0.10664 | 0.11324
CA | Residential | Single Family - Low Income | New | Cooling | Geothermal Heat Pump | 0 | 0.00073278 | 0.0014998 | 0.0023557 | 0.0032945 | 0.0043032 | 0.0053634 | 0.006453 | 0.0075853 | 0.0087481 | 0.009929 | 0.011128 | 0.012318 | 0.013499 | 0.014703 | 0.01592 | 0.017168 | 0.018435 | 0.01974 | 0.021077 | 0.022448 | 0.023837
CA | Residential | Single Family - Low Income | New | Cooling | Evaporative Cooler | 0 | 0.00072926 | 0.0014881 | 0.0023306 | 0.0032509 | 0.0042354 | 0.0052656 | 0.0063174 | 0.0074036 | 0.008512 | 0.0096301 | 0.010758 | 0.011869 | 0.012963 | 0.014072 | 0.015185 | 0.016321 | 0.017465 | 0.018639 | 0.019835 | 0.021054 | 0.022282
CA | Residential | Single Family - Low Income | New | Cooling | Ductless Mini Split Heat Pump | 0 | 0.00374 | 0.0077022 | 0.012175 | 0.01714 | 0.022538 | 0.028279 | 0.034243 | 0.040502 | 0.046997 | 0.053663 | 0.060502 | 0.067371 | 0.074264 | 0.081364 | 0.088614 | 0.096122 | 0.10382 | 0.11182 | 0.1201 | 0.12866 | 0.13742
CA | Residential | Single Family - Low Income | New | Space Heating | Electric Room Heat | 0 | 0.029385 | 0.060516 | 0.096095 | 0.13467 | 0.1748 | 0.21651 | 0.26001 | 0.30223 | 0.34624 | 0.39034 | 0.43655 | 0.47776 | 0.52003 | 0.56262 | 0.6077 | 0.64767 | 0.69056 | 0.73429 | 0.78226 | 0.82355 | 0.86853
CA | Residential | Single Family - Low Income | New | Space Heating | Electric Furnace | 0 | 0.017642 | 0.036333 | 0.057694 | 0.080854 | 0.10495 | 0.12999 | 0.15611 | 0.18145 | 0.20788 | 0.23435 | 0.2621 | 0.28684 | 0.31222 | 0.33779 | 0.36485 | 0.38885 | 0.4146 | 0.44086 | 0.46966 | 0.49445 | 0.52145
CA | Residential | Single Family - Low Income | New | Space Heating | Air-Source Heat Pump | 0 | 0.0076539 | 0.015247 | 0.023927 | 0.033333 | 0.043117 | 0.053288 | 0.063896 | 0.074188 | 0.084919 | 0.095672 | 0.10694 | 0.11699 | 0.12724 | 0.13758 | 0.14853 | 0.15824 | 0.16867 | 0.17931 | 0.19098 | 0.20102 | 0.21197
CA | Residential | Single Family - Low Income | New | Space Heating | Geothermal Heat Pump | 0 | 0.0013569 | 0.0027937 | 0.0044344 | 0.0062109 | 0.0080567 | 0.0099731 | 0.011972 | 0.013911 | 0.015933 | 0.017959 | 0.020082 | 0.021976 | 0.023917 | 0.025874 | 0.027945 | 0.029781 | 0.031751 | 0.033759 | 0.035962 | 0.037857 | 0.039922
CA | Residential | Single Family - Low Income | New | Space Heating | Ductless Mini Split Heat Pump | 0 | 0.0076511 | 0.015757 | 0.025021 | 0.035065 | 0.045513 | 0.056375 | 0.067701 | 0.078693 | 0.090153 | 0.10164 | 0.11367 | 0.1244 | 0.13541 | 0.14649 | 0.15823 | 0.16864 | 0.17981 | 0.19119 | 0.20368 | 0.21443 | 0.22615
CA | Residential | Single Family - Low Income | New | Water Heating | Water Heater (<= 55 Gal) | 0 | 0.067536 | 0.13864 | 0.21845 | 0.30655 | 0.39851 | 0.49439 | 0.59194 | 0.69234 | 0.79446 | 0.89714 | 1.0004 | 1.1018 | 1.2014 | 1.302 | 1.402 | 1.5037 | 1.6059 | 1.7104 | 1.8167 | 1.9248 | 2.0335
CA | Residential | Single Family - Low Income | New | Water Heating | Water Heater (> 55 Gal) | 0 | 0.0042953 | 0.0088176 | 0.013894 | 0.019497 | 0.025346 | 0.031444 | 0.037648 | 0.044033 | 0.050528 | 0.057059 | 0.063625 | 0.070076 | 0.076408 | 0.082811 | 0.089169 | 0.095636 | 0.10213 | 0.10878 | 0.11555 | 0.12242 | 0.12933
CA | Residential | Single Family - Low Income | New | Interior Lighting | General Service Lighting | 0 | 0.010932 | 0.022308 | 0.034939 | 0.046812 | 0.059068 | 0.071704 | 0.084411 | 0.097345 | 0.10901 | 0.12032 | 0.13172 | 0.14251 | 0.15293 | 0.16208 | 0.17088 | 0.17962 | 0.18812 | 0.19683 | 0.20477 | 0.21289 | 0.22096
CA | Residential | Single Family - Low Income | New | Interior Lighting | Linear Lighting | 0 | 0.0055799 | 0.011386 | 0.017833 | 0.024797 | 0.031984 | 0.039395 | 0.046847 | 0.054432 | 0.062004 | 0.069526 | 0.076999 | 0.084241 | 0.091253 | 0.098225 | 0.10506 | 0.11193 | 0.11876 | 0.12567 | 0.13262 | 0.13958 | 0.14648
CA | Residential | Single Family - Low Income | New | Interior Lighting | Exempted Lighting | 0 | 4.392e-05 | 8.962e-05 | 0.00014037 | 0.00018738 | 0.0002359 | 0.00028594 | 0.00033625 | 0.00038746 | 0.00043359 | 0.00047731 | 0.00051896 | 0.00055755 | 0.00059486 | 0.00062615 | 0.00065284 | 0.00068007 | 0.00070699 | 0.00073766 | 0.00076915 | 0.00080126 | 0.00083339
CA | Residential | Single Family - Low Income | New | Exterior Lighting | General Service Lighting | 0 | 0.0028339 | 0.0057827 | 0.009057 | 0.012037 | 0.015113 | 0.018285 | 0.021474 | 0.024721 | 0.027593 | 0.030362 | 0.033066 | 0.035605 | 0.038037 | 0.040071 | 0.042022 | 0.043953 | 0.04584 | 0.047776 | 0.04945 | 0.051169 | 0.052875
CA | Residential | Single Family - Low Income | New | Appliances | Clothes Washer | 0 | 0.003371 | 0.0068994 | 0.010839 | 0.015164 | 0.019654 | 0.024309 | 0.029018 | 0.033838 | 0.038712 | 0.043585 | 0.048455 | 0.053207 | 0.057841 | 0.0625 | 0.067096 | 0.071746 | 0.076392 | 0.081121 | 0.085672 | 0.090225 | 0.094747
CA | Residential | Single Family - Low Income | New | Appliances | Clothes Dryer | 0 | 0.021226 | 0.04339 | 0.06808 | 0.095134 | 0.12315 | 0.15214 | 0.18139 | 0.21126 | 0.2414 | 0.27145 | 0.30142 | 0.33058 | 0.35893 | 0.38737 | 0.41536 | 0.4436 | 0.47175 | 0.50035 | 0.52921 | 0.55834 | 0.58737
CA | Residential | Single Family - Low Income | New | Appliances | Dishwasher | 0 | 0.0026672 | 0.0054396 | 0.0085151 | 0.011871 | 0.015331 | 0.018896 | 0.022477 | 0.026117 | 0.029774 | 0.033403 | 0.037004 | 0.040489 | 0.04386 | 0.047224 | 0.050518 | 0.053828 | 0.057111 | 0.060432 | 0.063769 | 0.067122 | 0.070448
CA | Residential | Single Family - Low Income | New | Appliances | Refrigerator | 0 | 0.016736 | 0.034156 | 0.053504 | 0.07462 | 0.096383 | 0.11881 | 0.14137 | 0.16433 | 0.18741 | 0.21035 | 0.23313 | 0.25521 | 0.27658 | 0.29794 | 0.31888 | 0.33993 | 0.36084 | 0.38201 | 0.40331 | 0.42473 | 0.446
CA | Residential | Single Family - Low Income | New | Appliances | Freezer | 0 | 0.010338 | 0.020978 | 0.032677 | 0.045329 | 0.058251 | 0.071436 | 0.08455 | 0.097756 | 0.11089 | 0.12379 | 0.13645 | 0.14856 | 0.16013 | 0.17156 | 0.18262 | 0.19361 | 0.2044 | 0.21522 | 0.22597 | 0.23668 | 0.24717
CA | Residential | Single Family - Low Income | New | Appliances | Second Refrigerator | 0 | 0.0051313 | 0.01042 | 0.01624 | 0.022535 | 0.02896 | 0.03552 | 0.04205 | 0.048633 | 0.055184 | 0.061624 | 0.067954 | 0.074014 | 0.079808 | 0.085538 | 0.091086 | 0.096611 | 0.10204 | 0.10748 | 0.1129 | 0.11829 | 0.12359
CA | Residential | Single Family - Low Income | New | Appliances | Stove/Oven | 0 | 0.0044008 | 0.00898 | 0.014065 | 0.019619 | 0.025351 | 0.031261 | 0.037205 | 0.043254 | 0.049336 | 0.055379 | 0.061382 | 0.0672 | 0.072832 | 0.078462 | 0.083979 | 0.089529 | 0.09504 | 0.10062 | 0.10623 | 0.11188 | 0.11748
CA | Residential | Single Family - Low Income | New | Appliances | Microwave | 0 | 0.0044315 | 0.0090426 | 0.014163 | 0.019755 | 0.025527 | 0.031479 | 0.037464 | 0.043555 | 0.04968 | 0.055765 | 0.061809 | 0.067668 | 0.07334 | 0.079008 | 0.084564 | 0.090153 | 0.095702 | 0.10132 | 0.10697 | 0.11266 | 0.1183
CA | Residential | Single Family - Low Income | New | Appliances | Dehumidifier | 0 | 0.001242 | 0.0025343 | 0.0039693 | 0.0055367 | 0.0071544 | 0.0088224 | 0.0105 | 0.012207 | 0.013924 | 0.015629 | 0.017323 | 0.018965 | 0.020554 | 0.022143 | 0.0237 | 0.025267 | 0.026822 | 0.028396 | 0.029981 | 0.031574 | 0.033156
CA | Residential | Single Family - Low Income | New | Appliances | Air Purifier | 0 | 0.0014365 | 0.0029312 | 0.0045909 | 0.0064038 | 0.0082748 | 0.010204 | 0.012144 | 0.014119 | 0.016104 | 0.018076 | 0.020036 | 0.021935 | 0.023773 | 0.025611 | 0.027412 | 0.029224 | 0.031022 | 0.032844 | 0.034676 | 0.036519 | 0.038349
CA | Residential | Single Family - Low Income | New | Electronics | Personal Computers | 0 | 0.0016085 | 0.0032822 | 0.0051407 | 0.0071706 | 0.0092657 | 0.011426 | 0.013598 | 0.015809 | 0.018032 | 0.020241 | 0.022435 | 0.024562 | 0.02662 | 0.028678 | 0.030694 | 0.032723 | 0.034737 | 0.036777 | 0.038828 | 0.040892 | 0.042941
CA | Residential | Single Family - Low Income | New | Electronics | Monitor | 0 | 0.0014096 | 0.0029172 | 0.004634 | 0.0065558 | 0.0085919 | 0.010746 | 0.012971 | 0.015294 | 0.017693 | 0.020143 | 0.022644 | 0.025143 | 0.027638 | 0.030198 | 0.032782 | 0.035446 | 0.038163 | 0.040978 | 0.04388 | 0.046869 | 0.049918
CA | Residential | Single Family - Low Income | New | Electronics | Laptops | 0 | 0.0016589 | 0.0034332 | 0.0054536 | 0.0077153 | 0.010111 | 0.012646 | 0.015265 | 0.017999 | 0.020823 | 0.023706 | 0.026649 | 0.02959 | 0.032527 | 0.035539 | 0.03858 | 0.041715 | 0.044912 | 0.048226 | 0.051641 | 0.055159 | 0.058747
CA | Residential | Single Family - Low Income | New | Electronics | TVs | 0 | 0.015769 | 0.032387 | 0.051054 | 0.071676 | 0.093219 | 0.1157 | 0.13859 | 0.16217 | 0.18617 | 0.21033 | 0.23465 | 0.25855 | 0.28204 | 0.30582 | 0.32944 | 0.3535 | 0.37769 | 0.40246 | 0.42767 | 0.45332 | 0.47913
CA | Residential | Single Family - Low Income | New | Electronics | Printer/Fax/Copier | 0 | 0.00072099 | 0.0014921 | 0.0023703 | 0.0033532 | 0.0043947 | 0.0054964 | 0.0066345 | 0.007823 | 0.00905 | 0.010303 | 0.011582 | 0.01286 | 0.014137 | 0.015446 | 0.016768 | 0.01813 | 0.01952 | 0.02096 | 0.022444 | 0.023973 | 0.025533
CA | Residential | Single Family - Low Income | New | Electronics | Set-top Boxes/DVRs | 0 | 0.0011036 | 0.0022666 | 0.003573 | 0.0050163 | 0.006524 | 0.0080973 | 0.0096994 | 0.01135 | 0.01303 | 0.01472 | 0.016422 | 0.018095 | 0.019739 | 0.021403 | 0.023056 | 0.02474 | 0.026433 | 0.028167 | 0.029931 | 0.031726 | 0.033532
CA | Residential | Single Family - Low Income | New | Electronics | Devices and Gadgets | 0 | 0.014438 | 0.02988 | 0.047465 | 0.06715 | 0.088005 | 0.11007 | 0.13286 | 0.15666 | 0.18123 | 0.20632 | 0.23194 | 0.25754 | 0.2831 | 0.30932 | 0.33578 | 0.36306 | 0.39089 | 0.41973 | 0.44945 | 0.48008 | 0.51131
CA | Residential | Single Family - Low Income | New | Miscellaneous | Electric Vehicle Chargers | 0 | 0 | 0 | 0 | 0 | 0 | 0 | 0 | 0 | 0 | 0 | 0 | 0 | 0 | 0 | 0 | 0 | 0 | 0 | 0 | 0 | 0
CA | Residential | Single Family - Low Income | New | Miscellaneous | Pool Pump | 0 | 0.00027864 | 0.00056856 | 0.0008905 | 0.0012421 | 0.0016051 | 0.0019793 | 0.0023556 | 0.0027386 | 0.0031237 | 0.0035063 | 0.0038863 | 0.0042547 | 0.0046113 | 0.0049677 | 0.0053171 | 0.0056685 | 0.0060174 | 0.0063706 | 0.006726 | 0.0070835 | 0.0074385
CA | Residential | Single Family - Low Income | New | Miscellaneous | Pool Heater | 0 | 0 | 0 | 0 | 0 | 0 | 0 | 0 | 0 | 0 | 0 | 0 | 0 | 0 | 0 | 0 | 0 | 0 | 0 | 0 | 0 | 0
CA | Residential | Single Family - Low Income | New | Miscellaneous | Hot Tub/Spa | 0 | 0.0032519 | 0.0066355 | 0.0090971 | 0.011786 | 0.014561 | 0.017422 | 0.0203 | 0.023229 | 0.026173 | 0.028874 | 0.031368 | 0.033854 | 0.036317 | 0.038831 | 0.041039 | 0.043344 | 0.046011 | 0.048713 | 0.05143 | 0.054164 | 0.056878
CA | Residential | Single Family - Low Income | New | Miscellaneous | Furnace Fan | 0 | 0.002038 | 0.0041823 | 0.0065879 | 0.0092421 | 0.012011 | 0.014897 | 0.017831 | 0.02085 | 0.023919 | 0.027004 | 0.030104 | 0.033149 | 0.036136 | 0.039156 | 0.042153 | 0.045201 | 0.048264 | 0.051396 | 0.054581 | 0.057819 | 0.061073
CA | Residential | Single Family - Low Income | New | Miscellaneous | Well Pump | 0 | 0.00052697 | 0.0010753 | 0.0016841 | 0.0023492 | 0.0030355 | 0.0037433 | 0.004455 | 0.0051793 | 0.0059076 | 0.0066312 | 0.00735 | 0.0080466 | 0.0087211 | 0.0093952 | 0.010056 | 0.01072 | 0.01138 | 0.012048 | 0.012721 | 0.013397 | 0.014068
CA | Residential | Single Family - Low Income | New | Miscellaneous | Bathroom Exhaust Fan | 0 | 0.00055897 | 0.0011406 | 0.0017864 | 0.0024918 | 0.0032199 | 0.0039706 | 0.0047255 | 0.0054939 | 0.0062664 | 0.0070339 | 0.0077963 | 0.0085353 | 0.0092507 | 0.0099657 | 0.010666 | 0.011371 | 0.012071 | 0.01278 | 0.013493 | 0.01421 | 0.014922
CA | Residential | Single Family - Low Income | New | Miscellaneous | Miscellaneous | 0 | 0.069021 | 0.14218 | 0.22479 | 0.31654 | 0.41291 | 0.51401 | 0.61754 | 0.72477 | 0.83453 | 0.94563 | 1.0581 | 1.1694 | 1.2794 | 1.3914 | 1.5034 | 1.6179 | 1.7338 | 1.8531 | 1.975 | 2.0997 | 2.2259
CA | Residential | Single Family - Low Income | New | Generation | Solar PV | 0 | -0.006291 | -0.015654 | -0.029206 | -0.047836 | -0.07164 | -0.10046 | -0.13482 | -0.17925 | -0.23487 | -0.29746 | -0.37236 | -0.45334 | -0.54005 | -0.63356 | -0.73224 | -0.8372 | -0.94749 | -1.0639 | -1.186 | -1.3138 | -1.4457
CA | Residential | Multi-Family - Low Income | Existing | Cooling | Central AC | 0.13223 | 0.13056 | 0.12868 | 0.12683 | 0.12501 | 0.12425 | 0.12353 | 0.12286 | 0.12223 | 0.12168 | 0.12119 | 0.12079 | 0.12048 | 0.12025 | 0.12014 | 0.12018 | 0.12032 | 0.12052 | 0.1208 | 0.12113 | 0.12152 | 0.12195
CA | Residential | Multi-Family - Low Income | Existing | Cooling | Room AC | 0.17935 | 0.17679 | 0.17407 | 0.17128 | 0.16855 | 0.16732 | 0.16628 | 0.16548 | 0.16491 | 0.16455 | 0.16435 | 0.16432 | 0.16442 | 0.16464 | 0.16497 | 0.16548 | 0.16609 | 0.16676 | 0.16749 | 0.16828 | 0.16912 | 0.17001
CA | Residential | Multi-Family - Low Income | Existing | Cooling | Air-Source Heat Pump | 0.056469 | 0.056255 | 0.056002 | 0.055751 | 0.055505 | 0.055718 | 0.055935 | 0.056156 | 0.056382 | 0.056616 | 0.056857 | 0.057106 | 0.057366 | 0.057635 | 0.057918 | 0.058248 | 0.058588 | 0.058938 | 0.059297 | 0.059663 | 0.060036 | 0.060415
CA | Residential | Multi-Family - Low Income | Existing | Cooling | Geothermal Heat Pump | 0 | 0 | 0 | 0 | 0 | 0 | 0 | 0 | 0 | 0 | 0 | 0 | 0 | 0 | 0 | 0 | 0 | 0 | 0 | 0 | 0 | 0
CA | Residential | Multi-Family - Low Income | Existing | Cooling | Evaporative Cooler | 0 | 0 | 0 | 0 | 0 | 0 | 0 | 0 | 0 | 0 | 0 | 0 | 0 | 0 | 0 | 0 | 0 | 0 | 0 | 0 | 0 | 0
CA | Residential | Multi-Family - Low Income | Existing | Cooling | Ductless Mini Split Heat Pump | 0.010805 | 0.010862 | 0.010919 | 0.010976 | 0.011033 | 0.011182 | 0.011332 | 0.011484 | 0.011637 | 0.011791 | 0.011946 | 0.012103 | 0.012261 | 0.01242 | 0.012581 | 0.012751 | 0.012922 | 0.013094 | 0.013268 | 0.013444 | 0.01362 | 0.013799
CA | Residential | Multi-Family - Low Income | Existing | Space Heating | Electric Room Heat | 1.4861 | 1.4872 | 1.4881 | 1.4956 | 1.4895 | 1.4831 | 1.4767 | 1.4773 | 1.4644 | 1.4586 | 1.4531 | 1.4546 | 1.443 | 1.4386 | 1.4345 | 1.4377 | 1.4278 | 1.4248 | 1.4222 | 1.4264 | 1.4175 | 1.4154
CA | Residential | Multi-Family - Low Income | Existing | Space Heating | Electric Furnace | 0.64468 | 0.64518 | 0.64557 | 0.64884 | 0.64618 | 0.64339 | 0.64063 | 0.64086 | 0.6353 | 0.63278 | 0.63038 | 0.63104 | 0.62601 | 0.62408 | 0.6223 | 0.6237 | 0.6194 | 0.61813 | 0.61697 | 0.61878 | 0.61493 | 0.61403
CA | Residential | Multi-Family - Low Income | Existing | Space Heating | Air-Source Heat Pump | 0.13713 | 0.13796 | 0.13867 | 0.14001 | 0.14009 | 0.14013 | 0.14016 | 0.14083 | 0.14019 | 0.14019 | 0.14019 | 0.14082 | 0.14014 | 0.1401 | 0.14007 | 0.14073 | 0.14008 | 0.14008 | 0.14009 | 0.14076 | 0.14011 | 0.14012
CA | Residential | Multi-Family - Low Income | Existing | Space Heating | Geothermal Heat Pump | 0 | 0 | 0 | 0 | 0 | 0 | 0 | 0 | 0 | 0 | 0 | 0 | 0 | 0 | 0 | 0 | 0 | 0 | 0 | 0 | 0 | 0
CA | Residential | Multi-Family - Low Income | Existing | Space Heating | Ductless Mini Split Heat Pump | 0.027102 | 0.027244 | 0.027386 | 0.027655 | 0.027673 | 0.027686 | 0.027698 | 0.027837 | 0.027721 | 0.027731 | 0.027741 | 0.027879 | 0.027758 | 0.027765 | 0.027772 | 0.027915 | 0.027795 | 0.027805 | 0.027815 | 0.027954 | 0.027833 | 0.02784
CA | Residential | Multi-Family - Low Income | Existing | Water Heating | Water Heater (<= 55 Gal) | 5.6518 | 5.6632 | 5.6746 | 5.686 | 5.6974 | 5.7089 | 5.7203 | 5.7318 | 5.7434 | 5.7549 | 5.7665 | 5.7781 | 5.7897 | 5.8013 | 5.813 | 5.8247 | 5.8364 | 5.8481 | 5.8599 | 5.8717 | 5.8835 | 5.8953
CA | Residential | Multi-Family - Low Income | Existing | Water Heating | Water Heater (> 55 Gal) | 0 | 0 | 0 | 0 | 0 | 0 | 0 | 0 | 0 | 0 | 0 | 0 | 0 | 0 | 0 | 0 | 0 | 0 | 0 | 0 | 0 | 0
CA | Residential | Multi-Family - Low Income | Existing | Interior Lighting | General Service Lighting | 1.1393 | 1.0936 | 1.0385 | 0.97597 | 0.90252 | 0.82375 | 0.74072 | 0.67158 | 0.61397 | 0.56393 | 0.52165 | 0.48615 | 0.45574 | 0.42998 | 0.40665 | 0.38634 | 0.36864 | 0.35309 | 0.33969 | 0.32646 | 0.31455 | 0.30381
CA | Residential | Multi-Family - Low Income | Existing | Interior Lighting | Linear Lighting | 0.24212 | 0.24115 | 0.24019 | 0.23922 | 0.23824 | 0.23725 | 0.23626 | 0.23528 | 0.2343 | 0.23329 | 0.23229 | 0.23129 | 0.23029 | 0.2293 | 0.22829 | 0.22729 | 0.22629 | 0.22529 | 0.2243 | 0.22331 | 0.22234 | 0.22137
CA | Residential | Multi-Family - Low Income | Existing | Interior Lighting | Exempted Lighting | 0.0069101 | 0.0065535 | 0.0060632 | 0.0054746 | 0.0047945 | 0.004061 | 0.0032895 | 0.0027121 | 0.0022798 | 0.0019503 | 0.0017 | 0.0015074 | 0.0013569 | 0.0012407 | 0.0011439 | 0.0010602 | 0.00099026 | 0.00093187 | 0.00088931 | 0.00085475 | 0.00082635 | 0.00080431
CA | Residential | Multi-Family - Low Income | Existing | Exterior Lighting | General Service Lighting | 0.10995 | 0.10381 | 0.096781 | 0.08902 | 0.079865 | 0.072242 | 0.065892 | 0.060597 | 0.056179 | 0.052299 | 0.048957 | 0.046056 | 0.043493 | 0.041276 | 0.039166 | 0.037307 | 0.035666 | 0.034216 | 0.032954 | 0.03152 | 0.030203 | 0.028991
CA | Residential | Multi-Family - Low Income | Existing | Appliances | Clothes Washer | 0.10792 | 0.10781 | 0.10771 | 0.1076 | 0.10749 | 0.10738 | 0.10728 | 0.10717 | 0.10706 | 0.10696 | 0.10685 | 0.10674 | 0.10664 | 0.10653 | 0.10642 | 0.10632 | 0.10621 | 0.10611 | 0.106 | 0.10589 | 0.10579 | 0.10568
CA | Residential | Multi-Family - Low Income | Existing | Appliances | Clothes Dryer | 0.7721 | 0.76784 | 0.76328 | 0.75855 | 0.75376 | 0.74901 | 0.74438 | 0.73994 | 0.73574 | 0.73184 | 0.72828 | 0.72501 | 0.72199 | 0.71918 | 0.71655 | 0.71407 | 0.71173 | 0.70951 | 0.70739 | 0.70535 | 0.70338 | 0.70148
CA | Residential | Multi-Family - Low Income | Existing | Appliances | Dishwasher | 0.050364 | 0.050136 | 0.049908 | 0.049682 | 0.049457 | 0.049233 | 0.04901 | 0.048788 | 0.048567 | 0.048347 | 0.048128 | 0.04791 | 0.047693 | 0.047476 | 0.047261 | 0.047047 | 0.046834 | 0.046622 | 0.046411 | 0.0462 | 0.045991 | 0.045782
CA | Residential | Multi-Family - Low Income | Existing | Appliances | Refrigerator | 1.1313 | 1.121 | 1.1104 | 1.0997 | 1.089 | 1.0783 | 1.0677 | 1.0574 | 1.0474 | 1.0378 | 1.0286 | 1.02 | 1.0118 | 1.0041 | 0.99669 | 0.98965 | 0.98293 | 0.9765 | 0.97033 | 0.96439 | 0.95867 | 0.95315
CA | Residential | Multi-Family - Low Income | Existing | Appliances | Freezer | 0.30438 | 0.3015 | 0.29864 | 0.29582 | 0.29301 | 0.29024 | 0.28749 | 0.28477 | 0.28207 | 0.2794 | 0.27676 | 0.27413 | 0.27154 | 0.26897 | 0.26642 | 0.2639 | 0.2614 | 0.25892 | 0.25647 | 0.25404 | 0.25164 | 0.24925
CA | Residential | Multi-Family - Low Income | Existing | Appliances | Second Refrigerator | 0.28551 | 0.27697 | 0.26823 | 0.2594 | 0.25061 | 0.24195 | 0.23353 | 0.22542 | 0.2177 | 0.21043 | 0.20366 | 0.19744 | 0.1917 | 0.18641 | 0.18151 | 0.17698 | 0.17278 | 0.16887 | 0.16523 | 0.16184 | 0.15866 | 0.15568
CA | Residential | Multi-Family - Low Income | Existing | Appliances | Stove/Oven | 0.37702 | 0.37563 | 0.37427 | 0.37293 | 0.37161 | 0.37029 | 0.36899 | 0.36768 | 0.36637 | 0.36506 | 0.36374 | 0.36241 | 0.36107 | 0.35972 | 0.35837 | 0.357 | 0.35562 | 0.35424 | 0.35285 | 0.35147 | 0.35008 | 0.3487
CA | Residential | Multi-Family - Low Income | Existing | Appliances | Microwave | 0.25433 | 0.25331 | 0.2523 | 0.25129 | 0.25028 | 0.24928 | 0.24828 | 0.24729 | 0.2463 | 0.24532 | 0.24433 | 0.24336 | 0.24238 | 0.24141 | 0.24045 | 0.23949 | 0.23853 | 0.23757 | 0.23662 | 0.23568 | 0.23474 | 0.2338
CA | Residential | Multi-Family - Low Income | Existing | Appliances | Dehumidifier | 0.062379 | 0.061494 | 0.060513 | 0.05948 | 0.058432 | 0.057399 | 0.056403 | 0.055466 | 0.054603 | 0.053827 | 0.053149 | 0.052553 | 0.052024 | 0.051551 | 0.051125 | 0.050739 | 0.050384 | 0.050057 | 0.049753 | 0.049467 | 0.049198 | 0.048941
CA | Residential | Multi-Family - Low Income | Existing | Appliances | Air Purifier | 0.059775 | 0.059536 | 0.059297 | 0.05906 | 0.058824 | 0.058589 | 0.058354 | 0.058121 | 0.057888 | 0.057657 | 0.057426 | 0.057197 | 0.056968 | 0.05674 | 0.056513 | 0.056287 | 0.056062 | 0.055838 | 0.055614 | 0.055392 | 0.05517 | 0.054949
CA | Residential | Multi-Family - Low Income | Existing | Electronics | Personal Computers | 0.15458 | 0.14828 | 0.14111 | 0.13377 | 0.12681 | 0.12068 | 0.11571 | 0.11168 | 0.10839 | 0.10569 | 0.10346 | 0.10161 | 0.10005 | 0.098739 | 0.097616 | 0.096645 | 0.095796 | 0.095045 | 0.094371 | 0.09376 | 0.093198 | 0.092677
CA | Residential | Multi-Family - Low Income | Existing | Electronics | Monitor | 0.087605 | 0.084168 | 0.080114 | 0.075912 | 0.071935 | 0.068481 | 0.06579 | 0.06371 | 0.062119 | 0.060919 | 0.060033 | 0.059399 | 0.058966 | 0.058696 | 0.058555 | 0.058519 | 0.058567 | 0.058683 | 0.058853 | 0.059068 | 0.059319 | 0.059599
CA | Residential | Multi-Family - Low Income | Existing | Electronics | Laptops | 0.12543 | 0.12319 | 0.12096 | 0.11932 | 0.11815 | 0.11737 | 0.1169 | 0.11667 | 0.11664 | 0.11677 | 0.11703 | 0.11739 | 0.11783 | 0.11835 | 0.11892 | 0.11953 | 0.12019 | 0.12087 | 0.12158 | 0.12231 | 0.12306 | 0.12383
CA | Residential | Multi-Family - Low Income | Existing | Electronics | TVs | 0.28489 | 0.38511 | 0.48206 | 0.56824 | 0.63763 | 0.69359 | 0.73882 | 0.77545 | 0.80521 | 0.82947 | 0.84934 | 0.86569 | 0.87923 | 0.89053 | 0.90002 | 0.90808 | 0.91499 | 0.92098 | 0.92624 | 0.93092 | 0.93513 | 0.93896
CA | Residential | Multi-Family - Low Income | Existing | Electronics | Printer/Fax/Copier | 0.010414 | 0.010278 | 0.010116 | 0.0099551 | 0.0098171 | 0.0097189 | 0.0096527 | 0.009612 | 0.0095919 | 0.0095884 | 0.0095982 | 0.0096187 | 0.0096479 | 0.0096841 | 0.009726 | 0.0097725 | 0.0098229 | 0.0098764 | 0.0099325 | 0.0099907 | 0.010051 | 0.010112
CA | Residential | Multi-Family - Low Income | Existing | Electronics | Set-top Boxes/DVRs | 0.03718 | 0.037046 | 0.036875 | 0.036696 | 0.03653 | 0.036394 | 0.036304 | 0.036249 | 0.036223 | 0.03622 | 0.036235 | 0.036265 | 0.036307 | 0.036359 | 0.036418 | 0.036484 | 0.036555 | 0.036629 | 0.036707 | 0.036788 | 0.03687 | 0.036955
CA | Residential | Multi-Family - Low Income | Existing | Electronics | Devices and Gadgets | 1.0098 | 1.0164 | 1.0231 | 1.0299 | 1.0367 | 1.0435 | 1.0504 | 1.0573 | 1.0642 | 1.0712 | 1.0783 | 1.0854 | 1.0925 | 1.0997 | 1.107 | 1.1143 | 1.1216 | 1.129 | 1.1364 | 1.1439 | 1.1514 | 1.159
CA | Residential | Multi-Family - Low Income | Existing | Miscellaneous | Electric Vehicle Chargers | 0 | 0 | 0 | 0 | 0 | 0 | 0 | 0 | 0 | 0 | 0 | 0 | 0 | 0 | 0 | 0 | 0 | 0 | 0 | 0 | 0 | 0
CA | Residential | Multi-Family - Low Income | Existing | Miscellaneous | Pool Pump | 0.039473 | 0.032687 | 0.027327 | 0.023105 | 0.019801 | 0.017255 | 0.015343 | 0.013905 | 0.012821 | 0.012002 | 0.01138 | 0.010906 | 0.010542 | 0.010261 | 0.010041 | 0.0098672 | 0.009728 | 0.0096146 | 0.0095205 | 0.0094409 | 0.0093721 | 0.0093114
CA | Residential | Multi-Family - Low Income | Existing | Miscellaneous | Pool Heater | 0 | 0 | 0 | 0 | 0 | 0 | 0 | 0 | 0 | 0 | 0 | 0 | 0 | 0 | 0 | 0 | 0 | 0 | 0 | 0 | 0 | 0
CA | Residential | Multi-Family - Low Income | Existing | Miscellaneous | Hot Tub/Spa | 0.09057 | 0.093795 | 0.097749 | 0.099162 | 0.10031 | 0.10103 | 0.10121 | 0.10076 | 0.0996 | 0.09768 | 0.09571 | 0.093594 | 0.091839 | 0.090372 | 0.089134 | 0.087608 | 0.086186 | 0.085594 | 0.085054 | 0.084557 | 0.084094 | 0.083657
CA | Residential | Multi-Family - Low Income | Existing | Miscellaneous | Furnace Fan | 0.047215 | 0.047083 | 0.046928 | 0.046756 | 0.046573 | 0.046384 | 0.046194 | 0.046008 | 0.045828 | 0.045658 | 0.045501 | 0.045359 | 0.045236 | 0.045132 | 0.045049 | 0.04499 | 0.044952 | 0.044932 | 0.044928 | 0.04494 | 0.044964 | 0.045001
CA | Residential | Multi-Family - Low Income | Existing | Miscellaneous | Well Pump | 0 | 0 | 0 | 0 | 0 | 0 | 0 | 0 | 0 | 0 | 0 | 0 | 0 | 0 | 0 | 0 | 0 | 0 | 0 | 0 | 0 | 0
CA | Residential | Multi-Family - Low Income | Existing | Miscellaneous | Bathroom Exhaust Fan | 0.014972 | 0.014912 | 0.014853 | 0.014793 | 0.014734 | 0.014675 | 0.014616 | 0.014558 | 0.0145 | 0.014442 | 0.014384 | 0.014326 | 0.014269 | 0.014212 | 0.014155 | 0.014099 | 0.014042 | 0.013986 | 0.01393 | 0.013874 | 0.013819 | 0.013764
CA | Residential | Multi-Family - Low Income | Existing | Miscellaneous | Miscellaneous | 5.941 | 5.9734 | 6.0059 | 6.0387 | 6.0717 | 6.1048 | 6.1381 | 6.1716 | 6.2052 | 6.2391 | 6.2731 | 6.3074 | 6.3418 | 6.3764 | 6.4111 | 6.4461 | 6.4813 | 6.5166 | 6.5522 | 6.5879 | 6.6239 | 6.66
CA | Residential | Multi-Family - Low Income | Existing | Generation | Solar PV | 0 | 0 | 0 | 0 | 0 | 0 | 0 | 0 | 0 | 0 | 0 | 0 | 0 | 0 | 0 | 0 | 0 | 0 | 0 | 0 | 0 | 0
CA | Residential | Multi-Family - Low Income | New | Cooling | Central AC | 0 | 0.00061756 | 0.0012119 | 0.0018479 | 0.0025232 | 0.0032421 | 0.0039899 | 0.0047557 | 0.0055456 | 0.0063541 | 0.0071752 | 0.008009 | 0.0088433 | 0.0096728 | 0.010518 | 0.011376 | 0.012254 | 0.013146 | 0.014061 | 0.014996 | 0.015951 | 0.016921
CA | Residential | Multi-Family - Low Income | New | Cooling | Room AC | 0 | 0.00080914 | 0.0016412 | 0.0025315 | 0.0034769 | 0.0044827 | 0.0055291 | 0.0066007 | 0.0077059 | 0.008837 | 0.009986 | 0.011153 | 0.01232 | 0.013487 | 0.014676 | 0.015882 | 0.017116 | 0.018368 | 0.019652 | 0.020964 | 0.022304 | 0.023664
CA | Residential | Multi-Family - Low Income | New | Cooling | Air-Source Heat Pump | 0 | 0.00031151 | 0.00061182 | 0.00093317 | 0.0012743 | 0.0016375 | 0.0020154 | 0.0024023 | 0.0028014 | 0.0032098 | 0.0036247 | 0.004046 | 0.0044674 | 0.0048866 | 0.0053137 | 0.0057474 | 0.0061911 | 0.0066415 | 0.0071038 | 0.0075762 | 0.008059 | 0.0085488
CA | Residential | Multi-Family - Low Income | New | Cooling | Geothermal Heat Pump | 0 | 0 | 0 | 0 | 0 | 0 | 0 | 0 | 0 | 0 | 0 | 0 | 0 | 0 | 0 | 0 | 0 | 0 | 0 | 0 | 0 | 0
CA | Residential | Multi-Family - Low Income | New | Cooling | Evaporative Cooler | 0 | 0 | 0 | 0 | 0 | 0 | 0 | 0 | 0 | 0 | 0 | 0 | 0 | 0 | 0 | 0 | 0 | 0 | 0 | 0 | 0 | 0
CA | Residential | Multi-Family - Low Income | New | Cooling | Ductless Mini Split Heat Pump | 0 | 5.9421e-05 | 0.00012122 | 0.00018805 | 0.00025976 | 0.00033685 | 0.00041788 | 0.00050175 | 0.00058914 | 0.00067952 | 0.00077229 | 0.00086749 | 0.0009638 | 0.0010612 | 0.0011614 | 0.0012641 | 0.0013701 | 0.0014787 | 0.0015912 | 0.0017072 | 0.0018268 | 0.0019493
CA | Residential | Multi-Family - Low Income | New | Space Heating | Electric Room Heat | 0 | 0.0074292 | 0.015155 | 0.023619 | 0.032478 | 0.041573 | 0.050912 | 0.060626 | 0.069957 | 0.079663 | 0.089392 | 0.099605 | 0.10876 | 0.11825 | 0.12779 | 0.13794 | 0.1469 | 0.15652 | 0.16628 | 0.17696 | 0.18608 | 0.19605
CA | Residential | Multi-Family - Low Income | New | Space Heating | Electric Furnace | 0 | 0.0032229 | 0.0065747 | 0.010246 | 0.014089 | 0.018035 | 0.022087 | 0.026301 | 0.030349 | 0.034559 | 0.03878 | 0.043211 | 0.047184 | 0.051299 | 0.055438 | 0.059843 | 0.063729 | 0.067903 | 0.072136 | 0.076767 | 0.080726 | 0.085049
CA | Residential | Multi-Family - Low Income | New | Space Heating | Air-Source Heat Pump | 0 | 0.00080506 | 0.0015888 | 0.0024476 | 0.003346 | 0.0042683 | 0.0052153 | 0.0062005 | 0.0071464 | 0.0081306 | 0.0091172 | 0.010153 | 0.011081 | 0.012038 | 0.013001 | 0.014026 | 0.01493 | 0.015903 | 0.016889 | 0.017969 | 0.018892 | 0.019901
CA | Residential | Multi-Family - Low Income | New | Space Heating | Geothermal Heat Pump | 0 | 0 | 0 | 0 | 0 | 0 | 0 | 0 | 0 | 0 | 0 | 0 | 0 | 0 | 0 | 0 | 0 | 0 | 0 | 0 | 0 | 0
CA | Residential | Multi-Family - Low Income | New | Space Heating | Ductless Mini Split Heat Pump | 0 | 0.00015119 | 0.00030842 | 0.00048065 | 0.00066093 | 0.00084603 | 0.0010361 | 0.0012338 | 0.0014236 | 0.0016212 | 0.0018192 | 0.002027 | 0.0022134 | 0.0024064 | 0.0026006 | 0.0028072 | 0.0029895 | 0.0031853 | 0.0033839 | 0.0036011 | 0.0037868 | 0.0039896
CA | Residential | Multi-Family - Low Income | New | Water Heating | Water Heater (<= 55 Gal) | 0 | 0.032612 | 0.066313 | 0.10255 | 0.1412 | 0.18102 | 0.22204 | 0.26361 | 0.30607 | 0.34911 | 0.3924 | 0.43594 | 0.47906 | 0.52175 | 0.56484 | 0.60783 | 0.65139 | 0.69519 | 0.73975 | 0.7849 | 0.83065 | 0.87666
CA | Residential | Multi-Family - Low Income | New | Water Heating | Water Heater (> 55 Gal) | 0 | 0 | 0 | 0 | 0 | 0 | 0 | 0 | 0 | 0 | 0 | 0 | 0 | 0 | 0 | 0 | 0 | 0 | 0 | 0 | 0 | 0
CA | Residential | Multi-Family - Low Income | New | Interior Lighting | General Service Lighting | 0 | 0.0022605 | 0.004569 | 0.0070231 | 0.0092514 | 0.011521 | 0.013832 | 0.016147 | 0.018485 | 0.020586 | 0.022616 | 0.024658 | 0.026607 | 0.028506 | 0.030167 | 0.031775 | 0.033366 | 0.034916 | 0.036493 | 0.037903 | 0.039342 | 0.040783
CA | Residential | Multi-Family - Low Income | New | Interior Lighting | Linear Lighting | 0 | 0.0013887 | 0.0028068 | 0.0043145 | 0.0058987 | 0.0075124 | 0.0091555 | 0.010801 | 0.012464 | 0.014124 | 0.015775 | 0.017415 | 0.019018 | 0.020585 | 0.022145 | 0.023681 | 0.025221 | 0.02675 | 0.028289 | 0.029831 | 0.031373 | 0.032904
CA | Residential | Multi-Family - Low Income | New | Interior Lighting | Exempted Lighting | 0 | 6.7988e-06 | 1.3742e-05 | 2.1123e-05 | 2.7728e-05 | 3.4456e-05 | 4.1307e-05 | 4.8169e-05 | 5.5099e-05 | 6.1318e-05 | 6.7173e-05 | 7.2721e-05 | 7.7896e-05 | 8.2961e-05 | 8.7184e-05 | 9.0754e-05 | 9.441e-05 | 9.8066e-05 | 0.00010224 | 0.00010651 | 0.00011084 | 0.00011518
CA | Residential | Multi-Family - Low Income | New | Exterior Lighting | General Service Lighting | 0 | 0.00023715 | 0.00047933 | 0.0007368 | 0.00096315 | 0.0011937 | 0.0014285 | 0.0016636 | 0.0019011 | 0.0021104 | 0.0023114 | 0.0025071 | 0.002692 | 0.0028711 | 0.0030199 | 0.0031637 | 0.0033055 | 0.0034443 | 0.0035859 | 0.0037046 | 0.0038268 | 0.0039493
CA | Residential | Multi-Family - Low Income | New | Appliances | Clothes Washer | 0 | 0.00062084 | 0.0012586 | 0.0019406 | 0.0026639 | 0.003405 | 0.004164 | 0.0049288 | 0.0057056 | 0.0064883 | 0.0072709 | 0.0080534 | 0.0088235 | 0.0095809 | 0.010341 | 0.011095 | 0.011854 | 0.012613 | 0.013381 | 0.014156 | 0.014936 | 0.015716
CA | Residential | Multi-Family - Low Income | New | Appliances | Clothes Dryer | 0 | 0.0042096 | 0.0085239 | 0.013126 | 0.017997 | 0.022976 | 0.028063 | 0.033177 | 0.038359 | 0.043569 | 0.048765 | 0.053947 | 0.059034 | 0.064023 | 0.069019 | 0.073959 | 0.078926 | 0.083879 | 0.088879 | 0.093907 | 0.098962 | 0.104
CA | Residential | Multi-Family - Low Income | New | Appliances | Dishwasher | 0 | 0.00028871 | 0.00058323 | 0.00089603 | 0.0012257 | 0.0015611 | 0.0019023 | 0.0022438 | 0.0025882 | 0.0029329 | 0.003275 | 0.0036146 | 0.0039462 | 0.0042698 | 0.0045923 | 0.0049096 | 0.0052271 | 0.0055421 | 0.0058589 | 0.0061759 | 0.0064932 | 0.006808
CA | Residential | Multi-Family - Low Income | New | Appliances | Refrigerator | 0 | 0.0058528 | 0.011832 | 0.01819 | 0.024892 | 0.031709 | 0.038647 | 0.045598 | 0.052617 | 0.059648 | 0.066635 | 0.073578 | 0.080365 | 0.086996 | 0.093611 | 0.10013 | 0.10665 | 0.11314 | 0.11966 | 0.1262 | 0.13275 | 0.13926
CA | Residential | Multi-Family - Low Income | New | Appliances | Freezer | 0 | 0.0017363 | 0.0034903 | 0.0053356 | 0.0072625 | 0.0092039 | 0.01116 | 0.013097 | 0.015033 | 0.01695 | 0.018833 | 0.020683 | 0.022468 | 0.02419 | 0.025888 | 0.027539 | 0.029175 | 0.03078 | 0.032377 | 0.03396 | 0.035527 | 0.037065
CA | Residential | Multi-Family - Low Income | New | Appliances | Second Refrigerator | 0 | 0.0009698 | 0.0019506 | 0.0029837 | 0.0040625 | 0.0051489 | 0.0062439 | 0.0073297 | 0.0084153 | 0.0094917 | 0.01055 | 0.011591 | 0.012596 | 0.013566 | 0.014524 | 0.015456 | 0.016381 | 0.017289 | 0.018194 | 0.019091 | 0.019981 | 0.020854
CA | Residential | Multi-Family - Low Income | New | Appliances | Stove/Oven | 0 | 0.002176 | 0.0043982 | 0.0067606 | 0.0092529 | 0.011791 | 0.014376 | 0.016966 | 0.01958 | 0.0222 | 0.024803 | 0.027389 | 0.029918 | 0.032388 | 0.034853 | 0.037281 | 0.039713 | 0.042129 | 0.044561 | 0.046997 | 0.049438 | 0.051863
CA | Residential | Multi-Family - Low Income | New | Appliances | Microwave | 0 | 0.0014587 | 0.0029483 | 0.004532 | 0.0062027 | 0.0079045 | 0.0096372 | 0.011373 | 0.013126 | 0.014882 | 0.016627 | 0.018361 | 0.020056 | 0.021712 | 0.023364 | 0.024991 | 0.026622 | 0.028242 | 0.029872 | 0.031505 | 0.033141 | 0.034766
CA | Residential | Multi-Family - Low Income | New | Appliances | Dehumidifier | 0 | 0.00030349 | 0.00061343 | 0.00094293 | 0.0012905 | 0.0016446 | 0.0020051 | 0.0023663 | 0.0027309 | 0.0030963 | 0.0034593 | 0.0038201 | 0.0041728 | 0.0045173 | 0.0048611 | 0.0051997 | 0.0055389 | 0.0058759 | 0.006215 | 0.0065548 | 0.0068953 | 0.0072335
CA | Residential | Multi-Family - Low Income | New | Appliances | Air Purifier | 0 | 0.00034284 | 0.00069295 | 0.0010652 | 0.0014578 | 0.0018578 | 0.002265 | 0.002673 | 0.003085 | 0.0034977 | 0.0039078 | 0.0043153 | 0.0047137 | 0.0051029 | 0.0054913 | 0.0058738 | 0.006257 | 0.0066377 | 0.0070207 | 0.0074046 | 0.0077891 | 0.0081712
CA | Residential | Multi-Family - Low Income | New | Electronics | Personal Computers | 0 | 0.00057452 | 0.0011612 | 0.001785 | 0.002443 | 0.0031133 | 0.0037957 | 0.0044794 | 0.0051697 | 0.0058613 | 0.0065486 | 0.0072315 | 0.0078991 | 0.0085514 | 0.0092022 | 0.0098431 | 0.010485 | 0.011123 | 0.011765 | 0.012408 | 0.013053 | 0.013693
CA | Residential | Multi-Family - Low Income | New | Electronics | Monitor | 0 | 0.00029882 | 0.00061041 | 0.00094825 | 0.0013116 | 0.0016892 | 0.0020814 | 0.0024824 | 0.0028954 | 0.0033176 | 0.003746 | 0.0041807 | 0.0046152 | 0.0050494 | 0.0054914 | 0.0059363 | 0.0063908 | 0.0068516 | 0.0073241 | 0.0078066 | 0.0082993 | 0.0087989
CA | Residential | Multi-Family - Low Income | New | Electronics | Laptops | 0 | 0.00062451 | 0.0012757 | 0.0019818 | 0.0027412 | 0.0035303 | 0.0043499 | 0.005188 | 0.0060512 | 0.0069336 | 0.0078289 | 0.0087372 | 0.0096453 | 0.010553 | 0.011476 | 0.012406 | 0.013356 | 0.014319 | 0.015307 | 0.016315 | 0.017345 | 0.018389
CA | Residential | Multi-Family - Low Income | New | Electronics | TVs | 0 | 0.0051805 | 0.010539 | 0.016305 | 0.02246 | 0.028808 | 0.035351 | 0.041989 | 0.048775 | 0.055659 | 0.062589 | 0.069565 | 0.07648 | 0.083333 | 0.090257 | 0.09717 | 0.10418 | 0.11124 | 0.11842 | 0.12571 | 0.13309 | 0.14053
CA | Residential | Multi-Family - Low Income | New | Electronics | Printer/Fax/Copier | 0 | 5.098e-05 | 0.00010414 | 0.00016177 | 0.00022376 | 0.00028818 | 0.00035509 | 0.0004235 | 0.00049397 | 0.000566 | 0.00063908 | 0.00071323 | 0.00078736 | 0.00086143 | 0.00093684 | 0.0010127 | 0.0010903 | 0.0011689 | 0.0012495 | 0.0013318 | 0.0014159 | 0.0015011
CA | Residential | Multi-Family - Low Income | New | Electronics | Set-top Boxes/DVRs | 0 | 0.00020245 | 0.00041184 | 0.00063717 | 0.00087772 | 0.0011258 | 0.0013815 | 0.0016409 | 0.0019061 | 0.0021751 | 0.0024459 | 0.0027185 | 0.0029887 | 0.0032565 | 0.0035271 | 0.0037973 | 0.0040713 | 0.004347 | 0.0046277 | 0.0049124 | 0.0052011 | 0.0054916
CA | Residential | Multi-Family - Low Income | New | Electronics | Devices and Gadgets | 0 | 0.0058532 | 0.011956 | 0.018574 | 0.025692 | 0.033088 | 0.04077 | 0.048624 | 0.056715 | 0.064985 | 0.073376 | 0.08189 | 0.0904 | 0.098905 | 0.10756 | 0.11628 | 0.12518 | 0.13421 | 0.14346 | 0.15291 | 0.16256 | 0.17235
CA | Residential | Multi-Family - Low Income | New | Miscellaneous | Electric Vehicle Chargers | 0 | 0 | 0 | 0 | 0 | 0 | 0 | 0 | 0 | 0 | 0 | 0 | 0 | 0 | 0 | 0 | 0 | 0 | 0 | 0 | 0 | 0
CA | Residential | Multi-Family - Low Income | New | Miscellaneous | Pool Pump | 0 | 5.7661e-05 | 0.00011655 | 0.00017915 | 0.00024519 | 0.00031246 | 0.00038095 | 0.00044957 | 0.00051885 | 0.00058826 | 0.00065724 | 0.00072578 | 0.00079279 | 0.00085825 | 0.00092356 | 0.00098789 | 0.0010523 | 0.0011164 | 0.0011808 | 0.0012454 | 0.00131 | 0.0013743
CA | Residential | Multi-Family - Low Income | New | Miscellaneous | Pool Heater | 0 | 0 | 0 | 0 | 0 | 0 | 0 | 0 | 0 | 0 | 0 | 0 | 0 | 0 | 0 | 0 | 0 | 0 | 0 | 0 | 0 | 0
CA | Residential | Multi-Family - Low Income | New | Miscellaneous | Hot Tub/Spa | 0 | 0.00079285 | 0.0016025 | 0.0021665 | 0.0027615 | 0.0033675 | 0.0039845 | 0.0046027 | 0.0052269 | 0.0058522 | 0.0064189 | 0.0069368 | 0.0074608 | 0.0079868 | 0.0085243 | 0.0089913 | 0.0094805 | 0.010057 | 0.010638 | 0.011219 | 0.011802 | 0.012381
CA | Residential | Multi-Family - Low Income | New | Miscellaneous | Furnace Fan | 0 | 0.00024135 | 0.0004911 | 0.00075997 | 0.0010471 | 0.0013434 | 0.0016489 | 0.0019591 | 0.0022763 | 0.0025983 | 0.0029226 | 0.0032493 | 0.0035734 | 0.0038948 | 0.0042197 | 0.0045444 | 0.0048739 | 0.0052058 | 0.0055439 | 0.005887 | 0.0062352 | 0.006586
CA | Residential | Multi-Family - Low Income | New | Miscellaneous | Well Pump | 0 | 0 | 0 | 0 | 0 | 0 | 0 | 0 | 0 | 0 | 0 | 0 | 0 | 0 | 0 | 0 | 0 | 0 | 0 | 0 | 0 | 0
CA | Residential | Multi-Family - Low Income | New | Miscellaneous | Bathroom Exhaust Fan | 0 | 8.5873e-05 | 0.00017357 | 0.0002668 | 0.00036516 | 0.00046534 | 0.00056734 | 0.00066953 | 0.00077272 | 0.00087609 | 0.00097881 | 0.0010809 | 0.0011807 | 0.0012782 | 0.0013754 | 0.0014712 | 0.0015672 | 0.0016626 | 0.0017585 | 0.0018547 | 0.001951 | 0.0020467
CA | Residential | Multi-Family - Low Income | New | Miscellaneous | Miscellaneous | 0 | 0.034398 | 0.070186 | 0.10891 | 0.15047 | 0.19358 | 0.23825 | 0.28383 | 0.33069 | 0.37848 | 0.42688 | 0.47587 | 0.52474 | 0.57346 | 0.62296 | 0.67268 | 0.72337 | 0.77466 | 0.82715 | 0.88065 | 0.93519 | 0.99037
CA | Residential | Multi-Family - Low Income | New | Generation | Solar PV | 0 | 0 | 0 | 0 | 0 | 0 | 0 | 0 | 0 | 0 | 0 | 0 | 0 | 0 | 0 | 0 | 0 | 0 | 0 | 0 | 0 | 0
CA | Residential | Manufactured Home - Low Income | Existing | Cooling | Central AC | 0.32541 | 0.32131 | 0.31668 | 0.3121 | 0.30762 | 0.30576 | 0.30398 | 0.30231 | 0.30078 | 0.2994 | 0.29821 | 0.29722 | 0.29645 | 0.2959 | 0.29561 | 0.29572 | 0.29605 | 0.29655 | 0.29723 | 0.29805 | 0.299 | 0.30007
CA | Residential | Manufactured Home - Low Income | Existing | Cooling | Room AC | 0.63217 | 0.62317 | 0.61355 | 0.60374 | 0.59411 | 0.58978 | 0.58608 | 0.58329 | 0.58129 | 0.57999 | 0.57931 | 0.57918 | 0.57954 | 0.58031 | 0.58147 | 0.5833 | 0.58541 | 0.58778 | 0.59037 | 0.59316 | 0.59613 | 0.59924
CA | Residential | Manufactured Home - Low Income | Existing | Cooling | Air-Source Heat Pump | 0.17802 | 0.17722 | 0.17633 | 0.17546 | 0.17461 | 0.17521 | 0.17583 | 0.17647 | 0.17713 | 0.17782 | 0.17854 | 0.17931 | 0.18011 | 0.18095 | 0.18183 | 0.18286 | 0.18393 | 0.18502 | 0.18614 | 0.18729 | 0.18846 | 0.18964
CA | Residential | Manufactured Home - Low Income | Existing | Cooling | Geothermal Heat Pump | 0 | 0 | 0 | 0 | 0 | 0 | 0 | 0 | 0 | 0 | 0 | 0 | 0 | 0 | 0 | 0 | 0 | 0 | 0 | 0 | 0 | 0
CA | Residential | Manufactured Home - Low Income | Existing | Cooling | Evaporative Cooler | 0.088149 | 0.087447 | 0.086732 | 0.08601 | 0.085285 | 0.085259 | 0.085226 | 0.085193 | 0.085161 | 0.085135 | 0.085117 | 0.085112 | 0.085122 | 0.085149 | 0.085192 | 0.085302 | 0.085424 | 0.085557 | 0.085701 | 0.085855 | 0.086017 | 0.086187
CA | Residential | Manufactured Home - Low Income | Existing | Cooling | Ductless Mini Split Heat Pump | 0.19195 | 0.19296 | 0.19396 | 0.19498 | 0.196 | 0.19865 | 0.20132 | 0.20401 | 0.20672 | 0.20946 | 0.21222 | 0.21501 | 0.21781 | 0.22064 | 0.2235 | 0.22651 | 0.22955 | 0.23261 | 0.2357 | 0.23882 | 0.24196 | 0.24513
CA | Residential | Manufactured Home - Low Income | Existing | Space Heating | Electric Room Heat | 2.3586 | 2.3604 | 2.3618 | 2.3738 | 2.364 | 2.3538 | 2.3437 | 2.3446 | 2.3242 | 2.315 | 2.3062 | 2.3087 | 2.2902 | 2.2832 | 2.2767 | 2.2818 | 2.266 | 2.2614 | 2.2572 | 2.2638 | 2.2497 | 2.2464
CA | Residential | Manufactured Home - Low Income | Existing | Space Heating | Electric Furnace | 2.8836 | 2.8858 | 2.8875 | 2.9021 | 2.8902 | 2.8778 | 2.8654 | 2.8665 | 2.8416 | 2.8303 | 2.8196 | 2.8226 | 2.8 | 2.7914 | 2.7834 | 2.7897 | 2.7705 | 2.7648 | 2.7596 | 2.7677 | 2.7505 | 2.7465
CA | Residential | Manufactured Home - Low Income | Existing | Space Heating | Air-Source Heat Pump | 0.4012 | 0.40334 | 0.40525 | 0.40903 | 0.40911 | 0.4091 | 0.40907 | 0.41092 | 0.40899 | 0.40893 | 0.40886 | 0.41069 | 0.4087 | 0.4086 | 0.40852 | 0.41044 | 0.40854 | 0.40856 | 0.40859 | 0.41054 | 0.40866 | 0.4087
CA | Residential | Manufactured Home - Low Income | Existing | Space Heating | Geothermal Heat Pump | 0 | 0 | 0 | 0 | 0 | 0 | 0 | 0 | 0 | 0 | 0 | 0 | 0 | 0 | 0 | 0 | 0 | 0 | 0 | 0 | 0 | 0
CA | Residential | Manufactured Home - Low Income | Existing | Space Heating | Ductless Mini Split Heat Pump | 0.44681 | 0.44915 | 0.4515 | 0.45593 | 0.45624 | 0.45645 | 0.45665 | 0.45894 | 0.45701 | 0.45718 | 0.45734 | 0.45962 | 0.45762 | 0.45775 | 0.45786 | 0.46021 | 0.45824 | 0.45841 | 0.45857 | 0.46086 | 0.45886 | 0.45898
CA | Residential | Manufactured Home - Low Income | Existing | Water Heating | Water Heater (<= 55 Gal) | 5.9989 | 6.0109 | 6.023 | 6.0351 | 6.0473 | 6.0594 | 6.0716 | 6.0838 | 6.096 | 6.1083 | 6.1206 | 6.1329 | 6.1452 | 6.1576 | 6.1699 | 6.1823 | 6.1948 | 6.2072 | 6.2197 | 6.2322 | 6.2447 | 6.2573
CA | Residential | Manufactured Home - Low Income | Existing | Water Heating | Water Heater (> 55 Gal) | 0 | 0 | 0 | 0 | 0 | 0 | 0 | 0 | 0 | 0 | 0 | 0 | 0 | 0 | 0 | 0 | 0 | 0 | 0 | 0 | 0 | 0
CA | Residential | Manufactured Home - Low Income | Existing | Interior Lighting | General Service Lighting | 1.2724 | 1.2269 | 1.1724 | 1.1106 | 1.0361 | 0.95638 | 0.87231 | 0.80223 | 0.74374 | 0.69215 | 0.64829 | 0.61133 | 0.57936 | 0.55209 | 0.52678 | 0.50448 | 0.48479 | 0.46728 | 0.45206 | 0.43652 | 0.42235 | 0.40941
CA | Residential | Manufactured Home - Low Income | Existing | Interior Lighting | Linear Lighting | 0.31098 | 0.30973 | 0.30849 | 0.30726 | 0.30597 | 0.30469 | 0.3034 | 0.30212 | 0.30084 | 0.29952 | 0.2982 | 0.29688 | 0.29557 | 0.29426 | 0.29292 | 0.29158 | 0.29025 | 0.28893 | 0.28761 | 0.2863 | 0.28501 | 0.28374
CA | Residential | Manufactured Home - Low Income | Existing | Interior Lighting | Exempted Lighting | 0.0058786 | 0.0055883 | 0.0051897 | 0.0047114 | 0.0041542 | 0.0035534 | 0.0029215 | 0.0024483 | 0.0020939 | 0.0018222 | 0.0016149 | 0.0014543 | 0.0013272 | 0.0012285 | 0.0011443 | 0.0010695 | 0.0010058 | 0.0009519 | 0.00091271 | 0.00088055 | 0.00085382 | 0.000833
CA | Residential | Manufactured Home - Low Income | Existing | Exterior Lighting | General Service Lighting | 0.34336 | 0.32446 | 0.30279 | 0.27887 | 0.25057 | 0.227 | 0.20736 | 0.19099 | 0.17732 | 0.1653 | 0.15493 | 0.14592 | 0.13794 | 0.13104 | 0.12444 | 0.11863 | 0.11348 | 0.10893 | 0.10497 | 0.10045 | 0.096288 | 0.092454
CA | Residential | Manufactured Home - Low Income | Existing | Appliances | Clothes Washer | 0.21827 | 0.21805 | 0.21783 | 0.21762 | 0.2174 | 0.21718 | 0.21696 | 0.21675 | 0.21653 | 0.21632 | 0.2161 | 0.21589 | 0.21567 | 0.21546 | 0.21524 | 0.21503 | 0.21481 | 0.2146 | 0.21438 | 0.21417 | 0.21396 | 0.21374
CA | Residential | Manufactured Home - Low Income | Existing | Appliances | Clothes Dryer | 1.6382 | 1.6292 | 1.6195 | 1.6094 | 1.5993 | 1.5892 | 1.5794 | 1.57 | 1.5611 | 1.5528 | 1.5452 | 1.5383 | 1.5319 | 1.5259 | 1.5203 | 1.5151 | 1.5101 | 1.5054 | 1.5009 | 1.4966 | 1.4924 | 1.4884
CA | Residential | Manufactured Home - Low Income | Existing | Appliances | Dishwasher | 0.16344 | 0.1627 | 0.16196 | 0.16123 | 0.1605 | 0.15977 | 0.15905 | 0.15833 | 0.15761 | 0.15689 | 0.15618 | 0.15548 | 0.15477 | 0.15407 | 0.15337 | 0.15268 | 0.15199 | 0.1513 | 0.15061 | 0.14993 | 0.14925 | 0.14857
CA | Residential | Manufactured Home - Low Income | Existing | Appliances | Refrigerator | 1.1065 | 1.0964 | 1.0861 | 1.0756 | 1.0651 | 1.0546 | 1.0443 | 1.0342 | 1.0244 | 1.015 | 1.0061 | 0.99765 | 0.98965 | 0.98206 | 0.97484 | 0.96796 | 0.96139 | 0.95509 | 0.94906 | 0.94325 | 0.93766 | 0.93226
CA | Residential | Manufactured Home - Low Income | Existing | Appliances | Freezer | 0.63217 | 0.62618 | 0.62025 | 0.61438 | 0.60857 | 0.6028 | 0.5971 | 0.59144 | 0.58584 | 0.58029 | 0.5748 | 0.56935 | 0.56396 | 0.55862 | 0.55333 | 0.54809 | 0.5429 | 0.53776 | 0.53267 | 0.52762 | 0.52263 | 0.51768
CA | Residential | Manufactured Home - Low Income | Existing | Appliances | Second Refrigerator | 0.38342 | 0.37196 | 0.36021 | 0.34836 | 0.33655 | 0.32492 | 0.31361 | 0.30273 | 0.29236 | 0.2826 | 0.27351 | 0.26515 | 0.25744 | 0.25033 | 0.24376 | 0.23768 | 0.23203 | 0.22679 | 0.2219 | 0.21734 | 0.21307 | 0.20907
CA | Residential | Manufactured Home - Low Income | Existing | Appliances | Stove/Oven | 0.4107 | 0.40918 | 0.4077 | 0.40624 | 0.4048 | 0.40337 | 0.40195 | 0.40052 | 0.3991 | 0.39766 | 0.39623 | 0.39478 | 0.39332 | 0.39185 | 0.39037 | 0.38888 | 0.38738 | 0.38588 | 0.38437 | 0.38286 | 0.38135 | 0.37985
CA | Residential | Manufactured Home - Low Income | Existing | Appliances | Microwave | 0.26066 | 0.25961 | 0.25858 | 0.25754 | 0.25651 | 0.25548 | 0.25446 | 0.25344 | 0.25243 | 0.25142 | 0.25042 | 0.24941 | 0.24842 | 0.24742 | 0.24643 | 0.24545 | 0.24447 | 0.24349 | 0.24251 | 0.24154 | 0.24058 | 0.23962
CA | Residential | Manufactured Home - Low Income | Existing | Appliances | Dehumidifier | 0.020593 | 0.0203 | 0.019976 | 0.019636 | 0.01929 | 0.018948 | 0.01862 | 0.01831 | 0.018026 | 0.017769 | 0.017546 | 0.017349 | 0.017174 | 0.017018 | 0.016878 | 0.01675 | 0.016633 | 0.016525 | 0.016424 | 0.01633 | 0.016241 | 0.016157
CA | Residential | Manufactured Home - Low Income | Existing | Appliances | Air Purifier | 0.038492 | 0.038338 | 0.038184 | 0.038032 | 0.037879 | 0.037728 | 0.037577 | 0.037427 | 0.037277 | 0.037128 | 0.036979 | 0.036831 | 0.036684 | 0.036537 | 0.036391 | 0.036246 | 0.036101 | 0.035956 | 0.035812 | 0.035669 | 0.035527 | 0.035384
CA | Residential | Manufactured Home - Low Income | Existing | Electronics | Personal Computers | 0.17967 | 0.17235 | 0.16402 | 0.15548 | 0.1474 | 0.14027 | 0.1345 | 0.12981 | 0.12598 | 0.12285 | 0.12025 | 0.1181 | 0.1163 | 0.11477 | 0.11346 | 0.11233 | 0.11135 | 0.11047 | 0.10969 | 0.10898 | 0.10833 | 0.10772
CA | Residential | Manufactured Home - Low Income | Existing | Electronics | Monitor | 0.12227 | 0.11726 | 0.1114 | 0.10532 | 0.099552 | 0.094515 | 0.090539 | 0.087414 | 0.08497 | 0.083069 | 0.081605 | 0.080489 | 0.079652 | 0.079039 | 0.078605 | 0.078315 | 0.07814 | 0.078056 | 0.078047 | 0.078097 | 0.078195 | 0.078331
CA | Residential | Manufactured Home - Low Income | Existing | Electronics | Laptops | 0.12696 | 0.12438 | 0.1218 | 0.11981 | 0.11831 | 0.11719 | 0.11638 | 0.11581 | 0.11544 | 0.11523 | 0.11515 | 0.11516 | 0.11526 | 0.11542 | 0.11564 | 0.1159 | 0.11619 | 0.11652 | 0.11686 | 0.11722 | 0.1176 | 0.11799
CA | Residential | Manufactured Home - Low Income | Existing | Electronics | TVs | 0.37238 | 0.50337 | 0.63009 | 0.74274 | 0.83344 | 0.90659 | 0.9657 | 1.0136 | 1.0525 | 1.0842 | 1.1102 | 1.1315 | 1.1492 | 1.164 | 1.1764 | 1.1869 | 1.196 | 1.2038 | 1.2107 | 1.2168 | 1.2223 | 1.2273
CA | Residential | Manufactured Home - Low Income | Existing | Electronics | Printer/Fax/Copier | 0.052767 | 0.051947 | 0.050996 | 0.05005 | 0.049218 | 0.048586 | 0.048115 | 0.047771 | 0.047531 | 0.047373 | 0.047281 | 0.047242 | 0.047246 | 0.047284 | 0.047349 | 0.047436 | 0.047541 | 0.047661 | 0.047792 | 0.047932 | 0.04808 | 0.048235
CA | Residential | Manufactured Home - Low Income | Existing | Electronics | Set-top Boxes/DVRs | 0.095382 | 0.095036 | 0.094598 | 0.094138 | 0.093712 | 0.093365 | 0.093132 | 0.092992 | 0.092925 | 0.092917 | 0.092957 | 0.093034 | 0.093142 | 0.093275 | 0.093427 | 0.093595 | 0.093776 | 0.093968 | 0.094168 | 0.094374 | 0.094586 | 0.094803
CA | Residential | Manufactured Home - Low Income | Existing | Electronics | Devices and Gadgets | 0.96507 | 0.96863 | 0.9722 | 0.97579 | 0.97938 | 0.983 | 0.98662 | 0.99026 | 0.99391 | 0.99758 | 1.0013 | 1.0049 | 1.0087 | 1.0124 | 1.0161 | 1.0199 | 1.0236 | 1.0274 | 1.0312 | 1.035 | 1.0388 | 1.0426
CA | Residential | Manufactured Home - Low Income | Existing | Miscellaneous | Electric Vehicle Chargers | 0 | 0 | 0 | 0 | 0 | 0 | 0 | 0 | 0 | 0 | 0 | 0 | 0 | 0 | 0 | 0 | 0 | 0 | 0 | 0 | 0 | 0
CA | Residential | Manufactured Home - Low Income | Existing | Miscellaneous | Pool Pump | 0.045282 | 0.037498 | 0.031349 | 0.026505 | 0.022716 | 0.019795 | 0.017601 | 0.015952 | 0.014708 | 0.013768 | 0.013055 | 0.012511 | 0.012093 | 0.011771 | 0.011518 | 0.011319 | 0.01116 | 0.01103 | 0.010922 | 0.01083 | 0.010751 | 0.010682
CA | Residential | Manufactured Home - Low Income | Existing | Miscellaneous | Pool Heater | 0 | 0 | 0 | 0 | 0 | 0 | 0 | 0 | 0 | 0 | 0 | 0 | 0 | 0 | 0 | 0 | 0 | 0 | 0 | 0 | 0 | 0
CA | Residential | Manufactured Home - Low Income | Existing | Miscellaneous | Hot Tub/Spa | 0.21718 | 0.22492 | 0.2344 | 0.23779 | 0.24053 | 0.24227 | 0.2427 | 0.24162 | 0.23884 | 0.23423 | 0.22951 | 0.22444 | 0.22023 | 0.21671 | 0.21374 | 0.21008 | 0.20667 | 0.20525 | 0.20396 | 0.20276 | 0.20165 | 0.20061
CA | Residential | Manufactured Home - Low Income | Existing | Miscellaneous | Furnace Fan | 0.10571 | 0.10547 | 0.10518 | 0.10486 | 0.1045 | 0.10414 | 0.10378 | 0.10342 | 0.10307 | 0.10275 | 0.10246 | 0.10221 | 0.10199 | 0.10182 | 0.1017 | 0.10163 | 0.1016 | 0.10162 | 0.10168 | 0.10176 | 0.10188 | 0.10203
CA | Residential | Manufactured Home - Low Income | Existing | Miscellaneous | Well Pump | 0.029602 | 0.029484 | 0.029366 | 0.029248 | 0.029131 | 0.029015 | 0.028899 | 0.028783 | 0.028668 | 0.028553 | 0.028439 | 0.028325 | 0.028212 | 0.028099 | 0.027987 | 0.027875 | 0.027763 | 0.027652 | 0.027542 | 0.027432 | 0.027322 | 0.027213
CA | Residential | Manufactured Home - Low Income | Existing | Miscellaneous | Bathroom Exhaust Fan | 0.01382 | 0.013764 | 0.013709 | 0.013654 | 0.0136 | 0.013545 | 0.013491 | 0.013437 | 0.013384 | 0.01333 | 0.013277 | 0.013224 | 0.013171 | 0.013118 | 0.013066 | 0.013013 | 0.012961 | 0.012909 | 0.012858 | 0.012806 | 0.012755 | 0.012704
CA | Residential | Manufactured Home - Low Income | Existing | Miscellaneous | Miscellaneous | 4.4383 | 4.4625 | 4.4869 | 4.5114 | 4.536 | 4.5607 | 4.5856 | 4.6106 | 4.6358 | 4.6611 | 4.6865 | 4.7121 | 4.7378 | 4.7636 | 4.7896 | 4.8157 | 4.842 | 4.8684 | 4.895 | 4.9217 | 4.9485 | 4.9755
CA | Residential | Manufactured Home - Low Income | Existing | Generation | Solar PV | -0.1002 | -0.1018 | -0.12364 | -0.14669 | -0.17156 | -0.19804 | -0.2243 | -0.25192 | -0.28694 | -0.32831 | -0.36895 | -0.41502 | -0.45969 | -0.50324 | -0.54582 | -0.58704 | -0.62706 | -0.66585 | -0.70336 | -0.73968 | -0.77491 | -0.80881
CA | Residential | Manufactured Home - Low Income | New | Cooling | Central AC | 0 | 0.0015114 | 0.0029721 | 0.0045351 | 0.0061943 | 0.0079605 | 0.0097977 | 0.011679 | 0.013619 | 0.015605 | 0.017623 | 0.019671 | 0.021721 | 0.023759 | 0.025836 | 0.027945 | 0.030103 | 0.032293 | 0.034541 | 0.036838 | 0.039186 | 0.041568
CA | Residential | Manufactured Home - Low Income | New | Cooling | Room AC | 0 | 0.0028523 | 0.0057852 | 0.0089238 | 0.012256 | 0.015802 | 0.01949 | 0.023268 | 0.027164 | 0.031151 | 0.035201 | 0.039314 | 0.043429 | 0.047543 | 0.051734 | 0.055986 | 0.060334 | 0.064748 | 0.069274 | 0.0739 | 0.078625 | 0.083418
CA | Residential | Manufactured Home - Low Income | New | Cooling | Air-Source Heat Pump | 0 | 0.00098221 | 0.0019294 | 0.0029429 | 0.0040191 | 0.0051647 | 0.0063565 | 0.007577 | 0.0088358 | 0.010124 | 0.011433 | 0.012762 | 0.014091 | 0.015413 | 0.016761 | 0.018129 | 0.019528 | 0.020949 | 0.022408 | 0.023898 | 0.025421 | 0.026966
CA | Residential | Manufactured Home - Low Income | New | Cooling | Geothermal Heat Pump | 0 | 0 | 0 | 0 | 0 | 0 | 0 | 0 | 0 | 0 | 0 | 0 | 0 | 0 | 0 | 0 | 0 | 0 | 0 | 0 | 0 | 0
CA | Residential | Manufactured Home - Low Income | New | Cooling | Evaporative Cooler | 0 | 0.00043663 | 0.00088253 | 0.0013566 | 0.0018567 | 0.0023856 | 0.0029322 | 0.0034884 | 0.0040584 | 0.004638 | 0.0052228 | 0.0058127 | 0.0063988 | 0.0069807 | 0.0075695 | 0.0081632 | 0.0087666 | 0.009375 | 0.0099955 | 0.010626 | 0.011266 | 0.011911
CA | Residential | Manufactured Home - Low Income | New | Cooling | Ductless Mini Split Heat Pump | 0 | 0.0010556 | 0.0021533 | 0.0033407 | 0.0046146 | 0.005984 | 0.0074235 | 0.0089133 | 0.010466 | 0.012071 | 0.013719 | 0.01541 | 0.017121 | 0.018851 | 0.020631 | 0.022455 | 0.024339 | 0.026269 | 0.028267 | 0.030328 | 0.032453 | 0.034629
CA | Residential | Manufactured Home - Low Income | New | Space Heating | Electric Room Heat | 0 | 0.011791 | 0.024053 | 0.037486 | 0.051546 | 0.065982 | 0.080804 | 0.096221 | 0.11103 | 0.12643 | 0.14188 | 0.15809 | 0.17262 | 0.18768 | 0.20282 | 0.21893 | 0.23315 | 0.24842 | 0.26391 | 0.28085 | 0.29533 | 0.31115
CA | Residential | Manufactured Home - Low Income | New | Space Heating | Electric Furnace | 0 | 0.014416 | 0.029407 | 0.04583 | 0.063019 | 0.080669 | 0.098791 | 0.11764 | 0.13574 | 0.15458 | 0.17346 | 0.19327 | 0.21104 | 0.22945 | 0.24797 | 0.26767 | 0.28505 | 0.30372 | 0.32265 | 0.34337 | 0.36107 | 0.38041
CA | Residential | Manufactured Home - Low Income | New | Space Heating | Air-Source Heat Pump | 0 | 0.0023555 | 0.0046493 | 0.0071628 | 0.0097921 | 0.012492 | 0.015263 | 0.018147 | 0.020916 | 0.023796 | 0.026684 | 0.029716 | 0.032433 | 0.035233 | 0.03805 | 0.041052 | 0.043699 | 0.046545 | 0.049433 | 0.052594 | 0.055296 | 0.058248
CA | Residential | Manufactured Home - Low Income | New | Space Heating | Geothermal Heat Pump | 0 | 0 | 0 | 0 | 0 | 0 | 0 | 0 | 0 | 0 | 0 | 0 | 0 | 0 | 0 | 0 | 0 | 0 | 0 | 0 | 0 | 0
CA | Residential | Manufactured Home - Low Income | New | Space Heating | Ductless Mini Split Heat Pump | 0 | 0.002492 | 0.0050835 | 0.0079224 | 0.010894 | 0.013945 | 0.017077 | 0.020336 | 0.023465 | 0.026721 | 0.029984 | 0.03341 | 0.036482 | 0.039664 | 0.042865 | 0.04627 | 0.049275 | 0.052502 | 0.055775 | 0.059356 | 0.062417 | 0.065759
CA | Residential | Manufactured Home - Low Income | New | Water Heating | Water Heater (<= 55 Gal) | 0 | 0.034614 | 0.070385 | 0.10884 | 0.14987 | 0.19214 | 0.23567 | 0.2798 | 0.32487 | 0.37055 | 0.4165 | 0.46271 | 0.50847 | 0.55378 | 0.59952 | 0.64515 | 0.69139 | 0.73788 | 0.78518 | 0.8331 | 0.88166 | 0.93048
CA | Residential | Manufactured Home - Low Income | New | Water Heating | Water Heater (> 55 Gal) | 0 | 0 | 0 | 0 | 0 | 0 | 0 | 0 | 0 | 0 | 0 | 0 | 0 | 0 | 0 | 0 | 0 | 0 | 0 | 0 | 0 | 0
CA | Residential | Manufactured Home - Low Income | New | Interior Lighting | General Service Lighting | 0 | 0.0040475 | 0.008181 | 0.012575 | 0.016565 | 0.020629 | 0.024767 | 0.028913 | 0.033099 | 0.03686 | 0.040496 | 0.044152 | 0.047642 | 0.051041 | 0.054017 | 0.056896 | 0.059744 | 0.06252 | 0.065343 | 0.067867 | 0.070444 | 0.073025
CA | Residential | Manufactured Home - Low Income | New | Interior Lighting | Linear Lighting | 0 | 0.0023187 | 0.0046866 | 0.007204 | 0.0098453 | 0.012536 | 0.015275 | 0.018019 | 0.02079 | 0.023556 | 0.026305 | 0.029037 | 0.031707 | 0.034316 | 0.036913 | 0.03947 | 0.042032 | 0.044578 | 0.047139 | 0.049705 | 0.052271 | 0.054816
CA | Residential | Manufactured Home - Low Income | New | Interior Lighting | Exempted Lighting | 0 | 9.2245e-06 | 1.8645e-05 | 2.866e-05 | 3.7622e-05 | 4.675e-05 | 5.6044e-05 | 6.5355e-05 | 7.4757e-05 | 8.3196e-05 | 9.1139e-05 | 9.8667e-05 | 0.00010569 | 0.00011256 | 0.00011829 | 0.00012313 | 0.00012809 | 0.00013305 | 0.00013872 | 0.00014451 | 0.00015039 | 0.00015628
CA | Residential | Manufactured Home - Low Income | New | Exterior Lighting | General Service Lighting | 0 | 0.00098525 | 0.0019914 | 0.0030611 | 0.0040015 | 0.0049593 | 0.0059346 | 0.0069116 | 0.0078982 | 0.0087679 | 0.009603 | 0.010416 | 0.011184 | 0.011928 | 0.012546 | 0.013144 | 0.013733 | 0.01431 | 0.014898 | 0.015391 | 0.015899 | 0.016408
CA | Residential | Manufactured Home - Low Income | New | Appliances | Clothes Washer | 0 | 0.0012556 | 0.0025456 | 0.0039247 | 0.0053878 | 0.0068866 | 0.0084216 | 0.0099684 | 0.011539 | 0.013123 | 0.014705 | 0.016288 | 0.017845 | 0.019377 | 0.020915 | 0.022439 | 0.023975 | 0.02551 | 0.027064 | 0.028629 | 0.030207 | 0.031784
CA | Residential | Manufactured Home - Low Income | New | Appliances | Clothes Dryer | 0 | 0.0089318 | 0.018086 | 0.02785 | 0.038185 | 0.048749 | 0.059543 | 0.070393 | 0.081388 | 0.092442 | 0.10347 | 0.11446 | 0.12525 | 0.13584 | 0.14644 | 0.15692 | 0.16746 | 0.17797 | 0.18858 | 0.19925 | 0.20997 | 0.22067
CA | Residential | Manufactured Home - Low Income | New | Appliances | Dishwasher | 0 | 0.00093691 | 0.0018927 | 0.0029078 | 0.0039776 | 0.0050662 | 0.0061735 | 0.0072815 | 0.0083993 | 0.0095178 | 0.010628 | 0.01173 | 0.012806 | 0.013856 | 0.014903 | 0.015932 | 0.016963 | 0.017985 | 0.019013 | 0.020042 | 0.021072 | 0.022093
CA | Residential | Manufactured Home - Low Income | New | Appliances | Refrigerator | 0 | 0.0057245 | 0.011573 | 0.017791 | 0.024347 | 0.031014 | 0.0378 | 0.044598 | 0.051463 | 0.05834 | 0.065174 | 0.071965 | 0.078604 | 0.085089 | 0.091559 | 0.09793 | 0.10431 | 0.11066 | 0.11704 | 0.12343 | 0.12984 | 0.1362
CA | Residential | Manufactured Home - Low Income | New | Appliances | Freezer | 0 | 0.0036063 | 0.0072491 | 0.011082 | 0.015084 | 0.019116 | 0.023178 | 0.027202 | 0.031222 | 0.035204 | 0.039115 | 0.042957 | 0.046665 | 0.050241 | 0.053767 | 0.057196 | 0.060593 | 0.063927 | 0.067245 | 0.070532 | 0.073787 | 0.076981
CA | Residential | Manufactured Home - Low Income | New | Appliances | Second Refrigerator | 0 | 0.0013024 | 0.0026196 | 0.0040069 | 0.0054557 | 0.0069147 | 0.0083853 | 0.0098434 | 0.011301 | 0.012747 | 0.014168 | 0.015565 | 0.016915 | 0.018219 | 0.019505 | 0.020757 | 0.021999 | 0.023218 | 0.024433 | 0.025638 | 0.026833 | 0.028006
CA | Residential | Manufactured Home - Low Income | New | Appliances | Stove/Oven | 0 | 0.0023704 | 0.004791 | 0.0073645 | 0.010079 | 0.012845 | 0.01566 | 0.018481 | 0.021329 | 0.024183 | 0.027018 | 0.029836 | 0.03259 | 0.035281 | 0.037966 | 0.040611 | 0.04326 | 0.045892 | 0.048541 | 0.051195 | 0.053854 | 0.056495
CA | Residential | Manufactured Home - Low Income | New | Appliances | Microwave | 0 | 0.001495 | 0.0030217 | 0.0046448 | 0.0063571 | 0.0081012 | 0.0098771 | 0.011656 | 0.013452 | 0.015252 | 0.01704 | 0.018818 | 0.020555 | 0.022252 | 0.023946 | 0.025613 | 0.027284 | 0.028944 | 0.030615 | 0.032289 | 0.033966 | 0.035632
CA | Residential | Manufactured Home - Low Income | New | Appliances | Dehumidifier | 0 | 0.00010019 | 0.00020251 | 0.00031128 | 0.00042603 | 0.00054292 | 0.00066193 | 0.00078115 | 0.00090154 | 0.0010221 | 0.001142 | 0.0012611 | 0.0013775 | 0.0014913 | 0.0016048 | 0.0017165 | 0.0018285 | 0.0019398 | 0.0020517 | 0.0021639 | 0.0022763 | 0.0023879
CA | Residential | Manufactured Home - Low Income | New | Appliances | Air Purifier | 0 | 0.00022077 | 0.00044622 | 0.00068591 | 0.00093877 | 0.0011963 | 0.0014586 | 0.0017213 | 0.0019866 | 0.0022523 | 0.0025164 | 0.0027788 | 0.0030354 | 0.003286 | 0.0035361 | 0.0037824 | 0.0040292 | 0.0042743 | 0.004521 | 0.0047681 | 0.0050158 | 0.0052618
CA | Residential | Manufactured Home - Low Income | New | Electronics | Personal Computers | 0 | 0.00066779 | 0.0013497 | 0.0020748 | 0.0028396 | 0.0036187 | 0.0044119 | 0.0052066 | 0.006009 | 0.0068128 | 0.0076117 | 0.0084055 | 0.0091815 | 0.0099397 | 0.010696 | 0.011441 | 0.012188 | 0.012929 | 0.013675 | 0.014423 | 0.015172 | 0.015916
CA | Residential | Manufactured Home - Low Income | New | Electronics | Monitor | 0 | 0.00041586 | 0.00084704 | 0.0013121 | 0.0018096 | 0.0023239 | 0.0028552 | 0.0033955 | 0.003949 | 0.0045118 | 0.0050798 | 0.0056528 | 0.0062224 | 0.0067882 | 0.0073611 | 0.0079346 | 0.0085176 | 0.0091055 | 0.0097053 | 0.010315 | 0.010934 | 0.011559
CA | Residential | Manufactured Home - Low Income | New | Electronics | Laptops | 0 | 0.0006303 | 0.0012838 | 0.0019886 | 0.0027428 | 0.0035222 | 0.0043275 | 0.0051463 | 0.0059853 | 0.0068384 | 0.0076992 | 0.0085678 | 0.009431 | 0.010289 | 0.011157 | 0.012026 | 0.01291 | 0.013801 | 0.01471 | 0.015634 | 0.016573 | 0.01752
CA | Residential | Manufactured Home - Low Income | New | Electronics | TVs | 0 | 0.0067713 | 0.013775 | 0.021312 | 0.029358 | 0.037655 | 0.046208 | 0.054884 | 0.063754 | 0.072752 | 0.08181 | 0.090928 | 0.099967 | 0.10892 | 0.11797 | 0.12701 | 0.13618 | 0.1454 | 0.15479 | 0.16431 | 0.17396 | 0.18368
CA | Residential | Manufactured Home - Low Income | New | Electronics | Printer/Fax/Copier | 0 | 0.00025757 | 0.00052462 | 0.00081264 | 0.0011208 | 0.0014393 | 0.0017684 | 0.002103 | 0.0024458 | 0.0027944 | 0.0031462 | 0.0035011 | 0.0038539 | 0.0042043 | 0.0045592 | 0.0049144 | 0.0052754 | 0.0056395 | 0.0060111 | 0.0063886 | 0.0067723 | 0.0071593
CA | Residential | Manufactured Home - Low Income | New | Electronics | Set-top Boxes/DVRs | 0 | 0.00051935 | 0.0010565 | 0.0016346 | 0.0022517 | 0.0028881 | 0.003544 | 0.0042095 | 0.0048898 | 0.0055799 | 0.0062746 | 0.006974 | 0.0076673 | 0.0083543 | 0.0090484 | 0.0097414 | 0.010444 | 0.011152 | 0.011872 | 0.012602 | 0.013343 | 0.014088
CA | Residential | Manufactured Home - Low Income | New | Electronics | Devices and Gadgets | 0 | 0.0055779 | 0.011361 | 0.017599 | 0.024272 | 0.03117 | 0.038296 | 0.045542 | 0.052967 | 0.060516 | 0.068134 | 0.07582 | 0.083459 | 0.091048 | 0.098733 | 0.10643 | 0.11424 | 0.12213 | 0.13018 | 0.13835 | 0.14666 | 0.15504
CA | Residential | Manufactured Home - Low Income | New | Miscellaneous | Electric Vehicle Chargers | 0 | 0 | 0 | 0 | 0 | 0 | 0 | 0 | 0 | 0 | 0 | 0 | 0 | 0 | 0 | 0 | 0 | 0 | 0 | 0 | 0 | 0
CA | Residential | Manufactured Home - Low Income | New | Miscellaneous | Pool Pump | 0 | 6.6147e-05 | 0.0001337 | 0.00020551 | 0.00028127 | 0.00035844 | 0.00043702 | 0.00051573 | 0.00059521 | 0.00067484 | 0.00075396 | 0.00083259 | 0.00090946 | 0.00098456 | 0.0010595 | 0.0011333 | 0.0012072 | 0.0012807 | 0.0013546 | 0.0014286 | 0.0015028 | 0.0015765
CA | Residential | Manufactured Home - Low Income | New | Miscellaneous | Pool Heater | 0 | 0 | 0 | 0 | 0 | 0 | 0 | 0 | 0 | 0 | 0 | 0 | 0 | 0 | 0 | 0 | 0 | 0 | 0 | 0 | 0 | 0
CA | Residential | Manufactured Home - Low Income | New | Miscellaneous | Hot Tub/Spa | 0 | 0.0019012 | 0.0038428 | 0.0051952 | 0.0066219 | 0.0080751 | 0.0095548 | 0.011037 | 0.012534 | 0.014033 | 0.015392 | 0.016634 | 0.017891 | 0.019152 | 0.020441 | 0.021561 | 0.022734 | 0.024117 | 0.025509 | 0.026904 | 0.028301 | 0.029689
CA | Residential | Manufactured Home - Low Income | New | Miscellaneous | Furnace Fan | 0 | 0.00054069 | 0.0011009 | 0.0017046 | 0.0023502 | 0.003017 | 0.0037054 | 0.004405 | 0.0051215 | 0.0058495 | 0.0065836 | 0.007324 | 0.0080594 | 0.0087896 | 0.0095287 | 0.010268 | 0.011019 | 0.011777 | 0.012549 | 0.013334 | 0.014131 | 0.014935
CA | Residential | Manufactured Home - Low Income | New | Miscellaneous | Well Pump | 0 | 0.00016978 | 0.00034317 | 0.0005275 | 0.00072196 | 0.00092003 | 0.0011217 | 0.0013237 | 0.0015278 | 0.0017321 | 0.0019352 | 0.0021371 | 0.0023344 | 0.0025271 | 0.0027194 | 0.0029089 | 0.0030986 | 0.0032872 | 0.0034769 | 0.0036669 | 0.0038574 | 0.0040466
CA | Residential | Manufactured Home - Low Income | New | Miscellaneous | Bathroom Exhaust Fan | 0 | 7.9262e-05 | 0.00016021 | 0.00024626 | 0.00033705 | 0.00042951 | 0.00052367 | 0.00061799 | 0.00071323 | 0.00080864 | 0.00090346 | 0.00099768 | 0.0010898 | 0.0011798 | 0.0012696 | 0.001358 | 0.0014466 | 0.0015346 | 0.0016232 | 0.0017119 | 0.0018008 | 0.0018891
CA | Residential | Manufactured Home - Low Income | New | Miscellaneous | Miscellaneous | 0 | 0.025698 | 0.052434 | 0.081363 | 0.11242 | 0.14462 | 0.17799 | 0.21204 | 0.24705 | 0.28276 | 0.31891 | 0.35551 | 0.39202 | 0.42842 | 0.4654 | 0.50254 | 0.54041 | 0.57873 | 0.61794 | 0.65791 | 0.69865 | 0.73988
CA | Residential | Manufactured Home - Low Income | New | Generation | Solar PV | 0 | -0.0005862 | -0.0014448 | -0.0026457 | -0.0042518 | -0.0062797 | -0.0087063 | -0.011586 | -0.015292 | -0.019917 | -0.025107 | -0.031312 | -0.038036 | -0.045259 | -0.053037 | -0.06126 | -0.069985 | -0.079152 | -0.088792 | -0.098878 | -0.10941 | -0.12027
CA | Residential | Single Family - Reg. Income | Existing | Cooling | Central AC | 1.557 | 1.5404 | 1.5212 | 1.5023 | 1.4838 | 1.478 | 1.4726 | 1.4678 | 1.4636 | 1.4603 | 1.4579 | 1.4565 | 1.4563 | 1.4571 | 1.4592 | 1.4634 | 1.4686 | 1.4747 | 1.4817 | 1.4895 | 1.4979 | 1.507
CA | Residential | Single Family - Reg. Income | Existing | Cooling | Room AC | 0.50968 | 0.50348 | 0.49677 | 0.48991 | 0.48318 | 0.48076 | 0.47887 | 0.47772 | 0.47722 | 0.47731 | 0.47791 | 0.47898 | 0.48045 | 0.48228 | 0.48443 | 0.48715 | 0.49012 | 0.49332 | 0.49672 | 0.5003 | 0.50404 | 0.50792
CA | Residential | Single Family - Reg. Income | Existing | Cooling | Air-Source Heat Pump | 1.3715 | 1.3685 | 1.3648 | 1.3613 | 1.3578 | 1.3657 | 1.3737 | 1.382 | 1.3905 | 1.3993 | 1.4084 | 1.4178 | 1.4276 | 1.4377 | 1.4482 | 1.46 | 1.4721 | 1.4844 | 1.4971 | 1.5099 | 1.5231 | 1.5364
CA | Residential | Single Family - Reg. Income | Existing | Cooling | Geothermal Heat Pump | 0.092763 | 0.091699 | 0.090558 | 0.089363 | 0.088129 | 0.087586 | 0.087022 | 0.086452 | 0.085891 | 0.085354 | 0.084854 | 0.084403 | 0.084015 | 0.0837 | 0.083468 | 0.083381 | 0.083398 | 0.083478 | 0.083617 | 0.083808 | 0.084049 | 0.084336
CA | Residential | Single Family - Reg. Income | Existing | Cooling | Evaporative Cooler | 0.034134 | 0.033944 | 0.033748 | 0.033547 | 0.033345 | 0.033415 | 0.033483 | 0.03355 | 0.033618 | 0.033689 | 0.033763 | 0.033843 | 0.033928 | 0.034021 | 0.03412 | 0.034246 | 0.034378 | 0.034514 | 0.034656 | 0.034802 | 0.034951 | 0.035105
CA | Residential | Single Family - Reg. Income | Existing | Cooling | Ductless Mini Split Heat Pump | 0.77054 | 0.77644 | 0.78238 | 0.78837 | 0.7944 | 0.80707 | 0.81989 | 0.83286 | 0.84597 | 0.85924 | 0.87266 | 0.88624 | 0.89998 | 0.91387 | 0.92792 | 0.9427 | 0.95764 | 0.97276 | 0.98806 | 1.0035 | 1.0192 | 1.035
CA | Residential | Single Family - Reg. Income | Existing | Space Heating | Electric Room Heat | 1.201 | 1.2045 | 1.2079 | 1.2168 | 1.2145 | 1.2121 | 1.2096 | 1.2129 | 1.2052 | 1.2032 | 1.2015 | 1.2057 | 1.1989 | 1.1981 | 1.1976 | 1.2032 | 1.1978 | 1.1983 | 1.1989 | 1.2054 | 1.2008 | 1.202
CA | Residential | Single Family - Reg. Income | Existing | Space Heating | Electric Furnace | 1.4724 | 1.4768 | 1.481 | 1.4918 | 1.4891 | 1.486 | 1.4831 | 1.4871 | 1.4776 | 1.4752 | 1.4731 | 1.4782 | 1.47 | 1.4689 | 1.4683 | 1.4752 | 1.4686 | 1.4691 | 1.47 | 1.4779 | 1.4723 | 1.4737
CA | Residential | Single Family - Reg. Income | Existing | Space Heating | Air-Source Heat Pump | 2.6786 | 2.6994 | 2.7187 | 2.7506 | 2.7577 | 2.7642 | 2.7706 | 2.7898 | 2.7834 | 2.7897 | 2.796 | 2.8152 | 2.8083 | 2.8144 | 2.8206 | 2.8408 | 2.8344 | 2.8415 | 2.8485 | 2.869 | 2.8628 | 2.8699
CA | Residential | Single Family - Reg. Income | Existing | Space Heating | Geothermal Heat Pump | 0.17177 | 0.17098 | 0.17007 | 0.16986 | 0.16806 | 0.16621 | 0.16437 | 0.16333 | 0.16084 | 0.15919 | 0.15762 | 0.1569 | 0.15485 | 0.15365 | 0.1526 | 0.15245 | 0.15103 | 0.15043 | 0.14992 | 0.15019 | 0.14914 | 0.14885
CA | Residential | Single Family - Reg. Income | Existing | Space Heating | Ductless Mini Split Heat Pump | 1.5543 | 1.5662 | 1.5782 | 1.5975 | 1.6024 | 1.607 | 1.6116 | 1.6236 | 1.6207 | 1.6252 | 1.6297 | 1.6418 | 1.6386 | 1.643 | 1.6473 | 1.6598 | 1.6566 | 1.6612 | 1.6658 | 1.6782 | 1.6749 | 1.6794
CA | Residential | Single Family - Reg. Income | Existing | Water Heating | Water Heater (<= 55 Gal) | 3.9262 | 3.9436 | 3.961 | 3.9785 | 3.9961 | 4.0138 | 4.0316 | 4.0494 | 4.0673 | 4.0853 | 4.1034 | 4.1216 | 4.1398 | 4.1581 | 4.1765 | 4.195 | 4.2136 | 4.2322 | 4.2509 | 4.2698 | 4.2886 | 4.3076
CA | Residential | Single Family - Reg. Income | Existing | Water Heating | Water Heater (> 55 Gal) | 0.51172 | 0.49756 | 0.48265 | 0.46737 | 0.45206 | 0.43702 | 0.42255 | 0.40888 | 0.39627 | 0.3849 | 0.37468 | 0.3655 | 0.35726 | 0.34989 | 0.34329 | 0.33741 | 0.33217 | 0.32752 | 0.32341 | 0.31978 | 0.3166 | 0.31382
CA | Residential | Single Family - Reg. Income | Existing | Interior Lighting | General Service Lighting | 2.5246 | 2.4349 | 2.3256 | 2.2001 | 2.0491 | 1.8861 | 1.7133 | 1.5692 | 1.4491 | 1.3439 | 1.2548 | 1.18 | 1.1156 | 1.061 | 1.0109 | 0.96714 | 0.92879 | 0.89498 | 0.86585 | 0.8364 | 0.80976 | 0.78564
CA | Residential | Single Family - Reg. Income | Existing | Interior Lighting | Linear Lighting | 0.50086 | 0.50006 | 0.49926 | 0.49846 | 0.49747 | 0.49647 | 0.49545 | 0.49443 | 0.4934 | 0.49221 | 0.49101 | 0.4898 | 0.48859 | 0.48739 | 0.48606 | 0.48472 | 0.48339 | 0.48206 | 0.48073 | 0.47941 | 0.47815 | 0.47693
CA | Residential | Single Family - Reg. Income | Existing | Interior Lighting | Exempted Lighting | 0.016347 | 0.015606 | 0.014571 | 0.013316 | 0.011831 | 0.01022 | 0.0085162 | 0.007239 | 0.0062812 | 0.0055437 | 0.0049794 | 0.0045398 | 0.0041896 | 0.0039165 | 0.0036795 | 0.0034646 | 0.0032795 | 0.0031215 | 0.0030083 | 0.0029156 | 0.0028388 | 0.0027799
CA | Residential | Single Family - Reg. Income | Existing | Exterior Lighting | General Service Lighting | 0.68251 | 0.6458 | 0.60327 | 0.55595 | 0.49969 | 0.45282 | 0.41376 | 0.38121 | 0.35406 | 0.33023 | 0.30972 | 0.29194 | 0.27624 | 0.26269 | 0.24978 | 0.23843 | 0.22843 | 0.21963 | 0.21199 | 0.20322 | 0.19517 | 0.18776
CA | Residential | Single Family - Reg. Income | Existing | Appliances | Clothes Washer | 0.29751 | 0.29793 | 0.29835 | 0.29877 | 0.29919 | 0.2991 | 0.29863 | 0.29815 | 0.29767 | 0.2972 | 0.29672 | 0.29624 | 0.29577 | 0.2953 | 0.29483 | 0.29435 | 0.29388 | 0.29341 | 0.29294 | 0.29247 | 0.29201 | 0.29154
CA | Residential | Single Family - Reg. Income | Existing | Appliances | Clothes Dryer | 2.0565 | 2.0501 | 2.0428 | 2.035 | 2.027 | 2.0191 | 2.0114 | 2.0042 | 1.9977 | 1.9919 | 1.987 | 1.9828 | 1.9793 | 1.9764 | 1.9739 | 1.9718 | 1.9701 | 1.9687 | 1.9675 | 1.9666 | 1.9658 | 1.9652
CA | Residential | Single Family - Reg. Income | Existing | Appliances | Dishwasher | 0.22671 | 0.22623 | 0.22574 | 0.22526 | 0.22478 | 0.2243 | 0.22383 | 0.22335 | 0.22287 | 0.2224 | 0.22192 | 0.22145 | 0.22098 | 0.22051 | 0.22004 | 0.21957 | 0.2191 | 0.21863 | 0.21816 | 0.2177 | 0.21723 | 0.21677
CA | Residential | Single Family - Reg. Income | Existing | Appliances | Refrigerator | 1.5791 | 1.5685 | 1.5575 | 1.5462 | 1.5348 | 1.5234 | 1.5121 | 1.5011 | 1.4905 | 1.4804 | 1.4709 | 1.462 | 1.4538 | 1.4461 | 1.439 | 1.4322 | 1.4259 | 1.42 | 1.4144 | 1.4092 | 1.4042 | 1.3995
CA | Residential | Single Family - Reg. Income | Existing | Appliances | Freezer | 0.8923 | 0.88598 | 0.87971 | 0.87348 | 0.8673 | 0.86116 | 0.85506 | 0.849 | 0.84299 | 0.83702 | 0.83109 | 0.8252 | 0.81936 | 0.81355 | 0.80779 | 0.80207 | 0.79639 | 0.79075 | 0.78515 | 0.77958 | 0.77406 | 0.76858
CA | Residential | Single Family - Reg. Income | Existing | Appliances | Second Refrigerator | 1.0784 | 1.0487 | 1.018 | 0.98687 | 0.95571 | 0.92492 | 0.89488 | 0.8659 | 0.83827 | 0.81223 | 0.78799 | 0.76574 | 0.74528 | 0.72645 | 0.70909 | 0.69305 | 0.67822 | 0.66448 | 0.65173 | 0.63987 | 0.62882 | 0.6185
CA | Residential | Single Family - Reg. Income | Existing | Appliances | Stove/Oven | 0.32117 | 0.32076 | 0.32037 | 0.31999 | 0.31963 | 0.31926 | 0.3189 | 0.31854 | 0.31817 | 0.31779 | 0.31741 | 0.31701 | 0.3166 | 0.31618 | 0.31574 | 0.3153 | 0.31484 | 0.31437 | 0.3139 | 0.31342 | 0.31293 | 0.31245
CA | Residential | Single Family - Reg. Income | Existing | Appliances | Microwave | 0.37647 | 0.37587 | 0.37527 | 0.37467 | 0.37407 | 0.37347 | 0.37287 | 0.37228 | 0.37168 | 0.37109 | 0.37049 | 0.3699 | 0.36931 | 0.36872 | 0.36813 | 0.36754 | 0.36695 | 0.36636 | 0.36578 | 0.36519 | 0.36461 | 0.36402
CA | Residential | Single Family - Reg. Income | Existing | Appliances | Dehumidifier | 0.12438 | 0.12291 | 0.12124 | 0.11946 | 0.11764 | 0.11584 | 0.1141 | 0.11248 | 0.11099 | 0.10968 | 0.10856 | 0.1076 | 0.10677 | 0.10606 | 0.10544 | 0.10489 | 0.10441 | 0.10398 | 0.1036 | 0.10325 | 0.10294 | 0.10265
CA | Residential | Single Family - Reg. Income | Existing | Appliances | Air Purifier | 0.12204 | 0.12184 | 0.12165 | 0.12145 | 0.12126 | 0.12106 | 0.12087 | 0.12068 | 0.12048 | 0.12029 | 0.1201 | 0.11991 | 0.11971 | 0.11952 | 0.11933 | 0.11914 | 0.11895 | 0.11876 | 0.11857 | 0.11838 | 0.11819 | 0.118
CA | Residential | Single Family - Reg. Income | Existing | Electronics | Personal Computers | 0.21087 | 0.20277 | 0.19343 | 0.1838 | 0.17467 | 0.16662 | 0.16015 | 0.15494 | 0.15074 | 0.14734 | 0.14458 | 0.14233 | 0.14049 | 0.13898 | 0.13773 | 0.13669 | 0.13581 | 0.13507 | 0.13444 | 0.13389 | 0.13341 | 0.13298
CA | Residential | Single Family - Reg. Income | Existing | Electronics | Monitor | 0.20064 | 0.19348 | 0.18492 | 0.17603 | 0.16768 | 0.16053 | 0.15515 | 0.15118 | 0.14835 | 0.14643 | 0.14524 | 0.14465 | 0.14453 | 0.1448 | 0.14538 | 0.14622 | 0.14727 | 0.14849 | 0.14985 | 0.15133 | 0.15291 | 0.15458
CA | Residential | Single Family - Reg. Income | Existing | Electronics | Laptops | 0.16177 | 0.15971 | 0.15769 | 0.15644 | 0.15583 | 0.15572 | 0.15603 | 0.15667 | 0.15759 | 0.15873 | 0.16005 | 0.16152 | 0.16313 | 0.16484 | 0.16664 | 0.16851 | 0.17046 | 0.17247 | 0.17453 | 0.17664 | 0.17879 | 0.18099
CA | Residential | Single Family - Reg. Income | Existing | Electronics | TVs | 0.42255 | 0.5744 | 0.72144 | 0.85252 | 0.95873 | 1.045 | 1.1155 | 1.1731 | 1.2207 | 1.2601 | 1.293 | 1.3207 | 1.3442 | 1.3645 | 1.3821 | 1.3976 | 1.4115 | 1.424 | 1.4354 | 1.446 | 1.4559 | 1.4653
CA | Residential | Single Family - Reg. Income | Existing | Electronics | Printer/Fax/Copier | 0.071508 | 0.070936 | 0.070195 | 0.069469 | 0.068907 | 0.068625 | 0.068569 | 0.068698 | 0.068974 | 0.069373 | 0.06987 | 0.070449 | 0.071096 | 0.0718 | 0.07255 | 0.073341 | 0.074167 | 0.075023 | 0.075906 | 0.076812 | 0.07774 | 0.078688
CA | Residential | Single Family - Reg. Income | Existing | Electronics | Set-top Boxes/DVRs | 0.09876 | 0.098627 | 0.098401 | 0.098153 | 0.097941 | 0.097814 | 0.097806 | 0.097896 | 0.098063 | 0.098294 | 0.098575 | 0.098897 | 0.099253 | 0.099636 | 0.10004 | 0.10046 | 0.1009 | 0.10135 | 0.10181 | 0.10228 | 0.10276 | 0.10325
CA | Residential | Single Family - Reg. Income | Existing | Electronics | Devices and Gadgets | 1.2094 | 1.2246 | 1.24 | 1.2557 | 1.2715 | 1.2875 | 1.3038 | 1.3202 | 1.3368 | 1.3537 | 1.3708 | 1.388 | 1.4055 | 1.4233 | 1.4412 | 1.4594 | 1.4778 | 1.4964 | 1.5153 | 1.5344 | 1.5537 | 1.5733
CA | Residential | Single Family - Reg. Income | Existing | Miscellaneous | Electric Vehicle Chargers | 0.14585 | 0.18786 | 0.23934 | 0.29804 | 0.37558 | 0.47812 | 0.61936 | 0.81236 | 1.0703 | 1.4054 | 1.8434 | 2.3372 | 2.8884 | 3.4974 | 4.1593 | 4.8618 | 5.612 | 6.3931 | 7.1997 | 8.0394 | 8.9715 | 10.006
CA | Residential | Single Family - Reg. Income | Existing | Miscellaneous | Pool Pump | 0.13413 | 0.11134 | 0.093307 | 0.079079 | 0.067936 | 0.059343 | 0.052895 | 0.048053 | 0.044414 | 0.041675 | 0.039611 | 0.038052 | 0.036871 | 0.035973 | 0.035288 | 0.034761 | 0.034354 | 0.034035 | 0.033783 | 0.033581 | 0.033417 | 0.03328
CA | Residential | Single Family - Reg. Income | Existing | Miscellaneous | Pool Heater | 0.036947 | 0.036888 | 0.036829 | 0.03677 | 0.036711 | 0.036653 | 0.036594 | 0.036535 | 0.036477 | 0.036419 | 0.03636 | 0.036302 | 0.036244 | 0.036186 | 0.036128 | 0.03607 | 0.036013 | 0.035955 | 0.035897 | 0.03584 | 0.035783 | 0.035725
CA | Residential | Single Family - Reg. Income | Existing | Miscellaneous | Hot Tub/Spa | 0.71122 | 0.73832 | 0.7713 | 0.78434 | 0.79531 | 0.80298 | 0.80636 | 0.80469 | 0.79734 | 0.78385 | 0.76989 | 0.75469 | 0.74233 | 0.73222 | 0.72393 | 0.71326 | 0.70337 | 0.70022 | 0.69748 | 0.69507 | 0.69293 | 0.691
CA | Residential | Single Family - Reg. Income | Existing | Miscellaneous | Furnace Fan | 0.36646 | 0.36543 | 0.36422 | 0.36287 | 0.36144 | 0.35996 | 0.35847 | 0.357 | 0.35559 | 0.35425 | 0.35301 | 0.35189 | 0.3509 | 0.35007 | 0.3494 | 0.34891 | 0.34858 | 0.3484 | 0.34834 | 0.34839 | 0.34854 | 0.34879
CA | Residential | Single Family - Reg. Income | Existing | Miscellaneous | Well Pump | 0.033226 | 0.033173 | 0.03312 | 0.033067 | 0.033014 | 0.032961 | 0.032908 | 0.032855 | 0.032803 | 0.03275 | 0.032698 | 0.032646 | 0.032593 | 0.032541 | 0.032489 | 0.032437 | 0.032385 | 0.032334 | 0.032282 | 0.03223 | 0.032179 | 0.032127
CA | Residential | Single Family - Reg. Income | Existing | Miscellaneous | Bathroom Exhaust Fan | 0.047486 | 0.04741 | 0.047335 | 0.047259 | 0.047183 | 0.047108 | 0.047032 | 0.046957 | 0.046882 | 0.046807 | 0.046732 | 0.046657 | 0.046583 | 0.046508 | 0.046434 | 0.046359 | 0.046285 | 0.046211 | 0.046137 | 0.046063 | 0.04599 | 0.045916
CA | Residential | Single Family - Reg. Income | Existing | Miscellaneous | Miscellaneous | 5.9597 | 6.0066 | 6.054 | 6.1017 | 6.1497 | 6.1982 | 6.247 | 6.2962 | 6.3458 | 6.3958 | 6.4462 | 6.497 | 6.5482 | 6.5998 | 6.6518 | 6.7042 | 6.757 | 6.8102 | 6.8639 | 6.9179 | 6.9724 | 7.0274
CA | Residential | Single Family - Reg. Income | Existing | Generation | Solar PV | -1.3188 | -1.343 | -1.6351 | -1.9447 | -2.2798 | -2.638 | -2.995 | -3.3718 | -3.8499 | -4.4156 | -4.9741 | -5.6087 | -6.2273 | -6.8337 | -7.4298 | -8.0101 | -8.5769 | -9.1293 | -9.6669 | -10.1906 | -10.7017 | -11.1968
CA | Residential | Single Family - Reg. Income | New | Cooling | Central AC | 0 | 0.0042303 | 0.0083776 | 0.013012 | 0.018104 | 0.023587 | 0.029361 | 0.035294 | 0.04146 | 0.047793 | 0.054223 | 0.060752 | 0.067233 | 0.073631 | 0.080159 | 0.086758 | 0.093533 | 0.10041 | 0.1075 | 0.11477 | 0.12223 | 0.12979
CA | Residential | Single Family - Reg. Income | New | Cooling | Room AC | 0 | 0.0013375 | 0.0027387 | 0.0043045 | 0.0060251 | 0.0078768 | 0.0098266 | 0.011831 | 0.013913 | 0.016052 | 0.018223 | 0.020428 | 0.022617 | 0.024789 | 0.027003 | 0.029241 | 0.031537 | 0.033867 | 0.036269 | 0.038731 | 0.041255 | 0.043814
CA | Residential | Single Family - Reg. Income | New | Cooling | Air-Source Heat Pump | 0 | 0.0044008 | 0.0087246 | 0.013556 | 0.018865 | 0.024582 | 0.030601 | 0.036787 | 0.043215 | 0.049818 | 0.056522 | 0.063328 | 0.070086 | 0.076757 | 0.083564 | 0.090446 | 0.09751 | 0.10468 | 0.11207 | 0.11966 | 0.12743 | 0.13532
CA | Residential | Single Family - Reg. Income | New | Cooling | Geothermal Heat Pump | 0 | 0.00027424 | 0.00056128 | 0.00088163 | 0.001233 | 0.0016105 | 0.0020072 | 0.002415 | 0.0028388 | 0.003274 | 0.0037159 | 0.0041646 | 0.0046101 | 0.0050519 | 0.0055026 | 0.005958 | 0.0064253 | 0.0068991 | 0.0073875 | 0.007888 | 0.008401 | 0.008921
CA | Residential | Single Family - Reg. Income | New | Cooling | Evaporative Cooler | 0 | 9.8329e-05 | 0.00020064 | 0.00031425 | 0.00043834 | 0.00057108 | 0.00070998 | 0.00085181 | 0.00099826 | 0.0011477 | 0.0012985 | 0.0014505 | 0.0016004 | 0.0017479 | 0.0018974 | 0.0020475 | 0.0022006 | 0.0023549 | 0.0025132 | 0.0026744 | 0.0028388 | 0.0030044
CA | Residential | Single Family - Reg. Income | New | Cooling | Ductless Mini Split Heat Pump | 0 | 0.0024643 | 0.005075 | 0.0080222 | 0.011294 | 0.01485 | 0.018633 | 0.022562 | 0.026687 | 0.030966 | 0.035358 | 0.039865 | 0.04439 | 0.048932 | 0.053611 | 0.058388 | 0.063335 | 0.068404 | 0.073677 | 0.079132 | 0.084773 | 0.090549
CA | Residential | Single Family - Reg. Income | New | Space Heating | Electric Room Heat | 0 | 0.0034916 | 0.0071907 | 0.011418 | 0.016002 | 0.02077 | 0.025727 | 0.030895 | 0.035912 | 0.041141 | 0.046381 | 0.051873 | 0.05677 | 0.061792 | 0.066852 | 0.072209 | 0.076959 | 0.082054 | 0.087251 | 0.092951 | 0.097857 | 0.1032
CA | Residential | Single Family - Reg. Income | New | Space Heating | Electric Furnace | 0 | 0.0042809 | 0.0088162 | 0.013999 | 0.019619 | 0.025465 | 0.031542 | 0.037879 | 0.044029 | 0.050441 | 0.056866 | 0.063599 | 0.069603 | 0.07576 | 0.081964 | 0.088531 | 0.094355 | 0.1006 | 0.10697 | 0.11396 | 0.11998 | 0.12653
CA | Residential | Single Family - Reg. Income | New | Space Heating | Air-Source Heat Pump | 0 | 0.0091458 | 0.018219 | 0.028591 | 0.03983 | 0.051522 | 0.063675 | 0.076351 | 0.088649 | 0.10147 | 0.11432 | 0.12779 | 0.13979 | 0.15205 | 0.1644 | 0.17749 | 0.18909 | 0.20155 | 0.21426 | 0.22821 | 0.24021 | 0.25329
CA | Residential | Single Family - Reg. Income | New | Space Heating | Geothermal Heat Pump | 0 | 0.00050783 | 0.0010455 | 0.0016596 | 0.0023244 | 0.0030152 | 0.0037324 | 0.0044804 | 0.0052062 | 0.0059629 | 0.0067212 | 0.0075158 | 0.0082243 | 0.0089511 | 0.0096833 | 0.010458 | 0.011146 | 0.011883 | 0.012634 | 0.013459 | 0.014168 | 0.014941
CA | Residential | Single Family - Reg. Income | New | Space Heating | Ductless Mini Split Heat Pump | 0 | 0.0050413 | 0.010382 | 0.016486 | 0.023104 | 0.029989 | 0.037145 | 0.044608 | 0.051851 | 0.059401 | 0.066968 | 0.074896 | 0.081967 | 0.089218 | 0.096524 | 0.10426 | 0.11112 | 0.11847 | 0.12598 | 0.13421 | 0.14129 | 0.14901
CA | Residential | Single Family - Reg. Income | New | Water Heating | Water Heater (<= 55 Gal) | 0 | 0.013175 | 0.027046 | 0.042615 | 0.059801 | 0.077741 | 0.096445 | 0.11547 | 0.13506 | 0.15498 | 0.17501 | 0.19515 | 0.21494 | 0.23436 | 0.254 | 0.2735 | 0.29334 | 0.31327 | 0.33366 | 0.3544 | 0.37549 | 0.39669
CA | Residential | Single Family - Reg. Income | New | Water Heating | Water Heater (> 55 Gal) | 0 | 0.00083792 | 0.0017201 | 0.0027103 | 0.0038034 | 0.0049443 | 0.0061339 | 0.0073442 | 0.0085898 | 0.0098568 | 0.011131 | 0.012412 | 0.01367 | 0.014905 | 0.016155 | 0.017395 | 0.018656 | 0.019924 | 0.021221 | 0.02254 | 0.023881 | 0.025229
CA | Residential | Single Family - Reg. Income | New | Interior Lighting | General Service Lighting | 0 | 0.0040914 | 0.0083486 | 0.013076 | 0.01752 | 0.022106 | 0.026835 | 0.031591 | 0.036431 | 0.040797 | 0.04503 | 0.049295 | 0.053336 | 0.057233 | 0.060658 | 0.063951 | 0.067221 | 0.070404 | 0.073663 | 0.076637 | 0.079674 | 0.082694
CA | Residential | Single Family - Reg. Income | New | Interior Lighting | Linear Lighting | 0 | 0.0020883 | 0.0042612 | 0.0066739 | 0.0092801 | 0.01197 | 0.014744 | 0.017533 | 0.020371 | 0.023205 | 0.02602 | 0.028817 | 0.031527 | 0.034151 | 0.036761 | 0.039318 | 0.04189 | 0.044444 | 0.047031 | 0.049632 | 0.052239 | 0.05482
CA | Residential | Single Family - Reg. Income | New | Interior Lighting | Exempted Lighting | 0 | 1.6437e-05 | 3.354e-05 | 5.2532e-05 | 7.0126e-05 | 8.8286e-05 | 0.00010701 | 0.00012584 | 0.00014501 | 0.00016227 | 0.00017863 | 0.00019422 | 0.00020866 | 0.00022263 | 0.00023434 | 0.00024432 | 0.00025452 | 0.00026459 | 0.00027607 | 0.00028785 | 0.00029987 | 0.00031189
CA | Residential | Single Family - Reg. Income | New | Exterior Lighting | General Service Lighting | 0 | 0.0010606 | 0.0021642 | 0.0033896 | 0.0045049 | 0.0056561 | 0.0068432 | 0.0080368 | 0.0092517 | 0.010327 | 0.011363 | 0.012375 | 0.013325 | 0.014235 | 0.014996 | 0.015727 | 0.016449 | 0.017156 | 0.01788 | 0.018506 | 0.01915 | 0.019788
CA | Residential | Single Family - Reg. Income | New | Appliances | Clothes Washer | 0 | 0.00099533 | 0.0020371 | 0.0032002 | 0.0044773 | 0.0057931 | 0.0071438 | 0.008502 | 0.0098844 | 0.011274 | 0.012655 | 0.014027 | 0.015356 | 0.016644 | 0.01793 | 0.019191 | 0.020459 | 0.021718 | 0.022994 | 0.024276 | 0.025566 | 0.026848
CA | Residential | Single Family - Reg. Income | New | Appliances | Clothes Dryer | 0 | 0.0065206 | 0.013329 | 0.020914 | 0.029225 | 0.037832 | 0.046737 | 0.055723 | 0.064899 | 0.074158 | 0.083391 | 0.092596 | 0.10155 | 0.11026 | 0.119 | 0.1276 | 0.13628 | 0.14492 | 0.15371 | 0.16257 | 0.17152 | 0.18044
CA | Residential | Single Family - Reg. Income | New | Appliances | Dishwasher | 0 | 0.00075579 | 0.0015414 | 0.0024129 | 0.0033638 | 0.0043444 | 0.0053544 | 0.006369 | 0.0074006 | 0.0084368 | 0.009465 | 0.010485 | 0.011473 | 0.012428 | 0.013382 | 0.014315 | 0.015253 | 0.016183 | 0.017124 | 0.01807 | 0.01902 | 0.019962
CA | Residential | Single Family - Reg. Income | New | Appliances | Refrigerator | 0 | 0.0047512 | 0.0096968 | 0.015189 | 0.021184 | 0.027363 | 0.033731 | 0.040135 | 0.046652 | 0.053206 | 0.059716 | 0.066184 | 0.072452 | 0.07852 | 0.084584 | 0.090527 | 0.096506 | 0.10244 | 0.10845 | 0.1145 | 0.12058 | 0.12662
CA | Residential | Single Family - Reg. Income | New | Appliances | Freezer | 0 | 0.0029602 | 0.0060073 | 0.0093571 | 0.01298 | 0.01668 | 0.020456 | 0.024211 | 0.027993 | 0.031754 | 0.035447 | 0.039073 | 0.042541 | 0.045854 | 0.049127 | 0.052293 | 0.055442 | 0.058532 | 0.061628 | 0.064708 | 0.067773 | 0.070778
CA | Residential | Single Family - Reg. Income | New | Appliances | Second Refrigerator | 0 | 0.0021302 | 0.0043256 | 0.0067417 | 0.009355 | 0.012022 | 0.014746 | 0.017457 | 0.020189 | 0.022909 | 0.025583 | 0.02821 | 0.030726 | 0.033132 | 0.03551 | 0.037813 | 0.040107 | 0.042359 | 0.044618 | 0.046868 | 0.049108 | 0.051307
CA | Residential | Single Family - Reg. Income | New | Appliances | Stove/Oven | 0 | 0.001078 | 0.0021997 | 0.0034452 | 0.0048057 | 0.0062098 | 0.0076576 | 0.0091135 | 0.010595 | 0.012085 | 0.013565 | 0.015036 | 0.016461 | 0.017841 | 0.01922 | 0.020571 | 0.021931 | 0.02328 | 0.024647 | 0.026022 | 0.027405 | 0.028779
CA | Residential | Single Family - Reg. Income | New | Appliances | Microwave | 0 | 0.0012557 | 0.0025623 | 0.0040132 | 0.0055979 | 0.0072335 | 0.00892 | 0.010616 | 0.012342 | 0.014077 | 0.015802 | 0.017514 | 0.019175 | 0.020782 | 0.022388 | 0.023962 | 0.025546 | 0.027118 | 0.02871 | 0.030312 | 0.031923 | 0.033523
CA | Residential | Single Family - Reg. Income | New | Appliances | Dehumidifier | 0 | 0.00035193 | 0.00071813 | 0.0011248 | 0.0015689 | 0.0020273 | 0.0025 | 0.0029753 | 0.003459 | 0.0039454 | 0.0044286 | 0.0049087 | 0.0053739 | 0.0058244 | 0.0062746 | 0.0067158 | 0.0071596 | 0.0076003 | 0.0080465 | 0.0084954 | 0.0089469 | 0.0093952
CA | Residential | Single Family - Reg. Income | New | Appliances | Air Purifier | 0 | 0.00040705 | 0.0008306 | 0.0013009 | 0.0018146 | 0.0023448 | 0.0028915 | 0.0034412 | 0.0040007 | 0.0045633 | 0.0051222 | 0.0056774 | 0.0062155 | 0.0067365 | 0.0072572 | 0.0077675 | 0.0082809 | 0.0087906 | 0.0093067 | 0.0098258 | 0.010348 | 0.010867
CA | Residential | Single Family - Reg. Income | New | Electronics | Personal Computers | 0 | 0.00045579 | 0.00093006 | 0.0014567 | 0.0020319 | 0.0026256 | 0.0032377 | 0.0038533 | 0.0044798 | 0.0051097 | 0.0057356 | 0.0063573 | 0.0069598 | 0.0075432 | 0.0081263 | 0.0086977 | 0.0092725 | 0.0098432 | 0.010421 | 0.011002 | 0.011587 | 0.012168
CA | Residential | Single Family - Reg. Income | New | Electronics | Monitor | 0 | 0.00039942 | 0.00082663 | 0.0013131 | 0.0018577 | 0.0024346 | 0.003045 | 0.0036755 | 0.0043339 | 0.0050136 | 0.0057078 | 0.0064165 | 0.0071246 | 0.0078317 | 0.0085571 | 0.0092891 | 0.010044 | 0.010814 | 0.011612 | 0.012434 | 0.013281 | 0.014145
CA | Residential | Single Family - Reg. Income | New | Electronics | Laptops | 0 | 0.00047006 | 0.00097283 | 0.0015453 | 0.0021862 | 0.0028652 | 0.0035835 | 0.0043255 | 0.0051004 | 0.0059004 | 0.0067173 | 0.0075513 | 0.0083847 | 0.0092168 | 0.010071 | 0.010932 | 0.01182 | 0.012726 | 0.013665 | 0.014633 | 0.01563 | 0.016647
CA | Residential | Single Family - Reg. Income | New | Electronics | TVs | 0 | 0.0044684 | 0.0091771 | 0.014467 | 0.02031 | 0.026415 | 0.032785 | 0.039271 | 0.045953 | 0.052755 | 0.059601 | 0.06649 | 0.073264 | 0.079921 | 0.086657 | 0.093352 | 0.10017 | 0.10702 | 0.11404 | 0.12119 | 0.12845 | 0.13577
CA | Residential | Single Family - Reg. Income | New | Electronics | Printer/Fax/Copier | 0 | 0.0002043 | 0.00042281 | 0.00067164 | 0.00095019 | 0.0012453 | 0.0015575 | 0.00188 | 0.0022167 | 0.0025644 | 0.0029195 | 0.003282 | 0.0036442 | 0.0040058 | 0.0043769 | 0.0047513 | 0.0051374 | 0.0055312 | 0.0059393 | 0.0063598 | 0.0067932 | 0.0072351
CA | Residential | Single Family - Reg. Income | New | Electronics | Set-top Boxes/DVRs | 0 | 0.00031273 | 0.00064227 | 0.0010125 | 0.0014214 | 0.0018487 | 0.0022945 | 0.0027484 | 0.0032161 | 0.0036921 | 0.0041712 | 0.0046533 | 0.0051275 | 0.0055933 | 0.0060647 | 0.0065333 | 0.0070103 | 0.0074901 | 0.0079813 | 0.0084813 | 0.00899 | 0.0095018
CA | Residential | Single Family - Reg. Income | New | Electronics | Devices and Gadgets | 0 | 0.0040912 | 0.008467 | 0.01345 | 0.019028 | 0.024937 | 0.031189 | 0.037647 | 0.044391 | 0.051354 | 0.058464 | 0.065723 | 0.072976 | 0.080219 | 0.087649 | 0.095147 | 0.10288 | 0.11076 | 0.11894 | 0.12736 | 0.13604 | 0.14489
CA | Residential | Single Family - Reg. Income | New | Miscellaneous | Electric Vehicle Chargers | 0 | 0.00062761 | 0.0016342 | 0.0031924 | 0.0056205 | 0.0092604 | 0.014816 | 0.023165 | 0.035541 | 0.053316 | 0.078623 | 0.11066 | 0.14997 | 0.19712 | 0.25295 | 0.31697 | 0.39069 | 0.47322 | 0.56511 | 0.6673 | 0.78549 | 0.92145
CA | Residential | Single Family - Reg. Income | New | Miscellaneous | Pool Pump | 0 | 0.00011395 | 0.00023251 | 0.00036416 | 0.00050796 | 0.00065637 | 0.0008094 | 0.00096329 | 0.0011199 | 0.0012774 | 0.0014338 | 0.0015893 | 0.0017399 | 0.0018857 | 0.0020315 | 0.0021744 | 0.0023181 | 0.0024607 | 0.0026052 | 0.0027505 | 0.0028967 | 0.0030419
CA | Residential | Single Family - Reg. Income | New | Miscellaneous | Pool Heater | 0 | 0.00012324 | 0.00025147 | 0.00039385 | 0.00054938 | 0.0007099 | 0.00087541 | 0.0010418 | 0.0012112 | 0.0013816 | 0.0015508 | 0.0017189 | 0.0018818 | 0.0020395 | 0.0021972 | 0.0023517 | 0.0025071 | 0.0026614 | 0.0028177 | 0.0029748 | 0.0031329 | 0.0032899
CA | Residential | Single Family - Reg. Income | New | Miscellaneous | Hot Tub/Spa | 0 | 0.0036208 | 0.0073883 | 0.010129 | 0.013123 | 0.016213 | 0.019399 | 0.022603 | 0.025864 | 0.029142 | 0.03215 | 0.034926 | 0.037695 | 0.040437 | 0.043236 | 0.045695 | 0.048261 | 0.051231 | 0.054239 | 0.057265 | 0.060308 | 0.06333
CA | Residential | Single Family - Reg. Income | New | Miscellaneous | Furnace Fan | 0 | 0.0010868 | 0.002227 | 0.0035029 | 0.004907 | 0.0063678 | 0.007886 | 0.0094255 | 0.011005 | 0.012606 | 0.014211 | 0.015819 | 0.017393 | 0.018932 | 0.020483 | 0.022018 | 0.023574 | 0.025134 | 0.026724 | 0.028337 | 0.029972 | 0.031611
CA | Residential | Single Family - Reg. Income | New | Miscellaneous | Well Pump | 0 | 0.00011082 | 0.00022614 | 0.00035419 | 0.00049404 | 0.00063839 | 0.00078724 | 0.00093691 | 0.0010892 | 0.0012424 | 0.0013946 | 0.0015457 | 0.0016923 | 0.0018341 | 0.0019759 | 0.0021148 | 0.0022546 | 0.0023933 | 0.0025339 | 0.0026752 | 0.0028174 | 0.0029586
CA | Residential | Single Family - Reg. Income | New | Miscellaneous | Bathroom Exhaust Fan | 0 | 0.00015839 | 0.0003232 | 0.0005062 | 0.00070609 | 0.0009124 | 0.0011251 | 0.001339 | 0.0015568 | 0.0017757 | 0.0019931 | 0.0022092 | 0.0024186 | 0.0026213 | 0.0028239 | 0.0030225 | 0.0032222 | 0.0034206 | 0.0036214 | 0.0038234 | 0.0040266 | 0.0042284
CA | Residential | Single Family - Reg. Income | New | Miscellaneous | Miscellaneous | 0 | 0.020067 | 0.041336 | 0.065356 | 0.09203 | 0.12005 | 0.14944 | 0.17954 | 0.21072 | 0.24263 | 0.27493 | 0.30763 | 0.33998 | 0.37198 | 0.40453 | 0.43709 | 0.4704 | 0.50409 | 0.53876 | 0.57421 | 0.61047 | 0.64715
CA | Residential | Single Family - Reg. Income | New | Generation | Solar PV | 0 | -0.0044867 | -0.011164 | -0.02083 | -0.034117 | -0.051093 | -0.071647 | -0.096152 | -0.12784 | -0.16751 | -0.21215 | -0.26557 | -0.32332 | -0.38516 | -0.45185 | -0.52223 | -0.59709 | -0.67575 | -0.75877 | -0.84585 | -0.93698 | -1.0311
CA | Residential | Multi-Family - Reg. Income | Existing | Cooling | Central AC | 0.022606 | 0.022322 | 0.022 | 0.021683 | 0.021372 | 0.021243 | 0.02112 | 0.021004 | 0.020898 | 0.020802 | 0.020719 | 0.020651 | 0.020597 | 0.020559 | 0.020539 | 0.020547 | 0.02057 | 0.020605 | 0.020652 | 0.020709 | 0.020775 | 0.02085
CA | Residential | Multi-Family - Reg. Income | Existing | Cooling | Room AC | 0.0435 | 0.04288 | 0.042218 | 0.041544 | 0.040881 | 0.040583 | 0.040329 | 0.040136 | 0.039999 | 0.03991 | 0.039863 | 0.039854 | 0.039878 | 0.039932 | 0.040011 | 0.040137 | 0.040283 | 0.040446 | 0.040624 | 0.040816 | 0.04102 | 0.041234
CA | Residential | Multi-Family - Reg. Income | Existing | Cooling | Air-Source Heat Pump | 0.040141 | 0.03999 | 0.03981 | 0.039631 | 0.039456 | 0.039608 | 0.039762 | 0.039919 | 0.04008 | 0.040246 | 0.040417 | 0.040595 | 0.040779 | 0.04097 | 0.041171 | 0.041406 | 0.041648 | 0.041897 | 0.042152 | 0.042412 | 0.042677 | 0.042946
CA | Residential | Multi-Family - Reg. Income | Existing | Cooling | Geothermal Heat Pump | 0 | 0 | 0 | 0 | 0 | 0 | 0 | 0 | 0 | 0 | 0 | 0 | 0 | 0 | 0 | 0 | 0 | 0 | 0 | 0 | 0 | 0
CA | Residential | Multi-Family - Reg. Income | Existing | Cooling | Evaporative Cooler | 0 | 0 | 0 | 0 | 0 | 0 | 0 | 0 | 0 | 0 | 0 | 0 | 0 | 0 | 0 | 0 | 0 | 0 | 0 | 0 | 0 | 0
CA | Residential | Multi-Family - Reg. Income | Existing | Cooling | Ductless Mini Split Heat Pump | 0 | 0 | 0 | 0 | 0 | 0 | 0 | 0 | 0 | 0 | 0 | 0 | 0 | 0 | 0 | 0 | 0 | 0 | 0 | 0 | 0 | 0
CA | Residential | Multi-Family - Reg. Income | Existing | Space Heating | Electric Room Heat | 0.10139 | 0.10147 | 0.10153 | 0.10205 | 0.10163 | 0.10119 | 0.10076 | 0.10079 | 0.099919 | 0.099522 | 0.099144 | 0.099249 | 0.098457 | 0.098153 | 0.097873 | 0.098094 | 0.097417 | 0.097217 | 0.097035 | 0.09732 | 0.096714 | 0.096573
CA | Residential | Multi-Family - Reg. Income | Existing | Space Heating | Electric Furnace | 0.11521 | 0.1153 | 0.11537 | 0.11595 | 0.11547 | 0.11498 | 0.11448 | 0.11452 | 0.11353 | 0.11308 | 0.11265 | 0.11277 | 0.11187 | 0.11152 | 0.11121 | 0.11146 | 0.11069 | 0.11046 | 0.11025 | 0.11058 | 0.10989 | 0.10973
CA | Residential | Multi-Family - Reg. Income | Existing | Space Heating | Air-Source Heat Pump | 0.097479 | 0.098067 | 0.098574 | 0.099531 | 0.099584 | 0.099612 | 0.099634 | 0.10011 | 0.099657 | 0.099658 | 0.099653 | 0.1001 | 0.099619 | 0.099594 | 0.099572 | 0.10004 | 0.099575 | 0.09958 | 0.099586 | 0.10006 | 0.099601 | 0.099608
CA | Residential | Multi-Family - Reg. Income | Existing | Space Heating | Geothermal Heat Pump | 0 | 0 | 0 | 0 | 0 | 0 | 0 | 0 | 0 | 0 | 0 | 0 | 0 | 0 | 0 | 0 | 0 | 0 | 0 | 0 | 0 | 0
CA | Residential | Multi-Family - Reg. Income | Existing | Space Heating | Ductless Mini Split Heat Pump | 0 | 0 | 0 | 0 | 0 | 0 | 0 | 0 | 0 | 0 | 0 | 0 | 0 | 0 | 0 | 0 | 0 | 0 | 0 | 0 | 0 | 0
CA | Residential | Multi-Family - Reg. Income | Existing | Water Heating | Water Heater (<= 55 Gal) | 0.68206 | 0.68343 | 0.6848 | 0.68618 | 0.68756 | 0.68894 | 0.69033 | 0.69171 | 0.6931 | 0.6945 | 0.69589 | 0.69729 | 0.6987 | 0.7001 | 0.70151 | 0.70292 | 0.70433 | 0.70575 | 0.70717 | 0.70859 | 0.71001 | 0.71144
CA | Residential | Multi-Family - Reg. Income | Existing | Water Heating | Water Heater (> 55 Gal) | 0 | 0 | 0 | 0 | 0 | 0 | 0 | 0 | 0 | 0 | 0 | 0 | 0 | 0 | 0 | 0 | 0 | 0 | 0 | 0 | 0 | 0
CA | Residential | Multi-Family - Reg. Income | Existing | Interior Lighting | General Service Lighting | 0.20104 | 0.19296 | 0.18325 | 0.17221 | 0.15925 | 0.14535 | 0.1307 | 0.1185 | 0.10834 | 0.099506 | 0.092046 | 0.085782 | 0.080417 | 0.07587 | 0.071754 | 0.068171 | 0.065047 | 0.062304 | 0.059939 | 0.057604 | 0.055502 | 0.053608
CA | Residential | Multi-Family - Reg. Income | Existing | Interior Lighting | Linear Lighting | 0.042722 | 0.042551 | 0.042381 | 0.042212 | 0.042037 | 0.041863 | 0.041689 | 0.041515 | 0.041342 | 0.041165 | 0.040988 | 0.040812 | 0.040636 | 0.040461 | 0.040283 | 0.040106 | 0.039929 | 0.039753 | 0.039578 | 0.039404 | 0.039232 | 0.039062
CA | Residential | Multi-Family - Reg. Income | Existing | Interior Lighting | Exempted Lighting | 0.0012193 | 0.0011564 | 0.0010699 | 0.00096601 | 0.000846 | 0.00071657 | 0.00058043 | 0.00047856 | 0.00040228 | 0.00034413 | 0.00029996 | 0.00026599 | 0.00023942 | 0.00021893 | 0.00020185 | 0.00018708 | 0.00017473 | 0.00016443 | 0.00015692 | 0.00015082 | 0.00014581 | 0.00014192
CA | Residential | Multi-Family - Reg. Income | Existing | Exterior Lighting | General Service Lighting | 0.0194 | 0.018318 | 0.017077 | 0.015708 | 0.014092 | 0.012747 | 0.011627 | 0.010693 | 0.0099129 | 0.0092282 | 0.0086386 | 0.0081267 | 0.0076744 | 0.0072832 | 0.0069109 | 0.006583 | 0.0062934 | 0.0060375 | 0.0058148 | 0.0055618 | 0.0053295 | 0.0051156
CA | Residential | Multi-Family - Reg. Income | Existing | Appliances | Clothes Washer | 0.02743 | 0.027403 | 0.027375 | 0.027348 | 0.027321 | 0.027294 | 0.027266 | 0.027239 | 0.027212 | 0.027185 | 0.027158 | 0.027131 | 0.027104 | 0.027077 | 0.02705 | 0.027023 | 0.026996 | 0.026969 | 0.026942 | 0.026915 | 0.026888 | 0.026862
CA | Residential | Multi-Family - Reg. Income | Existing | Appliances | Clothes Dryer | 0.19624 | 0.19516 | 0.194 | 0.1928 | 0.19158 | 0.19037 | 0.1892 | 0.18807 | 0.187 | 0.18601 | 0.1851 | 0.18427 | 0.1835 | 0.18279 | 0.18212 | 0.18149 | 0.1809 | 0.18033 | 0.17979 | 0.17928 | 0.17878 | 0.17829
CA | Residential | Multi-Family - Reg. Income | Existing | Appliances | Dishwasher | 0.0064748 | 0.0064454 | 0.0064162 | 0.0063872 | 0.0063582 | 0.0063294 | 0.0063007 | 0.0062722 | 0.0062438 | 0.0062155 | 0.0061873 | 0.0061593 | 0.0061314 | 0.0061036 | 0.0060759 | 0.0060484 | 0.006021 | 0.0059937 | 0.0059666 | 0.0059395 | 0.0059126 | 0.0058858
CA | Residential | Multi-Family - Reg. Income | Existing | Appliances | Refrigerator | 0.13844 | 0.13718 | 0.13589 | 0.13458 | 0.13327 | 0.13196 | 0.13066 | 0.1294 | 0.12818 | 0.127 | 0.12588 | 0.12483 | 0.12383 | 0.12288 | 0.12197 | 0.12111 | 0.12029 | 0.1195 | 0.11875 | 0.11802 | 0.11732 | 0.11665
CA | Residential | Multi-Family - Reg. Income | Existing | Appliances | Freezer | 0.066009 | 0.065384 | 0.064765 | 0.064152 | 0.063544 | 0.062943 | 0.062347 | 0.061756 | 0.061171 | 0.060592 | 0.060018 | 0.05945 | 0.058887 | 0.058329 | 0.057777 | 0.05723 | 0.056688 | 0.056151 | 0.055619 | 0.055092 | 0.054571 | 0.054054
CA | Residential | Multi-Family - Reg. Income | Existing | Appliances | Second Refrigerator | 0.083644 | 0.081144 | 0.078582 | 0.075996 | 0.07342 | 0.070884 | 0.068416 | 0.066041 | 0.06378 | 0.061651 | 0.059667 | 0.057843 | 0.056162 | 0.054611 | 0.053178 | 0.051851 | 0.050619 | 0.049475 | 0.048408 | 0.047413 | 0.046482 | 0.045609
CA | Residential | Multi-Family - Reg. Income | Existing | Appliances | Stove/Oven | 0.041863 | 0.041708 | 0.041557 | 0.041409 | 0.041262 | 0.041117 | 0.040971 | 0.040826 | 0.040681 | 0.040535 | 0.040388 | 0.040241 | 0.040092 | 0.039943 | 0.039792 | 0.03964 | 0.039487 | 0.039334 | 0.03918 | 0.039026 | 0.038872 | 0.038719
CA | Residential | Multi-Family - Reg. Income | Existing | Appliances | Microwave | 0.032696 | 0.032566 | 0.032435 | 0.032306 | 0.032176 | 0.032048 | 0.031919 | 0.031792 | 0.031665 | 0.031538 | 0.031412 | 0.031286 | 0.031161 | 0.031036 | 0.030912 | 0.030789 | 0.030665 | 0.030543 | 0.030421 | 0.030299 | 0.030178 | 0.030057
CA | Residential | Multi-Family - Reg. Income | Existing | Appliances | Dehumidifier | 0.0080195 | 0.0079057 | 0.0077795 | 0.0076468 | 0.0075121 | 0.0073792 | 0.0072512 | 0.0071307 | 0.0070198 | 0.00692 | 0.0068329 | 0.0067562 | 0.0066882 | 0.0066274 | 0.0065727 | 0.006523 | 0.0064774 | 0.0064354 | 0.0063963 | 0.0063595 | 0.0063249 | 0.0062919
CA | Residential | Multi-Family - Reg. Income | Existing | Appliances | Air Purifier | 0.0076847 | 0.0076539 | 0.0076233 | 0.0075928 | 0.0075624 | 0.0075322 | 0.0075021 | 0.0074721 | 0.0074422 | 0.0074124 | 0.0073827 | 0.0073532 | 0.0073238 | 0.0072945 | 0.0072653 | 0.0072363 | 0.0072073 | 0.0071785 | 0.0071498 | 0.0071212 | 0.0070927 | 0.0070643
CA | Residential | Multi-Family - Reg. Income | Existing | Electronics | Personal Computers | 0.019872 | 0.019063 | 0.018141 | 0.017197 | 0.016303 | 0.015514 | 0.014876 | 0.014358 | 0.013935 | 0.013587 | 0.013301 | 0.013063 | 0.012863 | 0.012694 | 0.01255 | 0.012425 | 0.012316 | 0.012219 | 0.012132 | 0.012054 | 0.011982 | 0.011915
CA | Residential | Multi-Family - Reg. Income | Existing | Electronics | Monitor | 0.011263 | 0.010821 | 0.0103 | 0.0097593 | 0.009248 | 0.008804 | 0.008458 | 0.0081906 | 0.007986 | 0.0078318 | 0.0077179 | 0.0076363 | 0.0075807 | 0.0075459 | 0.0075279 | 0.0075232 | 0.0075294 | 0.0075443 | 0.0075662 | 0.0075938 | 0.007626 | 0.007662
CA | Residential | Multi-Family - Reg. Income | Existing | Electronics | Laptops | 0.016125 | 0.015838 | 0.01555 | 0.015339 | 0.01519 | 0.015089 | 0.015028 | 0.014999 | 0.014995 | 0.015012 | 0.015045 | 0.015092 | 0.015149 | 0.015215 | 0.015288 | 0.015367 | 0.015451 | 0.015539 | 0.015631 | 0.015725 | 0.015821 | 0.01592
CA | Residential | Multi-Family - Reg. Income | Existing | Electronics | TVs | 0.036626 | 0.049509 | 0.061974 | 0.073053 | 0.081974 | 0.089169 | 0.094983 | 0.099692 | 0.10352 | 0.10664 | 0.10919 | 0.11129 | 0.11303 | 0.11449 | 0.11571 | 0.11674 | 0.11763 | 0.1184 | 0.11908 | 0.11968 | 0.12022 | 0.12071
CA | Residential | Multi-Family - Reg. Income | Existing | Electronics | Printer/Fax/Copier | 0.0013388 | 0.0013213 | 0.0013005 | 0.0012798 | 0.0012621 | 0.0012495 | 0.0012409 | 0.0012357 | 0.0012331 | 0.0012327 | 0.0012339 | 0.0012366 | 0.0012403 | 0.001245 | 0.0012504 | 0.0012564 | 0.0012628 | 0.0012697 | 0.0012769 | 0.0012844 | 0.0012921 | 0.0013
CA | Residential | Multi-Family - Reg. Income | Existing | Electronics | Set-top Boxes/DVRs | 0.0047799 | 0.0047626 | 0.0047407 | 0.0047176 | 0.0046963 | 0.0046789 | 0.0046672 | 0.0046602 | 0.0046568 | 0.0046564 | 0.0046584 | 0.0046623 | 0.0046677 | 0.0046743 | 0.004682 | 0.0046904 | 0.0046995 | 0.0047091 | 0.0047191 | 0.0047294 | 0.0047401 | 0.0047509
CA | Residential | Multi-Family - Reg. Income | Existing | Electronics | Devices and Gadgets | 0.12982 | 0.13067 | 0.13154 | 0.1324 | 0.13327 | 0.13415 | 0.13503 | 0.13592 | 0.13682 | 0.13772 | 0.13863 | 0.13954 | 0.14046 | 0.14138 | 0.14231 | 0.14325 | 0.14419 | 0.14514 | 0.1461 | 0.14706 | 0.14803 | 0.149
CA | Residential | Multi-Family - Reg. Income | Existing | Miscellaneous | Electric Vehicle Chargers | 0 | 0 | 0 | 0 | 0 | 0 | 0 | 0 | 0 | 0 | 0 | 0 | 0 | 0 | 0 | 0 | 0 | 0 | 0 | 0 | 0 | 0
CA | Residential | Multi-Family - Reg. Income | Existing | Miscellaneous | Pool Pump | 0.020118 | 0.01666 | 0.013928 | 0.011776 | 0.010092 | 0.0087944 | 0.00782 | 0.0070871 | 0.0065346 | 0.0061169 | 0.0058 | 0.0055583 | 0.0053729 | 0.0052295 | 0.0051175 | 0.005029 | 0.0049581 | 0.0049003 | 0.0048523 | 0.0048117 | 0.0047767 | 0.0047457
CA | Residential | Multi-Family - Reg. Income | Existing | Miscellaneous | Pool Heater | 0 | 0 | 0 | 0 | 0 | 0 | 0 | 0 | 0 | 0 | 0 | 0 | 0 | 0 | 0 | 0 | 0 | 0 | 0 | 0 | 0 | 0
CA | Residential | Multi-Family - Reg. Income | Existing | Miscellaneous | Hot Tub/Spa | 0 | 0 | 0 | 0 | 0 | 0 | 0 | 0 | 0 | 0 | 0 | 0 | 0 | 0 | 0 | 0 | 0 | 0 | 0 | 0 | 0 | 0
CA | Residential | Multi-Family - Reg. Income | Existing | Miscellaneous | Furnace Fan | 0.0093191 | 0.0092858 | 0.0092478 | 0.0092065 | 0.009163 | 0.0091183 | 0.0090734 | 0.0090291 | 0.008986 | 0.0089449 | 0.0089063 | 0.0088708 | 0.0088387 | 0.0088104 | 0.0087864 | 0.008767 | 0.0087516 | 0.0087398 | 0.0087313 | 0.0087256 | 0.0087225 | 0.0087216
CA | Residential | Multi-Family - Reg. Income | Existing | Miscellaneous | Well Pump | 0.0083964 | 0.0083629 | 0.0083294 | 0.0082961 | 0.0082629 | 0.0082299 | 0.0081969 | 0.0081641 | 0.0081315 | 0.008099 | 0.0080666 | 0.0080343 | 0.0080022 | 0.0079702 | 0.0079383 | 0.0079065 | 0.0078749 | 0.0078434 | 0.007812 | 0.0077808 | 0.0077497 | 0.0077187
CA | Residential | Multi-Family - Reg. Income | Existing | Miscellaneous | Bathroom Exhaust Fan | 0.0019248 | 0.0019171 | 0.0019095 | 0.0019018 | 0.0018942 | 0.0018866 | 0.0018791 | 0.0018716 | 0.0018641 | 0.0018566 | 0.0018492 | 0.0018418 | 0.0018345 | 0.0018271 | 0.0018198 | 0.0018125 | 0.0018053 | 0.0017981 | 0.0017909 | 0.0017837 | 0.0017766 | 0.0017695
CA | Residential | Multi-Family - Reg. Income | Existing | Miscellaneous | Miscellaneous | 1.2663 | 1.2732 | 1.2802 | 1.2871 | 1.2942 | 1.3012 | 1.3083 | 1.3155 | 1.3226 | 1.3299 | 1.3371 | 1.3444 | 1.3517 | 1.3591 | 1.3665 | 1.374 | 1.3815 | 1.389 | 1.3966 | 1.4042 | 1.4119 | 1.4196
CA | Residential | Multi-Family - Reg. Income | Existing | Generation | Solar PV | -0.063002 | -0.064006 | -0.077739 | -0.092235 | -0.10787 | -0.12452 | -0.14103 | -0.15839 | -0.18042 | -0.20643 | -0.23198 | -0.26095 | -0.28903 | -0.31641 | -0.34319 | -0.3691 | -0.39427 | -0.41866 | -0.44224 | -0.46508 | -0.48723 | -0.50855
CA | Residential | Multi-Family - Reg. Income | New | Cooling | Central AC | 0 | 0.00010558 | 0.0002072 | 0.00031593 | 0.00043138 | 0.00055428 | 0.00068213 | 0.00081306 | 0.00094811 | 0.0010863 | 0.0012267 | 0.0013693 | 0.0015119 | 0.0016537 | 0.0017982 | 0.001945 | 0.0020951 | 0.0022475 | 0.0024039 | 0.0025638 | 0.0027271 | 0.0028929
CA | Residential | Multi-Family - Reg. Income | New | Cooling | Room AC | 0 | 0.00019625 | 0.00039805 | 0.00061401 | 0.00084329 | 0.0010872 | 0.001341 | 0.0016009 | 0.001869 | 0.0021434 | 0.002422 | 0.002705 | 0.0029881 | 0.0032712 | 0.0035595 | 0.0038521 | 0.0041513 | 0.004455 | 0.0047664 | 0.0050847 | 0.0054098 | 0.0057395
CA | Residential | Multi-Family - Reg. Income | New | Cooling | Air-Source Heat Pump | 0 | 0.00022144 | 0.00043492 | 0.00066335 | 0.00090588 | 0.0011641 | 0.0014327 | 0.0017077 | 0.0019914 | 0.0022817 | 0.0025766 | 0.0028761 | 0.0031757 | 0.0034737 | 0.0037773 | 0.0040856 | 0.004401 | 0.0047212 | 0.0050498 | 0.0053856 | 0.0057288 | 0.006077
CA | Residential | Multi-Family - Reg. Income | New | Cooling | Geothermal Heat Pump | 0 | 0 | 0 | 0 | 0 | 0 | 0 | 0 | 0 | 0 | 0 | 0 | 0 | 0 | 0 | 0 | 0 | 0 | 0 | 0 | 0 | 0
CA | Residential | Multi-Family - Reg. Income | New | Cooling | Evaporative Cooler | 0 | 0 | 0 | 0 | 0 | 0 | 0 | 0 | 0 | 0 | 0 | 0 | 0 | 0 | 0 | 0 | 0 | 0 | 0 | 0 | 0 | 0
CA | Residential | Multi-Family - Reg. Income | New | Cooling | Ductless Mini Split Heat Pump | 0 | 0 | 0 | 0 | 0 | 0 | 0 | 0 | 0 | 0 | 0 | 0 | 0 | 0 | 0 | 0 | 0 | 0 | 0 | 0 | 0 | 0
CA | Residential | Multi-Family - Reg. Income | New | Space Heating | Electric Room Heat | 0 | 0.00050689 | 0.001034 | 0.0016115 | 0.0022159 | 0.0028365 | 0.0034737 | 0.0041365 | 0.0047731 | 0.0054354 | 0.0060992 | 0.006796 | 0.0074209 | 0.0080682 | 0.0087192 | 0.0094119 | 0.010023 | 0.01068 | 0.011345 | 0.012074 | 0.012696 | 0.013376
CA | Residential | Multi-Family - Reg. Income | New | Space Heating | Electric Furnace | 0 | 0.00057595 | 0.0011749 | 0.001831 | 0.0025178 | 0.003223 | 0.003947 | 0.0047 | 0.0054234 | 0.0061759 | 0.0069301 | 0.0077219 | 0.0084319 | 0.0091673 | 0.009907 | 0.010694 | 0.011389 | 0.012135 | 0.012891 | 0.013719 | 0.014426 | 0.015199
CA | Residential | Multi-Family - Reg. Income | New | Space Heating | Air-Source Heat Pump | 0 | 0.00057228 | 0.0011294 | 0.0017399 | 0.0023785 | 0.0030342 | 0.0037074 | 0.0044077 | 0.0050801 | 0.0057797 | 0.006481 | 0.0072174 | 0.0078773 | 0.0085572 | 0.0092416 | 0.0099705 | 0.010613 | 0.011305 | 0.012006 | 0.012774 | 0.01343 | 0.014147
CA | Residential | Multi-Family - Reg. Income | New | Space Heating | Geothermal Heat Pump | 0 | 0 | 0 | 0 | 0 | 0 | 0 | 0 | 0 | 0 | 0 | 0 | 0 | 0 | 0 | 0 | 0 | 0 | 0 | 0 | 0 | 0
CA | Residential | Multi-Family - Reg. Income | New | Space Heating | Ductless Mini Split Heat Pump | 0 | 0 | 0 | 0 | 0 | 0 | 0 | 0 | 0 | 0 | 0 | 0 | 0 | 0 | 0 | 0 | 0 | 0 | 0 | 0 | 0 | 0
CA | Residential | Multi-Family - Reg. Income | New | Water Heating | Water Heater (<= 55 Gal) | 0 | 0.0039355 | 0.0080026 | 0.012375 | 0.01704 | 0.021846 | 0.026795 | 0.031812 | 0.036937 | 0.042131 | 0.047355 | 0.052609 | 0.057812 | 0.062964 | 0.068164 | 0.073352 | 0.07861 | 0.083895 | 0.089273 | 0.094722 | 0.10024 | 0.10579
CA | Residential | Multi-Family - Reg. Income | New | Water Heating | Water Heater (> 55 Gal) | 0 | 0 | 0 | 0 | 0 | 0 | 0 | 0 | 0 | 0 | 0 | 0 | 0 | 0 | 0 | 0 | 0 | 0 | 0 | 0 | 0 | 0
CA | Residential | Multi-Family - Reg. Income | New | Interior Lighting | General Service Lighting | 0 | 0.00039887 | 0.0008062 | 0.0012392 | 0.0016324 | 0.0020329 | 0.0024407 | 0.0028492 | 0.0032617 | 0.0036324 | 0.0039907 | 0.004351 | 0.0046949 | 0.0050299 | 0.0053231 | 0.0056068 | 0.0058875 | 0.0061611 | 0.0064392 | 0.006688 | 0.006942 | 0.0071963
CA | Residential | Multi-Family - Reg. Income | New | Interior Lighting | Linear Lighting | 0 | 0.00024503 | 0.00049527 | 0.0007613 | 0.0010408 | 0.0013256 | 0.0016155 | 0.0019059 | 0.0021992 | 0.0024923 | 0.0027835 | 0.0030729 | 0.0033558 | 0.0036322 | 0.0039075 | 0.0041786 | 0.0044502 | 0.0047201 | 0.0049916 | 0.0052637 | 0.0055359 | 0.005806
CA | Residential | Multi-Family - Reg. Income | New | Interior Lighting | Exempted Lighting | 0 | 1.1997e-06 | 2.4248e-06 | 3.7273e-06 | 4.8928e-06 | 6.0799e-06 | 7.2886e-06 | 8.4995e-06 | 9.7223e-06 | 1.082e-05 | 1.1853e-05 | 1.2832e-05 | 1.3745e-05 | 1.4639e-05 | 1.5384e-05 | 1.6014e-05 | 1.6659e-05 | 1.7304e-05 | 1.804e-05 | 1.8794e-05 | 1.9559e-05 | 2.0324e-05
CA | Residential | Multi-Family - Reg. Income | New | Exterior Lighting | General Service Lighting | 0 | 4.1845e-05 | 8.4579e-05 | 0.00013001 | 0.00016995 | 0.00021063 | 0.00025205 | 0.00029355 | 0.00033545 | 0.00037239 | 0.00040786 | 0.00044238 | 0.00047501 | 0.00050661 | 0.00053287 | 0.00055824 | 0.00058326 | 0.00060776 | 0.00063274 | 0.00065369 | 0.00067525 | 0.00069686
CA | Residential | Multi-Family - Reg. Income | New | Appliances | Clothes Washer | 0 | 0.0001578 | 0.00031991 | 0.00049323 | 0.0006771 | 0.00086546 | 0.0010584 | 0.0012527 | 0.0014502 | 0.0016491 | 0.0018481 | 0.0020469 | 0.0022427 | 0.0024352 | 0.0026284 | 0.0028199 | 0.003013 | 0.0032059 | 0.0034012 | 0.0035979 | 0.0037962 | 0.0039944
CA | Residential | Multi-Family - Reg. Income | New | Appliances | Clothes Dryer | 0 | 0.0010699 | 0.0021665 | 0.0033362 | 0.0045743 | 0.0058397 | 0.0071327 | 0.0084325 | 0.0097496 | 0.011074 | 0.012394 | 0.013712 | 0.015004 | 0.016273 | 0.017542 | 0.018798 | 0.02006 | 0.021319 | 0.02259 | 0.023868 | 0.025153 | 0.026434
CA | Residential | Multi-Family - Reg. Income | New | Appliances | Dishwasher | 0 | 3.7116e-05 | 7.498e-05 | 0.00011519 | 0.00015758 | 0.0002007 | 0.00024457 | 0.00028846 | 0.00033274 | 0.00037705 | 0.00042104 | 0.0004647 | 0.00050733 | 0.00054893 | 0.00059039 | 0.00063117 | 0.000672 | 0.0007125 | 0.00075322 | 0.00079397 | 0.00083477 | 0.00087524
CA | Residential | Multi-Family - Reg. Income | New | Appliances | Refrigerator | 0 | 0.00071626 | 0.001448 | 0.0022261 | 0.0030463 | 0.0038805 | 0.0047296 | 0.0055802 | 0.0064392 | 0.0072996 | 0.0081547 | 0.0090044 | 0.009835 | 0.010646 | 0.011456 | 0.012253 | 0.013052 | 0.013846 | 0.014644 | 0.015444 | 0.016246 | 0.017042
CA | Residential | Multi-Family - Reg. Income | New | Appliances | Freezer | 0 | 0.00037655 | 0.00075691 | 0.0011571 | 0.001575 | 0.001996 | 0.0024201 | 0.0028403 | 0.00326 | 0.0036758 | 0.0040842 | 0.0044854 | 0.0048726 | 0.005246 | 0.0056142 | 0.0059722 | 0.0063269 | 0.006675 | 0.0070214 | 0.0073646 | 0.0077046 | 0.0080381
CA | Residential | Multi-Family - Reg. Income | New | Appliances | Second Refrigerator | 0 | 0.00028412 | 0.00057148 | 0.00087413 | 0.0011902 | 0.0015085 | 0.0018293 | 0.0021474 | 0.0024654 | 0.0027808 | 0.0030908 | 0.0033957 | 0.0036902 | 0.0039745 | 0.0042551 | 0.0045283 | 0.0047991 | 0.0050652 | 0.0053302 | 0.0055931 | 0.0058537 | 0.0061096
CA | Residential | Multi-Family - Reg. Income | New | Appliances | Stove/Oven | 0 | 0.00024162 | 0.00048836 | 0.00075068 | 0.0010274 | 0.0013093 | 0.0015963 | 0.0018838 | 0.0021742 | 0.002465 | 0.002754 | 0.0030412 | 0.003322 | 0.0035963 | 0.00387 | 0.0041396 | 0.0044096 | 0.0046779 | 0.0049479 | 0.0052184 | 0.0054894 | 0.0057587
CA | Residential | Multi-Family - Reg. Income | New | Appliances | Microwave | 0 | 0.00018753 | 0.00037904 | 0.00058264 | 0.00079743 | 0.0010162 | 0.001239 | 0.0014621 | 0.0016875 | 0.0019132 | 0.0021375 | 0.0023604 | 0.0025784 | 0.0027913 | 0.0030037 | 0.0032129 | 0.0034225 | 0.0036308 | 0.0038403 | 0.0040502 | 0.0042606 | 0.0044696
CA | Residential | Multi-Family - Reg. Income | New | Appliances | Dehumidifier | 0 | 3.9017e-05 | 7.8863e-05 | 0.00012122 | 0.00016591 | 0.00021143 | 0.00025778 | 0.00030421 | 0.00035109 | 0.00039806 | 0.00044473 | 0.00049111 | 0.00053645 | 0.00058075 | 0.00062495 | 0.00066847 | 0.00071209 | 0.00075541 | 0.00079901 | 0.00084269 | 0.00088646 | 0.00092994
CA | Residential | Multi-Family - Reg. Income | New | Appliances | Air Purifier | 0 | 4.4075e-05 | 8.9086e-05 | 0.00013694 | 0.00018742 | 0.00023884 | 0.0002912 | 0.00034364 | 0.00039661 | 0.00044966 | 0.00050239 | 0.00055478 | 0.000606 | 0.00065604 | 0.00070596 | 0.00075513 | 0.0008044 | 0.00085334 | 0.00090259 | 0.00095193 | 0.0010014 | 0.0010505
CA | Residential | Multi-Family - Reg. Income | New | Electronics | Personal Computers | 0 | 7.3861e-05 | 0.00014929 | 0.00022948 | 0.00031408 | 0.00040024 | 0.00048798 | 0.00057587 | 0.00066462 | 0.00075353 | 0.00084189 | 0.00092969 | 0.0010155 | 0.0010994 | 0.001183 | 0.0012654 | 0.001348 | 0.00143 | 0.0015125 | 0.0015952 | 0.0016781 | 0.0017604
CA | Residential | Multi-Family - Reg. Income | New | Electronics | Monitor | 0 | 3.8417e-05 | 7.8474e-05 | 0.00012191 | 0.00016862 | 0.00021717 | 0.00026759 | 0.00031914 | 0.00037224 | 0.00042652 | 0.00048159 | 0.00053747 | 0.00059333 | 0.00064915 | 0.00070597 | 0.00076317 | 0.0008216 | 0.00088085 | 0.00094159 | 0.0010036 | 0.001067 | 0.0011312
CA | Residential | Multi-Family - Reg. Income | New | Electronics | Laptops | 0 | 8.0287e-05 | 0.000164 | 0.00025478 | 0.0003524 | 0.00045386 | 0.00055923 | 0.00066697 | 0.00077794 | 0.00089138 | 0.0010065 | 0.0011233 | 0.00124 | 0.0013567 | 0.0014754 | 0.001595 | 0.0017171 | 0.0018409 | 0.0019678 | 0.0020975 | 0.0022299 | 0.0023641
CA | Residential | Multi-Family - Reg. Income | New | Electronics | TVs | 0 | 0.000666 | 0.0013549 | 0.0020962 | 0.0028875 | 0.0037036 | 0.0045448 | 0.0053982 | 0.0062706 | 0.0071556 | 0.0080465 | 0.0089433 | 0.0098323 | 0.010713 | 0.011603 | 0.012492 | 0.013394 | 0.014301 | 0.015224 | 0.016161 | 0.01711 | 0.018066
CA | Residential | Multi-Family - Reg. Income | New | Electronics | Printer/Fax/Copier | 0 | 6.554e-06 | 1.3388e-05 | 2.0798e-05 | 2.8767e-05 | 3.7049e-05 | 4.5651e-05 | 5.4445e-05 | 6.3504e-05 | 7.2765e-05 | 8.2161e-05 | 9.1693e-05 | 0.00010122 | 0.00011075 | 0.00012044 | 0.0001302 | 0.00014017 | 0.00015027 | 0.00016064 | 0.00017122 | 0.00018203 | 0.00019298
CA | Residential | Multi-Family - Reg. Income | New | Electronics | Set-top Boxes/DVRs | 0 | 2.6026e-05 | 5.2947e-05 | 8.1915e-05 | 0.00011284 | 0.00014473 | 0.0001776 | 0.00021095 | 0.00024505 | 0.00027963 | 0.00031444 | 0.00034949 | 0.00038423 | 0.00041866 | 0.00045345 | 0.00048818 | 0.00052341 | 0.00055885 | 0.00059494 | 0.00063154 | 0.00066865 | 0.000706
CA | Residential | Multi-Family - Reg. Income | New | Electronics | Devices and Gadgets | 0 | 0.00075249 | 0.0015371 | 0.0023879 | 0.0033029 | 0.0042538 | 0.0052414 | 0.0062512 | 0.0072913 | 0.0083545 | 0.0094333 | 0.010528 | 0.011622 | 0.012715 | 0.013828 | 0.014949 | 0.016093 | 0.017254 | 0.018443 | 0.019659 | 0.020899 | 0.022157
CA | Residential | Multi-Family - Reg. Income | New | Miscellaneous | Electric Vehicle Chargers | 0 | 0 | 0 | 0 | 0 | 0 | 0 | 0 | 0 | 0 | 0 | 0 | 0 | 0 | 0 | 0 | 0 | 0 | 0 | 0 | 0 | 0
CA | Residential | Multi-Family - Reg. Income | New | Miscellaneous | Pool Pump | 0 | 2.9388e-05 | 5.94e-05 | 9.1306e-05 | 0.00012497 | 0.00015925 | 0.00019416 | 0.00022913 | 0.00026444 | 0.00029982 | 0.00033497 | 0.00036991 | 0.00040406 | 0.00043743 | 0.00047071 | 0.0005035 | 0.00053635 | 0.00056898 | 0.00060182 | 0.00063472 | 0.00066769 | 0.00070044
CA | Residential | Multi-Family - Reg. Income | New | Miscellaneous | Pool Heater | 0 | 0 | 0 | 0 | 0 | 0 | 0 | 0 | 0 | 0 | 0 | 0 | 0 | 0 | 0 | 0 | 0 | 0 | 0 | 0 | 0 | 0
CA | Residential | Multi-Family - Reg. Income | New | Miscellaneous | Hot Tub/Spa | 0 | 0 | 0 | 0 | 0 | 0 | 0 | 0 | 0 | 0 | 0 | 0 | 0 | 0 | 0 | 0 | 0 | 0 | 0 | 0 | 0 | 0
CA | Residential | Multi-Family - Reg. Income | New | Miscellaneous | Furnace Fan | 0 | 4.7595e-05 | 9.6761e-05 | 0.0001496 | 0.00020595 | 0.00026399 | 0.00032374 | 0.00038429 | 0.00044613 | 0.00050878 | 0.00057178 | 0.00063514 | 0.00069787 | 0.00075997 | 0.00082264 | 0.00088516 | 0.00094851 | 0.0010122 | 0.001077 | 0.0011426 | 0.0012092 | 0.0012761
CA | Residential | Multi-Family - Reg. Income | New | Miscellaneous | Well Pump | 0 | 4.8158e-05 | 9.7338e-05 | 0.00014962 | 0.00020478 | 0.00026096 | 0.00031817 | 0.00037547 | 0.00043334 | 0.00049131 | 0.00054892 | 0.00060616 | 0.00066213 | 0.0007168 | 0.00077135 | 0.00082508 | 0.00087891 | 0.00093238 | 0.00098619 | 0.0010401 | 0.0010941 | 0.0011478
CA | Residential | Multi-Family - Reg. Income | New | Miscellaneous | Bathroom Exhaust Fan | 0 | 1.104e-05 | 2.2314e-05 | 3.43e-05 | 4.6945e-05 | 5.9824e-05 | 7.2938e-05 | 8.6075e-05 | 9.9341e-05 | 0.00011263 | 0.00012584 | 0.00013896 | 0.00015179 | 0.00016432 | 0.00017683 | 0.00018914 | 0.00020148 | 0.00021374 | 0.00022608 | 0.00023844 | 0.00025082 | 0.00026313
CA | Residential | Multi-Family - Reg. Income | New | Miscellaneous | Miscellaneous | 0 | 0.0073318 | 0.01496 | 0.023214 | 0.032073 | 0.041261 | 0.050783 | 0.060499 | 0.070486 | 0.080674 | 0.090988 | 0.10143 | 0.11185 | 0.12223 | 0.13278 | 0.14338 | 0.15419 | 0.16512 | 0.17631 | 0.18771 | 0.19933 | 0.2111
CA | Residential | Multi-Family - Reg. Income | New | Generation | Solar PV | 0 | -0.00036858 | -0.00090845 | -0.0016635 | -0.0026733 | -0.0039484 | -0.0054741 | -0.0072846 | -0.0096147 | -0.012523 | -0.015786 | -0.019688 | -0.023916 | -0.028457 | -0.033347 | -0.038517 | -0.044004 | -0.049767 | -0.055829 | -0.06217 | -0.068789 | -0.075623
CA | Residential | Manufactured Home - Reg. Income | Existing | Cooling | Central AC | 0.20276 | 0.2002 | 0.19732 | 0.19447 | 0.19167 | 0.19051 | 0.18941 | 0.18837 | 0.18741 | 0.18655 | 0.18581 | 0.18519 | 0.18471 | 0.18437 | 0.18419 | 0.18426 | 0.18446 | 0.18478 | 0.1852 | 0.18571 | 0.1863 | 0.18697
CA | Residential | Manufactured Home - Reg. Income | Existing | Cooling | Room AC | 0.1564 | 0.15417 | 0.15179 | 0.14936 | 0.14698 | 0.14591 | 0.14499 | 0.1443 | 0.14381 | 0.14349 | 0.14332 | 0.14329 | 0.14337 | 0.14357 | 0.14385 | 0.1443 | 0.14483 | 0.14541 | 0.14605 | 0.14674 | 0.14748 | 0.14825
CA | Residential | Manufactured Home - Reg. Income | Existing | Cooling | Air-Source Heat Pump | 0.17946 | 0.17865 | 0.17776 | 0.17689 | 0.17603 | 0.17663 | 0.17726 | 0.1779 | 0.17857 | 0.17926 | 0.17999 | 0.18076 | 0.18157 | 0.18242 | 0.18331 | 0.18434 | 0.18542 | 0.18652 | 0.18765 | 0.18881 | 0.18999 | 0.19118
CA | Residential | Manufactured Home - Reg. Income | Existing | Cooling | Geothermal Heat Pump | 0 | 0 | 0 | 0 | 0 | 0 | 0 | 0 | 0 | 0 | 0 | 0 | 0 | 0 | 0 | 0 | 0 | 0 | 0 | 0 | 0 | 0
CA | Residential | Manufactured Home - Reg. Income | Existing | Cooling | Evaporative Cooler | 0.027338 | 0.027121 | 0.026899 | 0.026675 | 0.02645 | 0.026442 | 0.026432 | 0.026422 | 0.026412 | 0.026404 | 0.026398 | 0.026396 | 0.026399 | 0.026408 | 0.026421 | 0.026455 | 0.026493 | 0.026535 | 0.026579 | 0.026627 | 0.026677 | 0.02673
CA | Residential | Manufactured Home - Reg. Income | Existing | Cooling | Ductless Mini Split Heat Pump | 0.061171 | 0.061491 | 0.061813 | 0.062136 | 0.062461 | 0.063305 | 0.064155 | 0.065013 | 0.065879 | 0.066751 | 0.067631 | 0.068518 | 0.069412 | 0.070315 | 0.071224 | 0.072184 | 0.073153 | 0.074129 | 0.075114 | 0.076107 | 0.077108 | 0.078117
CA | Residential | Manufactured Home - Reg. Income | Existing | Space Heating | Electric Room Heat | 0.15321 | 0.15333 | 0.15342 | 0.1542 | 0.15356 | 0.1529 | 0.15225 | 0.1523 | 0.15098 | 0.15038 | 0.14981 | 0.14997 | 0.14877 | 0.14831 | 0.14789 | 0.14822 | 0.1472 | 0.1469 | 0.14662 | 0.14705 | 0.14614 | 0.14593
CA | Residential | Manufactured Home - Reg. Income | Existing | Space Heating | Electric Furnace | 1.3832 | 1.3842 | 1.3851 | 1.3921 | 1.3864 | 1.3804 | 1.3745 | 1.375 | 1.363 | 1.3576 | 1.3525 | 1.3539 | 1.3431 | 1.339 | 1.3351 | 1.3382 | 1.3289 | 1.3262 | 1.3237 | 1.3276 | 1.3193 | 1.3174
CA | Residential | Manufactured Home - Reg. Income | Existing | Space Heating | Air-Source Heat Pump | 0.40446 | 0.40661 | 0.40854 | 0.41235 | 0.41243 | 0.41241 | 0.41239 | 0.41425 | 0.4123 | 0.41225 | 0.41218 | 0.41402 | 0.41201 | 0.41191 | 0.41183 | 0.41377 | 0.41185 | 0.41188 | 0.41191 | 0.41387 | 0.41198 | 0.41201
CA | Residential | Manufactured Home - Reg. Income | Existing | Space Heating | Geothermal Heat Pump | 0 | 0 | 0 | 0 | 0 | 0 | 0 | 0 | 0 | 0 | 0 | 0 | 0 | 0 | 0 | 0 | 0 | 0 | 0 | 0 | 0 | 0
CA | Residential | Manufactured Home - Reg. Income | Existing | Space Heating | Ductless Mini Split Heat Pump | 0.14239 | 0.14314 | 0.14388 | 0.1453 | 0.14539 | 0.14546 | 0.14552 | 0.14625 | 0.14564 | 0.1457 | 0.14575 | 0.14647 | 0.14584 | 0.14588 | 0.14591 | 0.14666 | 0.14603 | 0.14609 | 0.14614 | 0.14687 | 0.14623 | 0.14627
CA | Residential | Manufactured Home - Reg. Income | Existing | Water Heating | Water Heater (<= 55 Gal) | 1.2815 | 1.2841 | 1.2867 | 1.2893 | 1.2919 | 1.2945 | 1.2971 | 1.2997 | 1.3023 | 1.3049 | 1.3075 | 1.3102 | 1.3128 | 1.3154 | 1.3181 | 1.3207 | 1.3234 | 1.326 | 1.3287 | 1.3314 | 1.3341 | 1.3367
CA | Residential | Manufactured Home - Reg. Income | Existing | Water Heating | Water Heater (> 55 Gal) | 0 | 0 | 0 | 0 | 0 | 0 | 0 | 0 | 0 | 0 | 0 | 0 | 0 | 0 | 0 | 0 | 0 | 0 | 0 | 0 | 0 | 0
CA | Residential | Manufactured Home - Reg. Income | Existing | Interior Lighting | General Service Lighting | 0.49826 | 0.48046 | 0.45912 | 0.43489 | 0.40575 | 0.37451 | 0.34159 | 0.31414 | 0.29124 | 0.27104 | 0.25386 | 0.23939 | 0.22687 | 0.21619 | 0.20628 | 0.19755 | 0.18984 | 0.18298 | 0.17702 | 0.17094 | 0.16539 | 0.16032
CA | Residential | Manufactured Home - Reg. Income | Existing | Interior Lighting | Linear Lighting | 0.12178 | 0.12129 | 0.1208 | 0.12032 | 0.11982 | 0.11931 | 0.11881 | 0.11831 | 0.11781 | 0.11729 | 0.11677 | 0.11625 | 0.11574 | 0.11523 | 0.1147 | 0.11418 | 0.11366 | 0.11314 | 0.11263 | 0.11211 | 0.11161 | 0.11111
CA | Residential | Manufactured Home - Reg. Income | Existing | Interior Lighting | Exempted Lighting | 0.002302 | 0.0021883 | 0.0020322 | 0.001845 | 0.0016268 | 0.0013915 | 0.001144 | 0.00095875 | 0.00081994 | 0.00071355 | 0.00063238 | 0.00056947 | 0.00051974 | 0.00048107 | 0.00044809 | 0.00041881 | 0.00039387 | 0.00037276 | 0.00035741 | 0.00034482 | 0.00033435 | 0.0003262
CA | Residential | Manufactured Home - Reg. Income | Existing | Exterior Lighting | General Service Lighting | 0.13446 | 0.12705 | 0.11857 | 0.1092 | 0.09812 | 0.088892 | 0.081202 | 0.07479 | 0.069438 | 0.06473 | 0.06067 | 0.057142 | 0.054017 | 0.051313 | 0.048731 | 0.046453 | 0.044439 | 0.042658 | 0.041106 | 0.039334 | 0.037705 | 0.036204
CA | Residential | Manufactured Home - Reg. Income | Existing | Appliances | Clothes Washer | 0.071029 | 0.070745 | 0.070462 | 0.07018 | 0.0699 | 0.06962 | 0.069341 | 0.069064 | 0.068788 | 0.068513 | 0.068239 | 0.067966 | 0.067694 | 0.067423 | 0.067153 | 0.066885 | 0.066617 | 0.066351 | 0.066085 | 0.065821 | 0.065558 | 0.065295
CA | Residential | Manufactured Home - Reg. Income | Existing | Appliances | Clothes Dryer | 0.53859 | 0.53561 | 0.53243 | 0.52913 | 0.52579 | 0.52247 | 0.51924 | 0.51615 | 0.51322 | 0.5105 | 0.50802 | 0.50573 | 0.50363 | 0.50166 | 0.49983 | 0.49811 | 0.49647 | 0.49492 | 0.49329 | 0.49099 | 0.48874 | 0.48654
CA | Residential | Manufactured Home - Reg. Income | Existing | Appliances | Dishwasher | 0.049482 | 0.049258 | 0.049035 | 0.048812 | 0.048591 | 0.048371 | 0.048152 | 0.047934 | 0.047716 | 0.0475 | 0.047285 | 0.047071 | 0.046857 | 0.046645 | 0.046434 | 0.046223 | 0.046014 | 0.045805 | 0.045598 | 0.045391 | 0.045186 | 0.044981
CA | Residential | Manufactured Home - Reg. Income | Existing | Appliances | Refrigerator | 0.33499 | 0.33194 | 0.32881 | 0.32565 | 0.32247 | 0.31929 | 0.31616 | 0.3131 | 0.31015 | 0.3073 | 0.3046 | 0.30204 | 0.29962 | 0.29732 | 0.29514 | 0.29305 | 0.29106 | 0.28916 | 0.28733 | 0.28557 | 0.28388 | 0.28224
CA | Residential | Manufactured Home - Reg. Income | Existing | Appliances | Freezer | 0.21082 | 0.20882 | 0.20684 | 0.20489 | 0.20295 | 0.20102 | 0.19912 | 0.19724 | 0.19537 | 0.19352 | 0.19168 | 0.18987 | 0.18807 | 0.18629 | 0.18453 | 0.18278 | 0.18105 | 0.17933 | 0.17764 | 0.17595 | 0.17429 | 0.17264
CA | Residential | Manufactured Home - Reg. Income | Existing | Appliances | Second Refrigerator | 0.19994 | 0.19396 | 0.18784 | 0.18166 | 0.1755 | 0.16944 | 0.16354 | 0.15786 | 0.15246 | 0.14737 | 0.14263 | 0.13826 | 0.13425 | 0.13054 | 0.12711 | 0.12394 | 0.121 | 0.11826 | 0.11571 | 0.11333 | 0.11111 | 0.10902
CA | Residential | Manufactured Home - Reg. Income | Existing | Appliances | Stove/Oven | 0.1264 | 0.12594 | 0.12548 | 0.12503 | 0.12459 | 0.12415 | 0.12371 | 0.12327 | 0.12283 | 0.12239 | 0.12195 | 0.1215 | 0.12106 | 0.1206 | 0.12015 | 0.11969 | 0.11923 | 0.11876 | 0.1183 | 0.11784 | 0.11737 | 0.11691
CA | Residential | Manufactured Home - Reg. Income | Existing | Appliances | Microwave | 0.078914 | 0.078599 | 0.078284 | 0.077971 | 0.077659 | 0.077349 | 0.077039 | 0.076731 | 0.076424 | 0.076118 | 0.075814 | 0.075511 | 0.075209 | 0.074908 | 0.074608 | 0.07431 | 0.074012 | 0.073716 | 0.073422 | 0.073128 | 0.072835 | 0.072544
CA | Residential | Manufactured Home - Reg. Income | Existing | Appliances | Dehumidifier | 0.0062345 | 0.006146 | 0.0060479 | 0.0059447 | 0.00584 | 0.0057367 | 0.0056372 | 0.0055435 | 0.0054573 | 0.0053797 | 0.005312 | 0.0052524 | 0.0051995 | 0.0051523 | 0.0051097 | 0.0050711 | 0.0050357 | 0.005003 | 0.0049725 | 0.004944 | 0.0049171 | 0.0048914
CA | Residential | Manufactured Home - Reg. Income | Existing | Appliances | Air Purifier | 0.011653 | 0.011607 | 0.01156 | 0.011514 | 0.011468 | 0.011422 | 0.011377 | 0.011331 | 0.011286 | 0.011241 | 0.011196 | 0.011151 | 0.011106 | 0.011062 | 0.011018 | 0.010973 | 0.01093 | 0.010886 | 0.010842 | 0.010799 | 0.010756 | 0.010713
CA | Residential | Manufactured Home - Reg. Income | Existing | Electronics | Personal Computers | 0.054396 | 0.05218 | 0.049656 | 0.047072 | 0.044624 | 0.042467 | 0.04072 | 0.039301 | 0.038142 | 0.037192 | 0.036407 | 0.035755 | 0.035209 | 0.034746 | 0.034351 | 0.03401 | 0.033711 | 0.033446 | 0.033209 | 0.032994 | 0.032797 | 0.032613
CA | Residential | Manufactured Home - Reg. Income | Existing | Electronics | Monitor | 0.037017 | 0.035502 | 0.033725 | 0.031885 | 0.03014 | 0.028614 | 0.027411 | 0.026465 | 0.025725 | 0.025149 | 0.024706 | 0.024368 | 0.024115 | 0.023929 | 0.023798 | 0.02371 | 0.023657 | 0.023632 | 0.023629 | 0.023644 | 0.023674 | 0.023715
CA | Residential | Manufactured Home - Reg. Income | Existing | Electronics | Laptops | 0.038437 | 0.037655 | 0.036874 | 0.036274 | 0.035819 | 0.03548 | 0.035234 | 0.035062 | 0.03495 | 0.034886 | 0.03486 | 0.034866 | 0.034895 | 0.034945 | 0.035011 | 0.035089 | 0.035178 | 0.035275 | 0.03538 | 0.035489 | 0.035604 | 0.035722
CA | Residential | Manufactured Home - Reg. Income | Existing | Electronics | TVs | 0.11274 | 0.1524 | 0.19076 | 0.22487 | 0.25233 | 0.27447 | 0.29237 | 0.30687 | 0.31864 | 0.32824 | 0.33611 | 0.34258 | 0.34794 | 0.3524 | 0.35616 | 0.35935 | 0.36209 | 0.36446 | 0.36654 | 0.36839 | 0.37005 | 0.37157
CA | Residential | Manufactured Home - Reg. Income | Existing | Electronics | Printer/Fax/Copier | 0.015975 | 0.015727 | 0.015439 | 0.015153 | 0.014901 | 0.01471 | 0.014567 | 0.014463 | 0.01439 | 0.014342 | 0.014315 | 0.014303 | 0.014304 | 0.014315 | 0.014335 | 0.014361 | 0.014393 | 0.014429 | 0.014469 | 0.014512 | 0.014556 | 0.014603
CA | Residential | Manufactured Home - Reg. Income | Existing | Electronics | Set-top Boxes/DVRs | 0.028877 | 0.028772 | 0.02864 | 0.028501 | 0.028372 | 0.028266 | 0.028196 | 0.028153 | 0.028133 | 0.028131 | 0.028143 | 0.028166 | 0.028199 | 0.028239 | 0.028285 | 0.028336 | 0.028391 | 0.028449 | 0.028509 | 0.028572 | 0.028636 | 0.028702
CA | Residential | Manufactured Home - Reg. Income | Existing | Electronics | Devices and Gadgets | 0.29218 | 0.29325 | 0.29434 | 0.29542 | 0.29651 | 0.2976 | 0.2987 | 0.2998 | 0.30091 | 0.30202 | 0.30313 | 0.30425 | 0.30537 | 0.3065 | 0.30763 | 0.30876 | 0.3099 | 0.31104 | 0.31219 | 0.31334 | 0.3145 | 0.31566
CA | Residential | Manufactured Home - Reg. Income | Existing | Miscellaneous | Electric Vehicle Chargers | 0.064844 | 0.083324 | 0.1059 | 0.13156 | 0.16539 | 0.21004 | 0.27143 | 0.35515 | 0.4668 | 0.61148 | 0.80011 | 1.012 | 1.2476 | 1.5071 | 1.788 | 2.0849 | 2.4009 | 2.7285 | 3.0653 | 3.4146 | 3.8014 | 4.2295
CA | Residential | Manufactured Home - Reg. Income | Existing | Miscellaneous | Pool Pump | 0.014588 | 0.01208 | 0.010099 | 0.0085388 | 0.007318 | 0.006377 | 0.0056704 | 0.0051389 | 0.0047383 | 0.0044355 | 0.0042057 | 0.0040304 | 0.003896 | 0.003792 | 0.0037108 | 0.0036466 | 0.0035952 | 0.0035533 | 0.0035185 | 0.0034891 | 0.0034636 | 0.0034412
CA | Residential | Manufactured Home - Reg. Income | Existing | Miscellaneous | Pool Heater | 0.038512 | 0.038358 | 0.038205 | 0.038052 | 0.0379 | 0.037748 | 0.037597 | 0.037447 | 0.037297 | 0.037148 | 0.036999 | 0.036851 | 0.036704 | 0.036557 | 0.036411 | 0.036265 | 0.03612 | 0.035976 | 0.035832 | 0.035689 | 0.035546 | 0.035404
CA | Residential | Manufactured Home - Reg. Income | Existing | Miscellaneous | Hot Tub/Spa | 0.06462 | 0.066921 | 0.069742 | 0.070751 | 0.071568 | 0.072084 | 0.072214 | 0.071891 | 0.071064 | 0.069693 | 0.068288 | 0.066778 | 0.065526 | 0.064479 | 0.063596 | 0.062507 | 0.061492 | 0.06107 | 0.060685 | 0.06033 | 0.06 | 0.059689
CA | Residential | Manufactured Home - Reg. Income | Existing | Miscellaneous | Furnace Fan | 0.042916 | 0.042796 | 0.042654 | 0.042497 | 0.04233 | 0.042159 | 0.041986 | 0.041816 | 0.041652 | 0.041497 | 0.041354 | 0.041224 | 0.041112 | 0.041017 | 0.040941 | 0.040887 | 0.040852 | 0.040833 | 0.04083 | 0.04084 | 0.040861 | 0.040894
CA | Residential | Manufactured Home - Reg. Income | Existing | Miscellaneous | Well Pump | 0 | 0 | 0 | 0 | 0 | 0 | 0 | 0 | 0 | 0 | 0 | 0 | 0 | 0 | 0 | 0 | 0 | 0 | 0 | 0 | 0 | 0
CA | Residential | Manufactured Home - Reg. Income | Existing | Miscellaneous | Bathroom Exhaust Fan | 0.0041839 | 0.0041672 | 0.0041505 | 0.0041339 | 0.0041174 | 0.0041009 | 0.0040845 | 0.0040682 | 0.0040519 | 0.0040357 | 0.0040196 | 0.0040035 | 0.0039875 | 0.0039715 | 0.0039556 | 0.0039398 | 0.003924 | 0.0039083 | 0.0038927 | 0.0038771 | 0.0038616 | 0.0038462
CA | Residential | Manufactured Home - Reg. Income | Existing | Miscellaneous | Miscellaneous | 1.197 | 1.2035 | 1.2101 | 1.2167 | 1.2233 | 1.23 | 1.2367 | 1.2435 | 1.2502 | 1.2571 | 1.2639 | 1.2708 | 1.2777 | 1.2847 | 1.2917 | 1.2988 | 1.3059 | 1.313 | 1.3201 | 1.3274 | 1.3346 | 1.3419
CA | Residential | Manufactured Home - Reg. Income | Existing | Generation | Solar PV | -0.18459 | -0.18753 | -0.22776 | -0.27024 | -0.31604 | -0.36482 | -0.4132 | -0.46407 | -0.52859 | -0.60481 | -0.67967 | -0.76453 | -0.84682 | -0.92705 | -1.0055 | -1.0814 | -1.1551 | -1.2266 | -1.2957 | -1.3626 | -1.4275 | -1.49
CA | Residential | Manufactured Home - Reg. Income | New | Cooling | Central AC | 0 | 0.00094171 | 0.0018519 | 0.0028257 | 0.0038596 | 0.00496 | 0.0061048 | 0.007277 | 0.0084861 | 0.0097235 | 0.01098 | 0.012257 | 0.013534 | 0.014804 | 0.016098 | 0.017412 | 0.018756 | 0.020121 | 0.021522 | 0.022953 | 0.024416 | 0.0259
CA | Residential | Manufactured Home - Reg. Income | New | Cooling | Room AC | 0 | 0.00070563 | 0.0014312 | 0.0022077 | 0.0030321 | 0.0039092 | 0.0048218 | 0.0057563 | 0.0067201 | 0.0077066 | 0.0087085 | 0.009726 | 0.010744 | 0.011762 | 0.012799 | 0.013851 | 0.014926 | 0.016018 | 0.017138 | 0.018282 | 0.019451 | 0.020637
CA | Residential | Manufactured Home - Reg. Income | New | Cooling | Air-Source Heat Pump | 0 | 0.00099018 | 0.001945 | 0.0029668 | 0.0040517 | 0.0052066 | 0.0064081 | 0.0076385 | 0.0089075 | 0.010206 | 0.011526 | 0.012865 | 0.014206 | 0.015538 | 0.016897 | 0.018276 | 0.019687 | 0.021119 | 0.022589 | 0.024092 | 0.025627 | 0.027185
CA | Residential | Manufactured Home - Reg. Income | New | Cooling | Geothermal Heat Pump | 0 | 0 | 0 | 0 | 0 | 0 | 0 | 0 | 0 | 0 | 0 | 0 | 0 | 0 | 0 | 0 | 0 | 0 | 0 | 0 | 0 | 0
CA | Residential | Manufactured Home - Reg. Income | New | Cooling | Evaporative Cooler | 0 | 0.00013542 | 0.00027371 | 0.00042073 | 0.00057583 | 0.00073985 | 0.0009094 | 0.0010819 | 0.0012587 | 0.0014384 | 0.0016198 | 0.0018027 | 0.0019845 | 0.002165 | 0.0023476 | 0.0025317 | 0.0027189 | 0.0029076 | 0.0031 | 0.0032955 | 0.003494 | 0.003694
CA | Residential | Manufactured Home - Reg. Income | New | Cooling | Ductless Mini Split Heat Pump | 0 | 0.00033639 | 0.00068623 | 0.0010646 | 0.0014706 | 0.001907 | 0.0023657 | 0.0028405 | 0.0033352 | 0.0038469 | 0.0043721 | 0.004911 | 0.0054563 | 0.0060076 | 0.0065747 | 0.0071561 | 0.0077563 | 0.0083715 | 0.0090082 | 0.009665 | 0.010342 | 0.011036
CA | Residential | Manufactured Home - Reg. Income | New | Space Heating | Electric Room Heat | 0 | 0.00076594 | 0.0015625 | 0.002435 | 0.0033484 | 0.0042861 | 0.005249 | 0.0062504 | 0.0072124 | 0.0082131 | 0.0092161 | 0.010269 | 0.011213 | 0.012191 | 0.013175 | 0.014222 | 0.015145 | 0.016137 | 0.017143 | 0.018244 | 0.019185 | 0.020212
CA | Residential | Manufactured Home - Reg. Income | New | Space Heating | Electric Furnace | 0 | 0.0069148 | 0.014106 | 0.021983 | 0.030229 | 0.038695 | 0.047387 | 0.056429 | 0.065113 | 0.074147 | 0.083203 | 0.092709 | 0.10123 | 0.11006 | 0.11894 | 0.12839 | 0.13673 | 0.14569 | 0.15477 | 0.1647 | 0.1732 | 0.18247
CA | Residential | Manufactured Home - Reg. Income | New | Space Heating | Air-Source Heat Pump | 0 | 0.0023746 | 0.0046871 | 0.0072209 | 0.0098715 | 0.012593 | 0.015387 | 0.018294 | 0.021085 | 0.023989 | 0.0269 | 0.029957 | 0.032696 | 0.035518 | 0.038359 | 0.041385 | 0.044054 | 0.046923 | 0.049834 | 0.053021 | 0.055744 | 0.05872
CA | Residential | Manufactured Home - Reg. Income | New | Space Heating | Geothermal Heat Pump | 0 | 0 | 0 | 0 | 0 | 0 | 0 | 0 | 0 | 0 | 0 | 0 | 0 | 0 | 0 | 0 | 0 | 0 | 0 | 0 | 0 | 0
CA | Residential | Manufactured Home - Reg. Income | New | Space Heating | Ductless Mini Split Heat Pump | 0 | 0.00079414 | 0.00162 | 0.0025247 | 0.0034716 | 0.0044439 | 0.0054422 | 0.0064806 | 0.007478 | 0.0085155 | 0.0095555 | 0.010647 | 0.011626 | 0.01264 | 0.01366 | 0.014745 | 0.015703 | 0.016731 | 0.017774 | 0.018916 | 0.019891 | 0.020956
CA | Residential | Manufactured Home - Reg. Income | New | Water Heating | Water Heater (<= 55 Gal) | 0 | 0.0073946 | 0.015036 | 0.023252 | 0.032017 | 0.041047 | 0.050346 | 0.059773 | 0.069401 | 0.07916 | 0.088976 | 0.098848 | 0.10863 | 0.1183 | 0.12808 | 0.13782 | 0.1477 | 0.15763 | 0.16774 | 0.17797 | 0.18835 | 0.19878
CA | Residential | Manufactured Home - Reg. Income | New | Water Heating | Water Heater (> 55 Gal) | 0 | 0 | 0 | 0 | 0 | 0 | 0 | 0 | 0 | 0 | 0 | 0 | 0 | 0 | 0 | 0 | 0 | 0 | 0 | 0 | 0 | 0
CA | Residential | Manufactured Home - Reg. Income | New | Interior Lighting | General Service Lighting | 0 | 0.001585 | 0.0032036 | 0.0049244 | 0.0064868 | 0.0080782 | 0.0096987 | 0.011322 | 0.012961 | 0.014434 | 0.015858 | 0.017289 | 0.018656 | 0.019987 | 0.021152 | 0.02228 | 0.023395 | 0.024482 | 0.025588 | 0.026576 | 0.027585 | 0.028596
CA | Residential | Manufactured Home - Reg. Income | New | Interior Lighting | Linear Lighting | 0 | 0.00090798 | 0.0018352 | 0.002821 | 0.0038553 | 0.0049088 | 0.0059815 | 0.0070561 | 0.0081412 | 0.0092245 | 0.010301 | 0.011371 | 0.012416 | 0.013438 | 0.014455 | 0.015456 | 0.01646 | 0.017456 | 0.018459 | 0.019464 | 0.020469 | 0.021466
CA | Residential | Manufactured Home - Reg. Income | New | Interior Lighting | Exempted Lighting | 0 | 3.6122e-06 | 7.3012e-06 | 1.1223e-05 | 1.4732e-05 | 1.8307e-05 | 2.1946e-05 | 2.5592e-05 | 2.9274e-05 | 3.2579e-05 | 3.5689e-05 | 3.8637e-05 | 4.1386e-05 | 4.4078e-05 | 4.6321e-05 | 4.8218e-05 | 5.0161e-05 | 5.2103e-05 | 5.432e-05 | 5.6588e-05 | 5.8892e-05 | 6.1198e-05
CA | Residential | Manufactured Home - Reg. Income | New | Exterior Lighting | General Service Lighting | 0 | 0.00038581 | 0.00077982 | 0.0011987 | 0.0015669 | 0.001942 | 0.0023239 | 0.0027065 | 0.0030929 | 0.0034334 | 0.0037604 | 0.0040787 | 0.0043796 | 0.0046709 | 0.004913 | 0.005147 | 0.0053776 | 0.0056035 | 0.0058338 | 0.006027 | 0.0062258 | 0.0064251
CA | Residential | Manufactured Home - Reg. Income | New | Appliances | Clothes Washer | 0 | 0.00040739 | 0.00082342 | 0.0012657 | 0.0017323 | 0.0022076 | 0.0026915 | 0.0031763 | 0.0036658 | 0.0041562 | 0.0046435 | 0.0051278 | 0.0056012 | 0.0060637 | 0.0065252 | 0.0069797 | 0.0074351 | 0.0078874 | 0.0083426 | 0.0087987 | 0.0092557 | 0.0097097
CA | Residential | Manufactured Home - Reg. Income | New | Appliances | Clothes Dryer | 0 | 0.0029365 | 0.0059459 | 0.0091561 | 0.012554 | 0.016027 | 0.019576 | 0.023143 | 0.026758 | 0.030392 | 0.034016 | 0.037631 | 0.041179 | 0.04466 | 0.048145 | 0.051591 | 0.055056 | 0.05851 | 0.061979 | 0.065368 | 0.068763 | 0.072136
CA | Residential | Manufactured Home - Reg. Income | New | Appliances | Dishwasher | 0 | 0.00028365 | 0.00057302 | 0.00088034 | 0.0012042 | 0.0015338 | 0.001869 | 0.0022045 | 0.0025429 | 0.0028815 | 0.0032177 | 0.0035514 | 0.0038771 | 0.0041951 | 0.0045119 | 0.0048236 | 0.0051356 | 0.0054451 | 0.0057563 | 0.0060677 | 0.0063795 | 0.0066888
CA | Residential | Manufactured Home - Reg. Income | New | Appliances | Refrigerator | 0 | 0.0017331 | 0.0035036 | 0.0053863 | 0.007371 | 0.0093895 | 0.011444 | 0.013502 | 0.015581 | 0.017663 | 0.019732 | 0.021788 | 0.023797 | 0.025761 | 0.02772 | 0.029649 | 0.031582 | 0.033501 | 0.035434 | 0.037369 | 0.039309 | 0.041236
CA | Residential | Manufactured Home - Reg. Income | New | Appliances | Freezer | 0 | 0.0012026 | 0.0024174 | 0.0036956 | 0.0050301 | 0.0063748 | 0.0077294 | 0.0090714 | 0.010412 | 0.01174 | 0.013044 | 0.014325 | 0.015562 | 0.016754 | 0.01793 | 0.019074 | 0.020207 | 0.021318 | 0.022425 | 0.023521 | 0.024607 | 0.025672
CA | Residential | Manufactured Home - Reg. Income | New | Appliances | Second Refrigerator | 0 | 0.00067915 | 0.001366 | 0.0020895 | 0.002845 | 0.0036058 | 0.0043726 | 0.005133 | 0.0058932 | 0.006647 | 0.0073882 | 0.0081169 | 0.0088209 | 0.0095005 | 0.010171 | 0.010824 | 0.011472 | 0.012108 | 0.012741 | 0.013369 | 0.013992 | 0.014604
CA | Residential | Manufactured Home - Reg. Income | New | Appliances | Stove/Oven | 0 | 0.00072954 | 0.0014746 | 0.0022666 | 0.0031022 | 0.0039533 | 0.0048199 | 0.005688 | 0.0065647 | 0.0074428 | 0.0083155 | 0.0091828 | 0.010031 | 0.010859 | 0.011685 | 0.012499 | 0.013315 | 0.014125 | 0.01494 | 0.015757 | 0.016575 | 0.017388
CA | Residential | Manufactured Home - Reg. Income | New | Appliances | Microwave | 0 | 0.00045261 | 0.00091483 | 0.0014062 | 0.0019246 | 0.0024527 | 0.0029903 | 0.0035289 | 0.0040728 | 0.0046176 | 0.005159 | 0.0056971 | 0.006223 | 0.0067369 | 0.0072496 | 0.0077545 | 0.0082604 | 0.008763 | 0.0092687 | 0.0097755 | 0.010283 | 0.010788
CA | Residential | Manufactured Home - Reg. Income | New | Appliances | Dehumidifier | 0 | 3.0333e-05 | 6.1309e-05 | 9.4241e-05 | 0.00012898 | 0.00016437 | 0.0002004 | 0.0002365 | 0.00027294 | 0.00030946 | 0.00034574 | 0.0003818 | 0.00041705 | 0.00045148 | 0.00048584 | 0.00051968 | 0.00055359 | 0.00058727 | 0.00062116 | 0.00065512 | 0.00068915 | 0.00072295
CA | Residential | Manufactured Home - Reg. Income | New | Appliances | Air Purifier | 0 | 6.6838e-05 | 0.00013509 | 0.00020766 | 0.00028421 | 0.00036219 | 0.00044158 | 0.00052112 | 0.00060143 | 0.00068189 | 0.00076184 | 0.0008413 | 0.00091896 | 0.00099485 | 0.0010706 | 0.0011451 | 0.0012198 | 0.0012941 | 0.0013687 | 0.0014436 | 0.0015185 | 0.001593
CA | Residential | Manufactured Home - Reg. Income | New | Electronics | Personal Computers | 0 | 0.00020217 | 0.00040864 | 0.00062814 | 0.0008597 | 0.0010956 | 0.0013357 | 0.0015763 | 0.0018192 | 0.0020626 | 0.0023044 | 0.0025448 | 0.0027797 | 0.0030093 | 0.0032383 | 0.0034638 | 0.0036898 | 0.0039143 | 0.0041402 | 0.0043665 | 0.0045933 | 0.0048186
CA | Residential | Manufactured Home - Reg. Income | New | Electronics | Monitor | 0 | 0.0001259 | 0.00025644 | 0.00039723 | 0.00054787 | 0.00070357 | 0.00086442 | 0.001028 | 0.0011956 | 0.001366 | 0.0015379 | 0.0017114 | 0.0018838 | 0.0020551 | 0.0022286 | 0.0024022 | 0.0025787 | 0.0027567 | 0.0029383 | 0.0031229 | 0.0033104 | 0.0034996
CA | Residential | Manufactured Home - Reg. Income | New | Electronics | Laptops | 0 | 0.00019083 | 0.00038868 | 0.00060207 | 0.00083038 | 0.0010664 | 0.0013102 | 0.0015581 | 0.0018121 | 0.0020703 | 0.0023309 | 0.0025939 | 0.0028552 | 0.0031149 | 0.0033778 | 0.003641 | 0.0039084 | 0.0041782 | 0.0044535 | 0.0047332 | 0.0050175 | 0.0053042
CA | Residential | Manufactured Home - Reg. Income | New | Electronics | TVs | 0 | 0.00205 | 0.0041705 | 0.0064522 | 0.0088882 | 0.0114 | 0.013989 | 0.016616 | 0.019302 | 0.022026 | 0.024768 | 0.027529 | 0.030265 | 0.032977 | 0.035717 | 0.038453 | 0.041227 | 0.044019 | 0.046862 | 0.049745 | 0.052668 | 0.05561
CA | Residential | Manufactured Home - Reg. Income | New | Electronics | Printer/Fax/Copier | 0 | 7.7979e-05 | 0.00015883 | 0.00024603 | 0.00033932 | 0.00043576 | 0.00053538 | 0.00063669 | 0.00074048 | 0.00084602 | 0.00095251 | 0.00106 | 0.0011668 | 0.0012729 | 0.0013803 | 0.0014878 | 0.0015971 | 0.0017074 | 0.0018199 | 0.0019342 | 0.0020503 | 0.0021675
CA | Residential | Manufactured Home - Reg. Income | New | Electronics | Set-top Boxes/DVRs | 0 | 0.00015723 | 0.00031987 | 0.00049487 | 0.00068171 | 0.00087437 | 0.001073 | 0.0012744 | 0.0014804 | 0.0016893 | 0.0018997 | 0.0021114 | 0.0023213 | 0.0025293 | 0.0027394 | 0.0029492 | 0.0031621 | 0.0033762 | 0.0035942 | 0.0038153 | 0.0040396 | 0.0042652
CA | Residential | Manufactured Home - Reg. Income | New | Electronics | Devices and Gadgets | 0 | 0.0016887 | 0.0034396 | 0.005328 | 0.0073484 | 0.0094368 | 0.011594 | 0.013788 | 0.016036 | 0.018321 | 0.020628 | 0.022955 | 0.025267 | 0.027565 | 0.029892 | 0.032221 | 0.034588 | 0.036975 | 0.039411 | 0.041886 | 0.044402 | 0.046939
CA | Residential | Manufactured Home - Reg. Income | New | Miscellaneous | Electric Vehicle Chargers | 0 | 0.00047982 | 0.0012376 | 0.0023727 | 0.0040988 | 0.0066601 | 0.010535 | 0.016334 | 0.024877 | 0.037095 | 0.054447 | 0.076351 | 0.10323 | 0.13554 | 0.17374 | 0.21757 | 0.26796 | 0.32435 | 0.38697 | 0.45646 | 0.53669 | 0.62895
CA | Residential | Manufactured Home - Reg. Income | New | Miscellaneous | Pool Pump | 0 | 2.131e-05 | 4.3072e-05 | 6.6208e-05 | 9.0615e-05 | 0.00011548 | 0.00014079 | 0.00016615 | 0.00019175 | 0.0002174 | 0.0002429 | 0.00026823 | 0.00029299 | 0.00031718 | 0.00034132 | 0.0003651 | 0.00038892 | 0.00041258 | 0.00043639 | 0.00046025 | 0.00048415 | 0.0005079
CA | Residential | Manufactured Home - Reg. Income | New | Miscellaneous | Pool Heater | 0 | 0.00022089 | 0.00044646 | 0.00068628 | 0.00093928 | 0.001197 | 0.0014594 | 0.0017222 | 0.0019876 | 0.0022535 | 0.0025178 | 0.0027803 | 0.003037 | 0.0032878 | 0.003538 | 0.0037844 | 0.0040313 | 0.0042766 | 0.0045234 | 0.0047707 | 0.0050185 | 0.0052647
CA | Residential | Manufactured Home - Reg. Income | New | Miscellaneous | Hot Tub/Spa | 0 | 0.00056569 | 0.0011434 | 0.0015458 | 0.0019703 | 0.0024027 | 0.0028429 | 0.003284 | 0.0037293 | 0.0041755 | 0.0045798 | 0.0049493 | 0.0053232 | 0.0056985 | 0.0060819 | 0.0064152 | 0.0067642 | 0.0071758 | 0.0075899 | 0.0080048 | 0.0084206 | 0.0088336
CA | Residential | Manufactured Home - Reg. Income | New | Miscellaneous | Furnace Fan | 0 | 0.00021937 | 0.00044638 | 0.00069075 | 0.00095174 | 0.001221 | 0.0014987 | 0.0017806 | 0.0020688 | 0.0023614 | 0.0026562 | 0.0029531 | 0.0032476 | 0.0035396 | 0.0038349 | 0.0041299 | 0.0044293 | 0.0047309 | 0.0050381 | 0.0053499 | 0.0056663 | 0.0059849
CA | Residential | Manufactured Home - Reg. Income | New | Miscellaneous | Well Pump | 0 | 0 | 0 | 0 | 0 | 0 | 0 | 0 | 0 | 0 | 0 | 0 | 0 | 0 | 0 | 0 | 0 | 0 | 0 | 0 | 0 | 0
CA | Residential | Manufactured Home - Reg. Income | New | Miscellaneous | Bathroom Exhaust Fan | 0 | 2.3997e-05 | 4.8503e-05 | 7.4556e-05 | 0.00010204 | 0.00013004 | 0.00015854 | 0.0001871 | 0.00021593 | 0.00024482 | 0.00027352 | 0.00030205 | 0.00032994 | 0.00035718 | 0.00038436 | 0.00041113 | 0.00043796 | 0.0004646 | 0.00049142 | 0.00051828 | 0.0005452 | 0.00057194
CA | Residential | Manufactured Home - Reg. Income | New | Miscellaneous | Miscellaneous | 0 | 0.0069305 | 0.014141 | 0.021943 | 0.030318 | 0.039002 | 0.048004 | 0.057187 | 0.066628 | 0.076258 | 0.086008 | 0.095879 | 0.10573 | 0.11554 | 0.12552 | 0.13553 | 0.14575 | 0.15608 | 0.16666 | 0.17744 | 0.18842 | 0.19954
CA | Residential | Manufactured Home - Reg. Income | New | Generation | Solar PV | 0 | -0.0010799 | -0.0026616 | -0.0048738 | -0.0078325 | -0.011568 | -0.016038 | -0.021343 | -0.02817 | -0.03669 | -0.04625 | -0.057682 | -0.070069 | -0.083375 | -0.097703 | -0.11285 | -0.12892 | -0.14581 | -0.16357 | -0.18215 | -0.20154 | -0.22156
ID | Residential | Single Family - Mod. Income | Existing | Cooling | Central AC | 9.1516 | 9.1373 | 9.1163 | 9.0534 | 9.0217 | 9.0518 | 9.081 | 9.1104 | 9.1409 | 9.1735 | 9.2091 | 9.2483 | 9.2921 | 9.341 | 9.3958 | 9.4896 | 9.5894 | 9.6951 | 9.8066 | 9.9241 | 10.0474 | 10.1761
ID | Residential | Single Family - Mod. Income | Existing | Cooling | Room AC | 1.7958 | 1.7822 | 1.767 | 1.7514 | 1.7362 | 1.7357 | 1.7373 | 1.7418 | 1.7488 | 1.7581 | 1.7694 | 1.7826 | 1.7975 | 1.8139 | 1.8316 | 1.857 | 1.8835 | 1.9112 | 1.9399 | 1.9695 | 2 | 2.0313
ID | Residential | Single Family - Mod. Income | Existing | Cooling | Air-Source Heat Pump | 0.55805 | 0.561 | 0.56355 | 0.56604 | 0.5685 | 0.57532 | 0.58219 | 0.58913 | 0.59614 | 0.60326 | 0.61048 | 0.61783 | 0.62531 | 0.63295 | 0.64074 | 0.65095 | 0.6614 | 0.67208 | 0.68297 | 0.69408 | 0.7054 | 0.71692
ID | Residential | Single Family - Mod. Income | Existing | Cooling | Geothermal Heat Pump | 0.21905 | 0.21823 | 0.21728 | 0.21625 | 0.21517 | 0.21573 | 0.21629 | 0.21688 | 0.21754 | 0.2183 | 0.21916 | 0.22017 | 0.22134 | 0.2227 | 0.22427 | 0.22684 | 0.22965 | 0.2326 | 0.23568 | 0.23888 | 0.24219 | 0.24561
ID | Residential | Single Family - Mod. Income | Existing | Cooling | Evaporative Cooler | 0.24979 | 0.2484 | 0.24696 | 0.2455 | 0.24401 | 0.24438 | 0.24473 | 0.24509 | 0.24545 | 0.24583 | 0.24623 | 0.24668 | 0.24717 | 0.24772 | 0.24831 | 0.24982 | 0.25136 | 0.25293 | 0.25453 | 0.25616 | 0.25781 | 0.25949
ID | Residential | Single Family - Mod. Income | Existing | Cooling | Ductless Mini Split Heat Pump | 0.28587 | 0.29266 | 0.29961 | 0.30672 | 0.31401 | 0.32392 | 0.33412 | 0.34463 | 0.35545 | 0.36659 | 0.37805 | 0.38986 | 0.40201 | 0.41452 | 0.42739 | 0.44217 | 0.45741 | 0.47312 | 0.48932 | 0.50603 | 0.52325 | 0.541
ID | Residential | Single Family - Mod. Income | Existing | Space Heating | Electric Room Heat | 40.5947 | 41.3096 | 42.0373 | 42.9888 | 43.5428 | 44.1301 | 44.7339 | 45.5755 | 45.9989 | 46.6636 | 47.3519 | 48.2955 | 48.8046 | 49.5715 | 50.3652 | 51.4499 | 52.0732 | 52.9666 | 53.8856 | 55.0915 | 55.7999 | 56.7946
ID | Residential | Single Family - Mod. Income | Existing | Space Heating | Electric Furnace | 50.906 | 51.8025 | 52.715 | 53.9082 | 54.603 | 55.3394 | 56.0966 | 57.1519 | 57.6829 | 58.5165 | 59.3795 | 60.5629 | 61.2012 | 62.163 | 63.1583 | 64.5185 | 65.3001 | 66.4204 | 67.5729 | 69.085 | 69.9734 | 71.2207
ID | Residential | Single Family - Mod. Income | Existing | Space Heating | Air-Source Heat Pump | 6.4265 | 6.5848 | 6.7406 | 6.9334 | 7.0628 | 7.1975 | 7.3343 | 7.5095 | 7.6148 | 7.7584 | 7.9043 | 8.0911 | 8.2031 | 8.3561 | 8.5115 | 8.7143 | 8.8379 | 9.0061 | 9.1777 | 9.3973 | 9.5312 | 9.7132
ID | Residential | Single Family - Mod. Income | Existing | Space Heating | Geothermal Heat Pump | 0.9678 | 0.97924 | 0.99064 | 1.007 | 1.014 | 1.0216 | 1.0298 | 1.0434 | 1.0477 | 1.0577 | 1.0685 | 1.0853 | 1.0927 | 1.1062 | 1.1208 | 1.1423 | 1.1541 | 1.1722 | 1.1909 | 1.2162 | 1.2306 | 1.2514
ID | Residential | Single Family - Mod. Income | Existing | Space Heating | Ductless Mini Split Heat Pump | 3.4003 | 3.481 | 3.5637 | 3.666 | 3.7349 | 3.8067 | 3.8798 | 3.9733 | 4.03 | 4.1071 | 4.1856 | 4.286 | 4.3469 | 4.4297 | 4.514 | 4.6236 | 4.691 | 4.782 | 4.8746 | 4.9926 | 5.065 | 5.1628
ID | Residential | Single Family - Mod. Income | Existing | Water Heating | Water Heater (<= 55 Gal) | 34.9217 | 35.4896 | 36.0668 | 36.6533 | 37.2494 | 37.8552 | 38.4708 | 39.0965 | 39.7323 | 40.3785 | 41.0352 | 41.7025 | 42.3807 | 43.07 | 43.7704 | 44.4822 | 45.2057 | 45.9408 | 46.688 | 47.4473 | 48.2189 | 49.0031
ID | Residential | Single Family - Mod. Income | Existing | Water Heating | Water Heater (> 55 Gal) | 2.264 | 2.2193 | 2.1665 | 2.1089 | 2.0491 | 1.9894 | 1.9318 | 1.8781 | 1.8296 | 1.7876 | 1.7532 | 1.7273 | 1.7088 | 1.6966 | 1.6899 | 1.688 | 1.6903 | 1.6962 | 1.7053 | 1.7172 | 1.7315 | 1.748
ID | Residential | Single Family - Mod. Income | Existing | Interior Lighting | General Service Lighting | 24.182 | 23.5246 | 22.5363 | 21.3826 | 19.9295 | 18.3777 | 16.7232 | 15.3087 | 14.1598 | 13.1421 | 12.2739 | 11.5359 | 10.9009 | 10.3627 | 9.8775 | 9.4527 | 9.0803 | 8.7529 | 8.4702 | 8.1844 | 7.9223 | 7.684
ID | Residential | Single Family - Mod. Income | Existing | Interior Lighting | Linear Lighting | 3.2395 | 3.2343 | 3.2291 | 3.224 | 3.2176 | 3.2111 | 3.2045 | 3.1979 | 3.1912 | 3.1835 | 3.1757 | 3.168 | 3.1601 | 3.1523 | 3.1437 | 3.1351 | 3.1265 | 3.1179 | 3.1093 | 3.1007 | 3.0926 | 3.0847
ID | Residential | Single Family - Mod. Income | Existing | Interior Lighting | Exempted Lighting | 0.15766 | 0.15133 | 0.14176 | 0.12979 | 0.11557 | 0.10022 | 0.083901 | 0.071784 | 0.062725 | 0.055737 | 0.050382 | 0.046196 | 0.042841 | 0.040216 | 0.03791 | 0.035797 | 0.033959 | 0.032376 | 0.031246 | 0.030317 | 0.029543 | 0.028951
ID | Residential | Single Family - Mod. Income | Existing | Exterior Lighting | General Service Lighting | 5.8257 | 5.6698 | 5.3651 | 4.9615 | 4.4692 | 3.9447 | 3.5074 | 3.1773 | 2.9159 | 2.6969 | 2.5177 | 2.3686 | 2.2415 | 2.1354 | 2.0356 | 1.9488 | 1.8734 | 1.8075 | 1.7512 | 1.6899 | 1.6304 | 1.5738
ID | Residential | Single Family - Mod. Income | Existing | Appliances | Clothes Washer | 2.6257 | 2.6237 | 2.6216 | 2.6196 | 2.6168 | 2.6126 | 2.6084 | 2.6043 | 2.6001 | 2.5959 | 2.5918 | 2.5876 | 2.5835 | 2.5794 | 2.5752 | 2.5711 | 2.567 | 2.5629 | 2.5588 | 2.5547 | 2.5506 | 2.5465
ID | Residential | Single Family - Mod. Income | Existing | Appliances | Clothes Dryer | 15.518 | 15.517 | 15.5173 | 15.5184 | 15.5199 | 15.5212 | 15.5221 | 15.5222 | 15.5213 | 15.5191 | 15.5156 | 15.5108 | 15.5049 | 15.4982 | 15.4907 | 15.4826 | 15.4739 | 15.4647 | 15.4551 | 15.4452 | 15.435 | 15.4245
ID | Residential | Single Family - Mod. Income | Existing | Appliances | Dishwasher | 1.6746 | 1.6685 | 1.6624 | 1.6564 | 1.6504 | 1.6444 | 1.6384 | 1.6325 | 1.6266 | 1.6207 | 1.6148 | 1.6089 | 1.6031 | 1.5973 | 1.5915 | 1.5857 | 1.58 | 1.5742 | 1.5685 | 1.5628 | 1.5572 | 1.5515
ID | Residential | Single Family - Mod. Income | Existing | Appliances | Refrigerator | 13.4314 | 13.397 | 13.3619 | 13.3265 | 13.291 | 13.2556 | 13.2205 | 13.1859 | 13.152 | 13.119 | 13.0869 | 13.0559 | 13.0259 | 12.9969 | 12.9686 | 12.9411 | 12.9143 | 12.8881 | 12.8625 | 12.8374 | 12.8128 | 12.7886
ID | Residential | Single Family - Mod. Income | Existing | Appliances | Freezer | 12.8676 | 12.7414 | 12.6163 | 12.4925 | 12.37 | 12.2486 | 12.1284 | 12.0094 | 11.8915 | 11.7749 | 11.6593 | 11.5449 | 11.4317 | 11.3195 | 11.2084 | 11.0984 | 10.9896 | 10.8817 | 10.775 | 10.6692 | 10.5645 | 10.4609
ID | Residential | Single Family - Mod. Income | Existing | Appliances | Second Refrigerator | 10.1368 | 9.8758 | 9.6077 | 9.3367 | 9.0664 | 8.8001 | 8.5405 | 8.2901 | 8.0511 | 7.8254 | 7.6145 | 7.4199 | 7.2401 | 7.0735 | 6.919 | 6.7753 | 6.6415 | 6.5166 | 6.3998 | 6.2903 | 6.1875 | 6.0906
ID | Residential | Single Family - Mod. Income | Existing | Appliances | Stove/Oven | 2.7519 | 2.7458 | 2.7394 | 2.7327 | 2.7258 | 2.7189 | 2.712 | 2.7052 | 2.6984 | 2.6919 | 2.6855 | 2.6793 | 2.6734 | 2.6676 | 2.6622 | 2.6569 | 2.6519 | 2.647 | 2.6423 | 2.6377 | 2.6332 | 2.6287
ID | Residential | Single Family - Mod. Income | Existing | Appliances | Microwave | 3.0172 | 3.0124 | 3.0076 | 3.0028 | 2.998 | 2.9932 | 2.9884 | 2.9836 | 2.9788 | 2.9741 | 2.9693 | 2.9646 | 2.9598 | 2.9551 | 2.9504 | 2.9456 | 2.9409 | 2.9362 | 2.9315 | 2.9268 | 2.9221 | 2.9175
ID | Residential | Single Family - Mod. Income | Existing | Appliances | Dehumidifier | 0.68209 | 0.67403 | 0.66487 | 0.65511 | 0.64512 | 0.63523 | 0.62572 | 0.6168 | 0.60867 | 0.60146 | 0.59532 | 0.59006 | 0.58553 | 0.5816 | 0.57819 | 0.5752 | 0.57256 | 0.57022 | 0.56811 | 0.56621 | 0.56448 | 0.5629
ID | Residential | Single Family - Mod. Income | Existing | Appliances | Air Purifier | 1.0251 | 1.0235 | 1.0218 | 1.0202 | 1.0186 | 1.0169 | 1.0153 | 1.0137 | 1.0121 | 1.0104 | 1.0088 | 1.0072 | 1.0056 | 1.004 | 1.0024 | 1.0008 | 0.99918 | 0.99758 | 0.99599 | 0.99439 | 0.9928 | 0.99121
ID | Residential | Single Family - Mod. Income | Existing | Electronics | Personal Computers | 2.2215 | 2.1361 | 2.0377 | 1.9363 | 1.8401 | 1.7553 | 1.6872 | 1.6323 | 1.588 | 1.5521 | 1.5231 | 1.4994 | 1.48 | 1.4641 | 1.4509 | 1.44 | 1.4308 | 1.423 | 1.4163 | 1.4105 | 1.4054 | 1.4009
ID | Residential | Single Family - Mod. Income | Existing | Electronics | Monitor | 1.6376 | 1.5739 | 1.4981 | 1.4194 | 1.3453 | 1.2814 | 1.2327 | 1.1959 | 1.1688 | 1.1495 | 1.1364 | 1.1283 | 1.1242 | 1.1234 | 1.1252 | 1.1292 | 1.1349 | 1.142 | 1.1503 | 1.1595 | 1.1695 | 1.1802
ID | Residential | Single Family - Mod. Income | Existing | Electronics | Laptops | 1.7248 | 1.6917 | 1.6586 | 1.6356 | 1.6206 | 1.612 | 1.6086 | 1.6094 | 1.6136 | 1.6205 | 1.6297 | 1.6407 | 1.6533 | 1.6671 | 1.6819 | 1.6976 | 1.714 | 1.7311 | 1.7487 | 1.7668 | 1.7854 | 1.8043
ID | Residential | Single Family - Mod. Income | Existing | Electronics | TVs | 4.3896 | 5.878 | 7.3189 | 8.6021 | 9.6398 | 10.481 | 11.1652 | 11.7237 | 12.1818 | 12.5595 | 12.8731 | 13.1353 | 13.3565 | 13.545 | 13.7073 | 13.8487 | 13.9734 | 14.0849 | 14.1857 | 14.2782 | 14.364 | 14.4445
ID | Residential | Single Family - Mod. Income | Existing | Electronics | Printer/Fax/Copier | 0.55331 | 0.54605 | 0.53721 | 0.52849 | 0.52122 | 0.51649 | 0.51381 | 0.51277 | 0.51305 | 0.51442 | 0.51666 | 0.5196 | 0.52313 | 0.52714 | 0.53155 | 0.53628 | 0.54129 | 0.54654 | 0.55198 | 0.55761 | 0.56338 | 0.5693
ID | Residential | Single Family - Mod. Income | Existing | Electronics | Set-top Boxes/DVRs | 0.89689 | 0.89182 | 0.88541 | 0.87867 | 0.87244 | 0.86737 | 0.864 | 0.86199 | 0.86107 | 0.86103 | 0.86169 | 0.86291 | 0.86459 | 0.86663 | 0.86897 | 0.87155 | 0.87433 | 0.87726 | 0.88033 | 0.8835 | 0.88676 | 0.89009
ID | Residential | Single Family - Mod. Income | Existing | Electronics | Devices and Gadgets | 13.4334 | 13.5814 | 13.7311 | 13.8824 | 14.0354 | 14.1901 | 14.3465 | 14.5046 | 14.6645 | 14.8261 | 14.9895 | 15.1547 | 15.3217 | 15.4905 | 15.6613 | 15.8339 | 16.0084 | 16.1848 | 16.3631 | 16.5435 | 16.7258 | 16.9101
ID | Residential | Single Family - Mod. Income | Existing | Miscellaneous | Electric Vehicle Chargers | 0 | 0 | 0 | 0 | 0 | 0 | 0 | 0 | 0 | 0 | 0 | 0 | 0 | 0 | 0 | 0 | 0 | 0 | 0 | 0 | 0 | 0
ID | Residential | Single Family - Mod. Income | Existing | Miscellaneous | Pool Pump | 1.2841 | 1.0659 | 0.89328 | 0.75706 | 0.65039 | 0.56812 | 0.50639 | 0.46004 | 0.4252 | 0.39898 | 0.37922 | 0.36429 | 0.35299 | 0.34439 | 0.33783 | 0.33279 | 0.32889 | 0.32584 | 0.32342 | 0.32149 | 0.31992 | 0.31861
ID | Residential | Single Family - Mod. Income | Existing | Miscellaneous | Pool Heater | 0 | 0 | 0 | 0 | 0 | 0 | 0 | 0 | 0 | 0 | 0 | 0 | 0 | 0 | 0 | 0 | 0 | 0 | 0 | 0 | 0 | 0
ID | Residential | Single Family - Mod. Income | Existing | Miscellaneous | Hot Tub/Spa | 3.5552 | 3.6906 | 3.8555 | 3.9207 | 3.9755 | 4.0138 | 4.0307 | 4.0224 | 3.9857 | 3.9182 | 3.8485 | 3.7725 | 3.7106 | 3.6602 | 3.6187 | 3.5653 | 3.5159 | 3.5002 | 3.4865 | 3.4745 | 3.4637 | 3.4541
ID | Residential | Single Family - Mod. Income | Existing | Miscellaneous | Furnace Fan | 4.3565 | 4.3781 | 4.3983 | 4.4176 | 4.4367 | 4.4558 | 4.4755 | 4.4961 | 4.5178 | 4.5411 | 4.5662 | 4.5932 | 4.6224 | 4.654 | 4.6882 | 4.725 | 4.7644 | 4.8061 | 4.85 | 4.8959 | 4.9438 | 4.9935
ID | Residential | Single Family - Mod. Income | Existing | Miscellaneous | Well Pump | 1.5279 | 1.5255 | 1.523 | 1.5206 | 1.5182 | 1.5157 | 1.5133 | 1.5109 | 1.5085 | 1.506 | 1.5036 | 1.5012 | 1.4988 | 1.4964 | 1.494 | 1.4916 | 1.4893 | 1.4869 | 1.4845 | 1.4821 | 1.4798 | 1.4774
ID | Residential | Single Family - Mod. Income | Existing | Miscellaneous | Bathroom Exhaust Fan | 0.39889 | 0.39825 | 0.39761 | 0.39698 | 0.39634 | 0.39571 | 0.39508 | 0.39444 | 0.39381 | 0.39318 | 0.39255 | 0.39193 | 0.3913 | 0.39067 | 0.39005 | 0.38942 | 0.3888 | 0.38818 | 0.38756 | 0.38694 | 0.38632 | 0.3857
ID | Residential | Single Family - Mod. Income | Existing | Miscellaneous | Miscellaneous | 32.0478 | 31.9802 | 31.9127 | 31.8454 | 31.7782 | 31.7111 | 31.6442 | 31.5775 | 31.5108 | 31.4443 | 31.378 | 31.3118 | 31.2457 | 31.1798 | 31.114 | 31.0484 | 30.9829 | 30.9175 | 30.8523 | 30.7872 | 30.7222 | 30.6574
ID | Residential | Single Family - Mod. Income | Existing | Generation | Solar PV | -6.3004 | -7.1735 | -8.035 | -8.9696 | -9.945 | -11.0949 | -12.274 | -13.9575 | -15.7517 | -17.5095 | -19.5555 | -21.6907 | -23.6272 | -25.511 | -27.3502 | -29.1456 | -30.8972 | -32.6002 | -34.2469 | -35.8314 | -37.3608 | -38.8397
ID | Residential | Single Family - Mod. Income | New | Cooling | Central AC | 0 | 0.12265 | 0.28828 | 0.42421 | 0.57675 | 0.7295 | 0.88336 | 1.0411 | 1.2021 | 1.3656 | 1.5331 | 1.706 | 1.8833 | 2.0649 | 2.252 | 2.4529 | 2.6615 | 2.8779 | 3.1008 | 3.3291 | 3.5644 | 3.8072
ID | Residential | Single Family - Mod. Income | New | Cooling | Room AC | 0 | 0.024104 | 0.05651 | 0.087871 | 0.11834 | 0.1495 | 0.18089 | 0.21307 | 0.24592 | 0.27925 | 0.31343 | 0.34871 | 0.38488 | 0.42193 | 0.46009 | 0.50115 | 0.54394 | 0.58838 | 0.63421 | 0.6811 | 0.7294 | 0.77921
ID | Residential | Single Family - Mod. Income | New | Cooling | Air-Source Heat Pump | 0 | 0.0088857 | 0.020438 | 0.031619 | 0.042481 | 0.053592 | 0.064784 | 0.076261 | 0.087972 | 0.09986 | 0.11205 | 0.12463 | 0.13752 | 0.15073 | 0.16434 | 0.17896 | 0.19419 | 0.21001 | 0.22633 | 0.24303 | 0.26023 | 0.27797
ID | Residential | Single Family - Mod. Income | New | Cooling | Geothermal Heat Pump | 0 | 0.0029179 | 0.006842 | 0.010641 | 0.014332 | 0.018109 | 0.021914 | 0.025815 | 0.029796 | 0.033837 | 0.03798 | 0.042256 | 0.046641 | 0.051131 | 0.055757 | 0.060735 | 0.065921 | 0.071309 | 0.076864 | 0.082549 | 0.088405 | 0.094443
ID | Residential | Single Family - Mod. Income | New | Cooling | Evaporative Cooler | 0 | 0.0036603 | 0.008503 | 0.013102 | 0.017484 | 0.021888 | 0.026242 | 0.030631 | 0.035031 | 0.039419 | 0.043842 | 0.048333 | 0.052862 | 0.057424 | 0.062049 | 0.066973 | 0.072031 | 0.077208 | 0.082466 | 0.087758 | 0.093128 | 0.098583
ID | Residential | Single Family - Mod. Income | New | Cooling | Ductless Mini Split Heat Pump | 0 | 0.0047248 | 0.011255 | 0.017782 | 0.024333 | 0.031234 | 0.038399 | 0.045959 | 0.053895 | 0.062185 | 0.070917 | 0.080167 | 0.089905 | 0.10014 | 0.11095 | 0.1228 | 0.13543 | 0.14885 | 0.16302 | 0.17788 | 0.19356 | 0.2101
ID | Residential | Single Family - Mod. Income | New | Space Heating | Electric Room Heat | 0 | 0.60995 | 1.4529 | 2.3067 | 3.1412 | 3.9839 | 4.8393 | 5.7508 | 6.6318 | 7.5614 | 8.5215 | 9.5654 | 10.5509 | 11.6149 | 12.7188 | 13.9366 | 15.074 | 16.3281 | 17.6256 | 19.0482 | 20.3354 | 21.7611
ID | Residential | Single Family - Mod. Income | New | Space Heating | Electric Furnace | 0 | 0.76488 | 1.822 | 2.8927 | 3.9391 | 4.9958 | 6.0685 | 7.2115 | 8.3163 | 9.4821 | 10.686 | 11.9951 | 13.2309 | 14.5652 | 15.9494 | 17.4766 | 18.9029 | 20.4756 | 22.1026 | 23.8865 | 25.5007 | 27.2885
ID | Residential | Single Family - Mod. Income | New | Space Heating | Air-Source Heat Pump | 0 | 0.10992 | 0.25671 | 0.40541 | 0.55071 | 0.69743 | 0.84638 | 1.0051 | 1.1585 | 1.3204 | 1.4875 | 1.6693 | 1.8409 | 2.0262 | 2.2184 | 2.4301 | 2.6279 | 2.846 | 3.0717 | 3.3192 | 3.5431 | 3.7912
ID | Residential | Single Family - Mod. Income | New | Space Heating | Geothermal Heat Pump | 0 | 0.013558 | 0.0323 | 0.051288 | 0.069847 | 0.088595 | 0.10763 | 0.12791 | 0.14751 | 0.16819 | 0.18955 | 0.21278 | 0.2347 | 0.25838 | 0.28294 | 0.31003 | 0.33534 | 0.36324 | 0.39211 | 0.42377 | 0.45241 | 0.48413
ID | Residential | Single Family - Mod. Income | New | Space Heating | Ductless Mini Split Heat Pump | 0 | 0.055247 | 0.1316 | 0.20894 | 0.28452 | 0.36084 | 0.43833 | 0.52089 | 0.60069 | 0.68489 | 0.77185 | 0.86641 | 0.95567 | 1.052 | 1.152 | 1.2623 | 1.3654 | 1.4789 | 1.5965 | 1.7253 | 1.8419 | 1.971
ID | Residential | Single Family - Mod. Income | New | Water Heating | Water Heater (<= 55 Gal) | 0 | 0.60312 | 1.4262 | 2.2368 | 3.0384 | 3.8423 | 4.6539 | 5.4882 | 6.3415 | 7.21 | 8.1027 | 9.0267 | 9.9768 | 10.9529 | 11.9612 | 13.0039 | 14.0886 | 15.2139 | 16.3728 | 17.557 | 18.7761 | 20.0323
ID | Residential | Single Family - Mod. Income | New | Water Heating | Water Heater (> 55 Gal) | 0 | 0.020742 | 0.049048 | 0.076928 | 0.1045 | 0.13214 | 0.16006 | 0.18875 | 0.2181 | 0.24797 | 0.27867 | 0.31045 | 0.34312 | 0.37669 | 0.41137 | 0.44723 | 0.48454 | 0.52324 | 0.56309 | 0.60382 | 0.64575 | 0.68895
ID | Residential | Single Family - Mod. Income | New | Interior Lighting | General Service Lighting | 0 | 0.27632 | 0.56431 | 0.83141 | 1.0294 | 1.2246 | 1.4129 | 1.5884 | 1.7777 | 1.9428 | 2.1017 | 2.2578 | 2.4094 | 2.5609 | 2.6958 | 2.8299 | 2.9645 | 3.0992 | 3.235 | 3.3538 | 3.4682 | 3.5865
ID | Residential | Single Family - Mod. Income | New | Interior Lighting | Linear Lighting | 0 | 0.068706 | 0.15961 | 0.24593 | 0.32728 | 0.40594 | 0.48253 | 0.55859 | 0.63372 | 0.707 | 0.77982 | 0.8528 | 0.92536 | 0.99747 | 1.0692 | 1.1412 | 1.2139 | 1.287 | 1.36 | 1.4321 | 1.5036 | 1.5748
ID | Residential | Single Family - Mod. Income | New | Interior Lighting | Exempted Lighting | 0 | 0.001108 | 0.0023176 | 0.003345 | 0.0041613 | 0.0049676 | 0.0057204 | 0.0065308 | 0.0073464 | 0.0080665 | 0.0087419 | 0.0093719 | 0.0099624 | 0.010554 | 0.011044 | 0.011467 | 0.011888 | 0.012333 | 0.012853 | 0.01338 | 0.013913 | 0.014449
ID | Residential | Single Family - Mod. Income | New | Exterior Lighting | General Service Lighting | 0 | 0.076863 | 0.1443 | 0.19468 | 0.23263 | 0.27134 | 0.30457 | 0.34599 | 0.38834 | 0.42539 | 0.46107 | 0.49525 | 0.52778 | 0.55991 | 0.58639 | 0.61258 | 0.63884 | 0.66509 | 0.69165 | 0.71389 | 0.73458 | 0.75615
ID | Residential | Single Family - Mod. Income | New | Appliances | Clothes Washer | 0 | 0.044587 | 0.10366 | 0.15986 | 0.21345 | 0.26518 | 0.31555 | 0.36557 | 0.41499 | 0.46353 | 0.51176 | 0.56011 | 0.60818 | 0.65594 | 0.70374 | 0.75164 | 0.80002 | 0.84874 | 0.89733 | 0.94532 | 0.99319 | 1.041
ID | Residential | Single Family - Mod. Income | New | Appliances | Clothes Dryer | 0 | 0.26641 | 0.61939 | 0.95517 | 1.2757 | 1.5862 | 1.889 | 2.1903 | 2.4884 | 2.7817 | 3.0737 | 3.3669 | 3.6588 | 3.9494 | 4.2407 | 4.5331 | 4.8288 | 5.1271 | 5.4251 | 5.7199 | 6.0145 | 6.3093
ID | Residential | Single Family - Mod. Income | New | Appliances | Dishwasher | 0 | 0.028355 | 0.065736 | 0.10108 | 0.13462 | 0.16691 | 0.19821 | 0.22916 | 0.25961 | 0.28939 | 0.31885 | 0.34826 | 0.37738 | 0.40619 | 0.43491 | 0.46356 | 0.4924 | 0.52133 | 0.55006 | 0.57829 | 0.60634 | 0.63425
ID | Residential | Single Family - Mod. Income | New | Appliances | Refrigerator | 0 | 0.22367 | 0.51966 | 0.80073 | 1.0686 | 1.3276 | 1.5798 | 1.8303 | 2.0777 | 2.3207 | 2.5622 | 2.8043 | 3.0449 | 3.2841 | 3.5234 | 3.7633 | 4.0056 | 4.2495 | 4.4929 | 4.7332 | 4.9729 | 5.2124
ID | Residential | Single Family - Mod. Income | New | Appliances | Freezer | 0 | 0.21653 | 0.49889 | 0.76238 | 1.009 | 1.2433 | 1.4672 | 1.6858 | 1.898 | 2.1026 | 2.3023 | 2.499 | 2.6912 | 2.8786 | 3.063 | 3.2446 | 3.425 | 3.6037 | 3.7787 | 3.948 | 4.1138 | 4.2764
ID | Residential | Single Family - Mod. Income | New | Appliances | Second Refrigerator | 0 | 0.11187 | 0.25825 | 0.3954 | 0.52433 | 0.64728 | 0.76533 | 0.88102 | 0.99376 | 1.103 | 1.21 | 1.3159 | 1.4197 | 1.5215 | 1.622 | 1.7214 | 1.8206 | 1.9192 | 2.0162 | 2.1105 | 2.2033 | 2.2948
ID | Residential | Single Family - Mod. Income | New | Appliances | Stove/Oven | 0 | 0.046109 | 0.10711 | 0.16505 | 0.22026 | 0.27363 | 0.32561 | 0.37722 | 0.42821 | 0.4783 | 0.52808 | 0.57796 | 0.62756 | 0.67685 | 0.72617 | 0.77559 | 0.82552 | 0.87579 | 0.92593 | 0.97545 | 1.0248 | 1.0742
ID | Residential | Single Family - Mod. Income | New | Appliances | Microwave | 0 | 0.051194 | 0.11893 | 0.18325 | 0.24455 | 0.30381 | 0.36151 | 0.41882 | 0.47544 | 0.53105 | 0.58631 | 0.64169 | 0.69677 | 0.75149 | 0.80625 | 0.86113 | 0.91656 | 0.97237 | 1.028 | 1.083 | 1.1379 | 1.1927
ID | Residential | Single Family - Mod. Income | New | Appliances | Dehumidifier | 0 | 0.0098172 | 0.022806 | 0.035141 | 0.046895 | 0.05826 | 0.069326 | 0.080316 | 0.091172 | 0.10184 | 0.11243 | 0.12305 | 0.13362 | 0.14411 | 0.15461 | 0.16513 | 0.17576 | 0.18647 | 0.19714 | 0.20769 | 0.2182 | 0.22871
ID | Residential | Single Family - Mod. Income | New | Appliances | Air Purifier | 0 | 0.017393 | 0.040405 | 0.062259 | 0.083084 | 0.10322 | 0.12282 | 0.1423 | 0.16153 | 0.18042 | 0.1992 | 0.21802 | 0.23673 | 0.25532 | 0.27392 | 0.29257 | 0.3114 | 0.33036 | 0.34928 | 0.36796 | 0.38659 | 0.4052
ID | Residential | Single Family - Mod. Income | New | Electronics | Personal Computers | 0 | 0.024425 | 0.056741 | 0.08743 | 0.11668 | 0.14495 | 0.17248 | 0.19983 | 0.22684 | 0.25337 | 0.27974 | 0.30616 | 0.33244 | 0.35855 | 0.38467 | 0.41085 | 0.4373 | 0.46393 | 0.49049 | 0.51672 | 0.54289 | 0.56903
ID | Residential | Single Family - Mod. Income | New | Electronics | Monitor | 0 | 0.015993 | 0.037624 | 0.058705 | 0.079332 | 0.099804 | 0.12026 | 0.14109 | 0.16218 | 0.18344 | 0.20509 | 0.2273 | 0.24993 | 0.27297 | 0.29656 | 0.32075 | 0.34571 | 0.3714 | 0.39763 | 0.42419 | 0.4513 | 0.47902
ID | Residential | Single Family - Mod. Income | New | Electronics | Laptops | 0 | 0.024588 | 0.057842 | 0.090253 | 0.12196 | 0.15344 | 0.18489 | 0.21691 | 0.24934 | 0.28203 | 0.31531 | 0.34946 | 0.38425 | 0.41966 | 0.45593 | 0.49312 | 0.5315 | 0.57099 | 0.61131 | 0.65215 | 0.69383 | 0.73643
ID | Residential | Single Family - Mod. Income | New | Electronics | TVs | 0 | 0.22789 | 0.53238 | 0.82495 | 1.1071 | 1.3832 | 1.6552 | 1.9284 | 2.2014 | 2.4727 | 2.7454 | 3.0217 | 3.2996 | 3.5788 | 3.8612 | 4.1473 | 4.4391 | 4.736 | 5.0354 | 5.3346 | 5.6363 | 5.941
ID | Residential | Single Family - Mod. Income | New | Electronics | Printer/Fax/Copier | 0 | 0.0077551 | 0.018243 | 0.028465 | 0.038467 | 0.048394 | 0.058314 | 0.068412 | 0.078641 | 0.08895 | 0.099448 | 0.11022 | 0.12119 | 0.13236 | 0.1438 | 0.15553 | 0.16763 | 0.18009 | 0.19281 | 0.20569 | 0.21883 | 0.23227
ID | Residential | Single Family - Mod. Income | New | Electronics | Set-top Boxes/DVRs | 0 | 0.013942 | 0.032572 | 0.050471 | 0.067734 | 0.084623 | 0.10126 | 0.11798 | 0.13468 | 0.15128 | 0.16797 | 0.18487 | 0.20187 | 0.21895 | 0.23623 | 0.25373 | 0.27159 | 0.28975 | 0.30807 | 0.32638 | 0.34484 | 0.36348
ID | Residential | Single Family - Mod. Income | New | Electronics | Devices and Gadgets | 0 | 0.23081 | 0.54296 | 0.84719 | 1.1449 | 1.4403 | 1.7355 | 2.0361 | 2.3405 | 2.6473 | 2.9598 | 3.2803 | 3.6069 | 3.9393 | 4.2798 | 4.6289 | 4.9891 | 5.3598 | 5.7383 | 6.1216 | 6.5129 | 6.9128
ID | Residential | Single Family - Mod. Income | New | Miscellaneous | Electric Vehicle Chargers | 0 | 0 | 0 | 0 | 0 | 0 | 0 | 0 | 0 | 0 | 0 | 0 | 0 | 0 | 0 | 0 | 0 | 0 | 0 | 0 | 0 | 0
ID | Residential | Single Family - Mod. Income | New | Miscellaneous | Pool Pump | 0 | 0.005549 | 0.012891 | 0.019863 | 0.026507 | 0.032931 | 0.039185 | 0.045397 | 0.051534 | 0.057562 | 0.063552 | 0.069555 | 0.075524 | 0.081456 | 0.087391 | 0.093339 | 0.099348 | 0.1054 | 0.11143 | 0.11739 | 0.12334 | 0.12927
ID | Residential | Single Family - Mod. Income | New | Miscellaneous | Pool Heater | 0 | 0 | 0 | 0 | 0 | 0 | 0 | 0 | 0 | 0 | 0 | 0 | 0 | 0 | 0 | 0 | 0 | 0 | 0 | 0 | 0 | 0
ID | Residential | Single Family - Mod. Income | New | Miscellaneous | Hot Tub/Spa | 0 | 0.092067 | 0.21388 | 0.28967 | 0.36189 | 0.43172 | 0.49972 | 0.56724 | 0.63395 | 0.69948 | 0.75824 | 0.81002 | 0.86413 | 0.91998 | 0.9776 | 1.0284 | 1.08 | 1.1457 | 1.2113 | 1.2761 | 1.3407 | 1.4053
ID | Residential | Single Family - Mod. Income | New | Miscellaneous | Furnace Fan | 0 | 0.066978 | 0.15754 | 0.24578 | 0.33212 | 0.41781 | 0.50346 | 0.59069 | 0.67908 | 0.76821 | 0.85904 | 0.9523 | 1.0474 | 1.1443 | 1.2437 | 1.3457 | 1.4511 | 1.5597 | 1.6708 | 1.7835 | 1.8987 | 2.0168
ID | Residential | Single Family - Mod. Income | New | Miscellaneous | Well Pump | 0 | 0.025924 | 0.060224 | 0.092795 | 0.12384 | 0.15385 | 0.18307 | 0.21209 | 0.24076 | 0.26892 | 0.2969 | 0.32495 | 0.35284 | 0.38055 | 0.40828 | 0.43607 | 0.46414 | 0.4924 | 0.52059 | 0.54843 | 0.5762 | 0.60395
ID | Residential | Single Family - Mod. Income | New | Miscellaneous | Bathroom Exhaust Fan | 0 | 0.006768 | 0.015723 | 0.024226 | 0.03233 | 0.040165 | 0.047793 | 0.05537 | 0.062854 | 0.070207 | 0.077512 | 0.084834 | 0.092115 | 0.099349 | 0.10659 | 0.11384 | 0.12117 | 0.12855 | 0.13591 | 0.14318 | 0.15043 | 0.15767
ID | Residential | Single Family - Mod. Income | New | Miscellaneous | Miscellaneous | 0 | 0.54348 | 1.2619 | 1.9434 | 2.5921 | 3.2187 | 3.8281 | 4.4327 | 5.0293 | 5.6147 | 6.1958 | 6.7776 | 7.3555 | 7.9291 | 8.5026 | 9.0767 | 9.656 | 10.2387 | 10.8195 | 11.3922 | 11.963 | 12.5326
ID | Residential | Single Family - Mod. Income | New | Generation | Solar PV | 0 | -0.12191 | -0.31772 | -0.54738 | -0.81121 | -1.1261 | -1.4848 | -1.9593 | -2.514 | -3.1265 | -3.8614 | -4.6951 | -5.5621 | -6.4875 | -7.474 | -8.5204 | -9.6293 | -10.796 | -12.0099 | -13.2588 | -14.548 | -15.8775
ID | Residential | Multi-Family - Mod. Income | Existing | Cooling | Central AC | 0.40463 | 0.40326 | 0.40157 | 0.39808 | 0.39592 | 0.39645 | 0.39692 | 0.39737 | 0.39785 | 0.3984 | 0.39904 | 0.39982 | 0.40078 | 0.40193 | 0.40331 | 0.40634 | 0.40961 | 0.4131 | 0.41682 | 0.42076 | 0.42493 | 0.4293
ID | Residential | Multi-Family - Mod. Income | Existing | Cooling | Room AC | 0.077811 | 0.077072 | 0.076258 | 0.075421 | 0.074606 | 0.074417 | 0.074313 | 0.074328 | 0.074449 | 0.074664 | 0.074964 | 0.075338 | 0.07578 | 0.076282 | 0.076837 | 0.077709 | 0.078625 | 0.079582 | 0.080576 | 0.081604 | 0.082664 | 0.083753
ID | Residential | Multi-Family - Mod. Income | Existing | Cooling | Air-Source Heat Pump | 0.02031 | 0.020373 | 0.02042 | 0.020465 | 0.020508 | 0.020708 | 0.020907 | 0.021108 | 0.02131 | 0.021514 | 0.021721 | 0.02193 | 0.022143 | 0.02236 | 0.02258 | 0.022885 | 0.023195 | 0.023513 | 0.023836 | 0.024164 | 0.024499 | 0.024838
ID | Residential | Multi-Family - Mod. Income | Existing | Cooling | Geothermal Heat Pump | 0 | 0 | 0 | 0 | 0 | 0 | 0 | 0 | 0 | 0 | 0 | 0 | 0 | 0 | 0 | 0 | 0 | 0 | 0 | 0 | 0 | 0
ID | Residential | Multi-Family - Mod. Income | Existing | Cooling | Evaporative Cooler | 0.0079908 | 0.0079272 | 0.0078624 | 0.007797 | 0.0077312 | 0.0077243 | 0.0077169 | 0.0077094 | 0.0077022 | 0.0076956 | 0.0076898 | 0.0076852 | 0.007682 | 0.0076804 | 0.0076804 | 0.0077083 | 0.0077372 | 0.0077668 | 0.0077972 | 0.0078283 | 0.0078599 | 0.007892
ID | Residential | Multi-Family - Mod. Income | Existing | Cooling | Ductless Mini Split Heat Pump | 0 | 0 | 0 | 0 | 0 | 0 | 0 | 0 | 0 | 0 | 0 | 0 | 0 | 0 | 0 | 0 | 0 | 0 | 0 | 0 | 0 | 0
ID | Residential | Multi-Family - Mod. Income | Existing | Space Heating | Electric Room Heat | 0.88739 | 0.90104 | 0.91487 | 0.93347 | 0.94335 | 0.95387 | 0.96468 | 0.98052 | 0.9873 | 0.99918 | 1.0115 | 1.0292 | 1.0375 | 1.0513 | 1.0655 | 1.0858 | 1.0963 | 1.1124 | 1.1289 | 1.1513 | 1.1633 | 1.1812
ID | Residential | Multi-Family - Mod. Income | Existing | Space Heating | Electric Furnace | 0.83496 | 0.8478 | 0.86082 | 0.87832 | 0.88761 | 0.89752 | 0.90768 | 0.92259 | 0.92896 | 0.94014 | 0.95173 | 0.96836 | 0.9762 | 0.98914 | 1.0025 | 1.0216 | 1.0315 | 1.0466 | 1.0622 | 1.0833 | 1.0946 | 1.1114
ID | Residential | Multi-Family - Mod. Income | Existing | Space Heating | Air-Source Heat Pump | 0.093877 | 0.095971 | 0.098013 | 0.10058 | 0.10222 | 0.10393 | 0.10566 | 0.10793 | 0.10918 | 0.11098 | 0.1128 | 0.11519 | 0.1165 | 0.11839 | 0.1203 | 0.12287 | 0.12431 | 0.12637 | 0.12847 | 0.13122 | 0.13277 | 0.13498
ID | Residential | Multi-Family - Mod. Income | Existing | Space Heating | Geothermal Heat Pump | 0 | 0 | 0 | 0 | 0 | 0 | 0 | 0 | 0 | 0 | 0 | 0 | 0 | 0 | 0 | 0 | 0 | 0 | 0 | 0 | 0 | 0
ID | Residential | Multi-Family - Mod. Income | Existing | Space Heating | Ductless Mini Split Heat Pump | 0 | 0 | 0 | 0 | 0 | 0 | 0 | 0 | 0 | 0 | 0 | 0 | 0 | 0 | 0 | 0 | 0 | 0 | 0 | 0 | 0 | 0
ID | Residential | Multi-Family - Mod. Income | Existing | Water Heating | Water Heater (<= 55 Gal) | 2.6596 | 2.6963 | 2.7336 | 2.7714 | 2.8097 | 2.8485 | 2.8878 | 2.9278 | 2.9682 | 3.0092 | 3.0508 | 3.093 | 3.1357 | 3.1791 | 3.223 | 3.2675 | 3.3127 | 3.3585 | 3.4049 | 3.452 | 3.4997 | 3.548
ID | Residential | Multi-Family - Mod. Income | Existing | Water Heating | Water Heater (> 55 Gal) | 0 | 0 | 0 | 0 | 0 | 0 | 0 | 0 | 0 | 0 | 0 | 0 | 0 | 0 | 0 | 0 | 0 | 0 | 0 | 0 | 0 | 0
ID | Residential | Multi-Family - Mod. Income | Existing | Interior Lighting | General Service Lighting | 1.0982 | 1.0597 | 1.0067 | 0.94565 | 0.87222 | 0.79408 | 0.71139 | 0.64125 | 0.58392 | 0.53398 | 0.49164 | 0.4558 | 0.4252 | 0.39933 | 0.3764 | 0.35651 | 0.33922 | 0.32414 | 0.31116 | 0.29849 | 0.28702 | 0.27669
ID | Residential | Multi-Family - Mod. Income | Existing | Interior Lighting | Linear Lighting | 0.097522 | 0.097132 | 0.096743 | 0.096356 | 0.095958 | 0.09556 | 0.095163 | 0.094766 | 0.094371 | 0.093966 | 0.093563 | 0.09316 | 0.092759 | 0.09236 | 0.091953 | 0.091549 | 0.091146 | 0.090744 | 0.090344 | 0.089946 | 0.089554 | 0.089166
ID | Residential | Multi-Family - Mod. Income | Existing | Interior Lighting | Exempted Lighting | 0.0071298 | 0.0067806 | 0.0062791 | 0.0056663 | 0.0049586 | 0.0041974 | 0.0033945 | 0.002797 | 0.0023505 | 0.0020103 | 0.0017521 | 0.0015535 | 0.0013982 | 0.0012784 | 0.0011785 | 0.0010924 | 0.0010202 | 0.00095993 | 0.00091599 | 0.00088033 | 0.00085102 | 0.0008283
ID | Residential | Multi-Family - Mod. Income | Existing | Exterior Lighting | General Service Lighting | 0.096945 | 0.094042 | 0.088699 | 0.08175 | 0.073377 | 0.064507 | 0.05713 | 0.051545 | 0.047117 | 0.043411 | 0.040376 | 0.037848 | 0.035695 | 0.033892 | 0.032206 | 0.030739 | 0.029461 | 0.028344 | 0.027385 | 0.026354 | 0.025357 | 0.024414
ID | Residential | Multi-Family - Mod. Income | Existing | Appliances | Clothes Washer | 0.14877 | 0.1483 | 0.14782 | 0.14736 | 0.14689 | 0.14642 | 0.14596 | 0.14549 | 0.14503 | 0.14457 | 0.14411 | 0.14366 | 0.1432 | 0.14275 | 0.14229 | 0.14184 | 0.14139 | 0.14094 | 0.14049 | 0.14005 | 0.1396 | 0.13916
ID | Residential | Multi-Family - Mod. Income | Existing | Appliances | Clothes Dryer | 0.94799 | 0.94564 | 0.94339 | 0.94119 | 0.93902 | 0.93684 | 0.93464 | 0.9324 | 0.9301 | 0.92774 | 0.9253 | 0.92279 | 0.92022 | 0.91761 | 0.91496 | 0.91229 | 0.90958 | 0.90686 | 0.90412 | 0.90136 | 0.8986 | 0.89583
ID | Residential | Multi-Family - Mod. Income | Existing | Appliances | Dishwasher | 0.0806 | 0.080114 | 0.079632 | 0.079152 | 0.078675 | 0.078201 | 0.07773 | 0.077262 | 0.076797 | 0.076334 | 0.075874 | 0.075418 | 0.074963 | 0.074512 | 0.074063 | 0.073617 | 0.073174 | 0.072733 | 0.072295 | 0.071859 | 0.071426 | 0.070996
ID | Residential | Multi-Family - Mod. Income | Existing | Appliances | Refrigerator | 1.0393 | 1.0341 | 1.029 | 1.0238 | 1.0186 | 1.0134 | 1.0083 | 1.0033 | 0.99827 | 0.99337 | 0.98856 | 0.98385 | 0.97923 | 0.9747 | 0.97024 | 0.96585 | 0.96154 | 0.95728 | 0.95308 | 0.94893 | 0.94484 | 0.94079
ID | Residential | Multi-Family - Mod. Income | Existing | Appliances | Freezer | 0.7554 | 0.74619 | 0.73709 | 0.7281 | 0.71922 | 0.71046 | 0.70179 | 0.69324 | 0.68479 | 0.67644 | 0.66819 | 0.66004 | 0.652 | 0.64405 | 0.63619 | 0.62844 | 0.62078 | 0.61321 | 0.60573 | 0.59835 | 0.59105 | 0.58385
ID | Residential | Multi-Family - Mod. Income | Existing | Appliances | Second Refrigerator | 0.59325 | 0.57658 | 0.55958 | 0.54249 | 0.52552 | 0.50886 | 0.49266 | 0.47707 | 0.4622 | 0.44816 | 0.43504 | 0.4229 | 0.41166 | 0.40122 | 0.39151 | 0.38246 | 0.37401 | 0.36609 | 0.35866 | 0.35168 | 0.3451 | 0.33888
ID | Residential | Multi-Family - Mod. Income | Existing | Appliances | Stove/Oven | 0.24518 | 0.24405 | 0.24289 | 0.24171 | 0.24053 | 0.23934 | 0.23816 | 0.23699 | 0.23583 | 0.23469 | 0.23357 | 0.23248 | 0.2314 | 0.23035 | 0.22932 | 0.22832 | 0.22734 | 0.22638 | 0.22543 | 0.2245 | 0.22357 | 0.22266
ID | Residential | Multi-Family - Mod. Income | Existing | Appliances | Microwave | 0.25121 | 0.2502 | 0.2492 | 0.24821 | 0.24721 | 0.24622 | 0.24524 | 0.24426 | 0.24328 | 0.24231 | 0.24134 | 0.24037 | 0.23941 | 0.23845 | 0.2375 | 0.23655 | 0.2356 | 0.23466 | 0.23372 | 0.23279 | 0.23186 | 0.23093
ID | Residential | Multi-Family - Mod. Income | Existing | Appliances | Dehumidifier | 0.035017 | 0.03452 | 0.033969 | 0.03339 | 0.032802 | 0.032221 | 0.031662 | 0.031136 | 0.030652 | 0.030216 | 0.029836 | 0.029501 | 0.029204 | 0.028939 | 0.0287 | 0.028483 | 0.028284 | 0.0281 | 0.027929 | 0.027769 | 0.027618 | 0.027474
ID | Residential | Multi-Family - Mod. Income | Existing | Appliances | Air Purifier | 0.0514 | 0.051194 | 0.050989 | 0.050785 | 0.050582 | 0.05038 | 0.050178 | 0.049978 | 0.049778 | 0.049579 | 0.04938 | 0.049183 | 0.048986 | 0.04879 | 0.048595 | 0.048401 | 0.048207 | 0.048014 | 0.047822 | 0.047631 | 0.04744 | 0.047251
ID | Residential | Multi-Family - Mod. Income | Existing | Electronics | Personal Computers | 0.10999 | 0.10551 | 0.10041 | 0.095184 | 0.090235 | 0.085872 | 0.082339 | 0.079469 | 0.077127 | 0.075205 | 0.073619 | 0.0723 | 0.071195 | 0.07026 | 0.069461 | 0.06877 | 0.068166 | 0.067631 | 0.067152 | 0.066717 | 0.066318 | 0.065947
ID | Residential | Multi-Family - Mod. Income | Existing | Electronics | Monitor | 0.14097 | 0.1349 | 0.12779 | 0.12042 | 0.11343 | 0.10733 | 0.1025 | 0.098706 | 0.095732 | 0.093417 | 0.091628 | 0.090261 | 0.089232 | 0.088473 | 0.08793 | 0.087561 | 0.087331 | 0.087212 | 0.087183 | 0.087226 | 0.087326 | 0.087473
ID | Residential | Multi-Family - Mod. Income | Existing | Electronics | Laptops | 0.13709 | 0.13362 | 0.13017 | 0.12749 | 0.12543 | 0.12388 | 0.12272 | 0.12189 | 0.12131 | 0.12094 | 0.12073 | 0.12066 | 0.12069 | 0.1208 | 0.12099 | 0.12123 | 0.12151 | 0.12183 | 0.12218 | 0.12256 | 0.12295 | 0.12336
ID | Residential | Multi-Family - Mod. Income | Existing | Electronics | TVs | 0.2382 | 0.31721 | 0.39364 | 0.4615 | 0.51603 | 0.55989 | 0.59522 | 0.62372 | 0.64675 | 0.66542 | 0.6806 | 0.69298 | 0.70312 | 0.71148 | 0.7184 | 0.72418 | 0.72905 | 0.73319 | 0.73674 | 0.73982 | 0.74253 | 0.74494
ID | Residential | Multi-Family - Mod. Income | Existing | Electronics | Printer/Fax/Copier | 0.037052 | 0.036347 | 0.035533 | 0.034724 | 0.034009 | 0.03346 | 0.033045 | 0.032737 | 0.032514 | 0.03236 | 0.03226 | 0.032205 | 0.032185 | 0.032193 | 0.032224 | 0.032273 | 0.032337 | 0.032413 | 0.032499 | 0.032592 | 0.032692 | 0.032796
ID | Residential | Multi-Family - Mod. Income | Existing | Electronics | Set-top Boxes/DVRs | 0.016627 | 0.016496 | 0.016341 | 0.016179 | 0.016026 | 0.015895 | 0.015795 | 0.01572 | 0.015665 | 0.015626 | 0.015599 | 0.015583 | 0.015576 | 0.015574 | 0.015578 | 0.015587 | 0.015598 | 0.015613 | 0.015629 | 0.015648 | 0.015668 | 0.015688
ID | Residential | Multi-Family - Mod. Income | Existing | Electronics | Devices and Gadgets | 0.91643 | 0.9199 | 0.92338 | 0.92688 | 0.93039 | 0.93391 | 0.93745 | 0.941 | 0.94457 | 0.94814 | 0.95173 | 0.95534 | 0.95895 | 0.96259 | 0.96623 | 0.96989 | 0.97356 | 0.97725 | 0.98095 | 0.98467 | 0.98839 | 0.99214
ID | Residential | Multi-Family - Mod. Income | Existing | Miscellaneous | Electric Vehicle Chargers | 0 | 0 | 0 | 0 | 0 | 0 | 0 | 0 | 0 | 0 | 0 | 0 | 0 | 0 | 0 | 0 | 0 | 0 | 0 | 0 | 0 | 0
ID | Residential | Multi-Family - Mod. Income | Existing | Miscellaneous | Pool Pump | 0 | 0 | 0 | 0 | 0 | 0 | 0 | 0 | 0 | 0 | 0 | 0 | 0 | 0 | 0 | 0 | 0 | 0 | 0 | 0 | 0 | 0
ID | Residential | Multi-Family - Mod. Income | Existing | Miscellaneous | Pool Heater | 0 | 0 | 0 | 0 | 0 | 0 | 0 | 0 | 0 | 0 | 0 | 0 | 0 | 0 | 0 | 0 | 0 | 0 | 0 | 0 | 0 | 0
ID | Residential | Multi-Family - Mod. Income | Existing | Miscellaneous | Hot Tub/Spa | 0 | 0 | 0 | 0 | 0 | 0 | 0 | 0 | 0 | 0 | 0 | 0 | 0 | 0 | 0 | 0 | 0 | 0 | 0 | 0 | 0 | 0
ID | Residential | Multi-Family - Mod. Income | Existing | Miscellaneous | Furnace Fan | 0.08206 | 0.082313 | 0.082536 | 0.08274 | 0.082936 | 0.08313 | 0.083332 | 0.083547 | 0.083781 | 0.084041 | 0.084331 | 0.084654 | 0.085016 | 0.085418 | 0.085866 | 0.08636 | 0.086898 | 0.087476 | 0.088091 | 0.088741 | 0.089423 | 0.090135
ID | Residential | Multi-Family - Mod. Income | Existing | Miscellaneous | Well Pump | 0 | 0 | 0 | 0 | 0 | 0 | 0 | 0 | 0 | 0 | 0 | 0 | 0 | 0 | 0 | 0 | 0 | 0 | 0 | 0 | 0 | 0
ID | Residential | Multi-Family - Mod. Income | Existing | Miscellaneous | Bathroom Exhaust Fan | 0.012875 | 0.012823 | 0.012772 | 0.012721 | 0.01267 | 0.012619 | 0.012569 | 0.012518 | 0.012468 | 0.012418 | 0.012369 | 0.012319 | 0.01227 | 0.012221 | 0.012172 | 0.012123 | 0.012075 | 0.012027 | 0.011978 | 0.01193 | 0.011883 | 0.011835
ID | Residential | Multi-Family - Mod. Income | Existing | Miscellaneous | Miscellaneous | 2.2964 | 2.286 | 2.2757 | 2.2655 | 2.2553 | 2.2451 | 2.235 | 2.2249 | 2.2149 | 2.2049 | 2.1949 | 2.185 | 2.1752 | 2.1654 | 2.1556 | 2.1459 | 2.1362 | 2.1266 | 2.117 | 2.1075 | 2.098 | 2.0885
ID | Residential | Multi-Family - Mod. Income | Existing | Generation | Solar PV | -0.07245 | -0.082292 | -0.091953 | -0.1024 | -0.11327 | -0.12606 | -0.13912 | -0.15782 | -0.17768 | -0.19703 | -0.21953 | -0.24291 | -0.26396 | -0.28432 | -0.30409 | -0.32327 | -0.34187 | -0.35985 | -0.37712 | -0.39362 | -0.40943 | -0.42462
ID | Residential | Multi-Family - Mod. Income | New | Cooling | Central AC | 0 | 0.0061875 | 0.014274 | 0.020964 | 0.02848 | 0.036032 | 0.043654 | 0.051471 | 0.059453 | 0.067565 | 0.075881 | 0.08446 | 0.093255 | 0.10226 | 0.11154 | 0.12149 | 0.13181 | 0.14251 | 0.15353 | 0.16482 | 0.17645 | 0.18845
ID | Residential | Multi-Family - Mod. Income | New | Cooling | Room AC | 0 | 0.0011936 | 0.0027491 | 0.0042612 | 0.0057365 | 0.0072496 | 0.0087768 | 0.010343 | 0.011942 | 0.013568 | 0.015234 | 0.016953 | 0.018715 | 0.02052 | 0.022378 | 0.024377 | 0.026456 | 0.028614 | 0.030838 | 0.033115 | 0.03546 | 0.037877
ID | Residential | Multi-Family - Mod. Income | New | Cooling | Air-Source Heat Pump | 0 | 0.00036599 | 0.00082787 | 0.0012769 | 0.0017149 | 0.0021643 | 0.0026179 | 0.0030831 | 0.0035581 | 0.0040409 | 0.0045358 | 0.0050463 | 0.0055697 | 0.0061058 | 0.0066577 | 0.0072501 | 0.0078666 | 0.0085065 | 0.0091663 | 0.0098417 | 0.010537 | 0.011255
ID | Residential | Multi-Family - Mod. Income | New | Cooling | Geothermal Heat Pump | 0 | 0 | 0 | 0 | 0 | 0 | 0 | 0 | 0 | 0 | 0 | 0 | 0 | 0 | 0 | 0 | 0 | 0 | 0 | 0 | 0 | 0
ID | Residential | Multi-Family - Mod. Income | New | Cooling | Evaporative Cooler | 0 | 0.00013366 | 0.00030505 | 0.00046854 | 0.00062503 | 0.00078271 | 0.00093899 | 0.0010965 | 0.0012546 | 0.0014124 | 0.0015714 | 0.0017328 | 0.0018956 | 0.0020595 | 0.0022256 | 0.0024024 | 0.0025836 | 0.0027689 | 0.002957 | 0.0031465 | 0.0033387 | 0.0035339
ID | Residential | Multi-Family - Mod. Income | New | Cooling | Ductless Mini Split Heat Pump | 0 | 0 | 0 | 0 | 0 | 0 | 0 | 0 | 0 | 0 | 0 | 0 | 0 | 0 | 0 | 0 | 0 | 0 | 0 | 0 | 0 | 0
ID | Residential | Multi-Family - Mod. Income | New | Space Heating | Electric Room Heat | 0 | 0.015219 | 0.035618 | 0.056369 | 0.076732 | 0.097349 | 0.11832 | 0.14067 | 0.16229 | 0.18513 | 0.20871 | 0.23434 | 0.25853 | 0.28465 | 0.31174 | 0.3416 | 0.36946 | 0.40014 | 0.43187 | 0.46669 | 0.49818 | 0.53304
ID | Residential | Multi-Family - Mod. Income | New | Space Heating | Electric Furnace | 0 | 0.01432 | 0.033513 | 0.053039 | 0.072198 | 0.091598 | 0.11133 | 0.13236 | 0.1527 | 0.17419 | 0.19638 | 0.22049 | 0.24326 | 0.26784 | 0.29332 | 0.32142 | 0.34763 | 0.3765 | 0.40636 | 0.43912 | 0.46874 | 0.50155
ID | Residential | Multi-Family - Mod. Income | New | Space Heating | Air-Source Heat Pump | 0 | 0.0018206 | 0.0041824 | 0.0065854 | 0.0089427 | 0.01133 | 0.013758 | 0.016346 | 0.018848 | 0.021492 | 0.024223 | 0.02719 | 0.029991 | 0.033015 | 0.036151 | 0.039604 | 0.042824 | 0.046372 | 0.050043 | 0.054071 | 0.057713 | 0.061747
ID | Residential | Multi-Family - Mod. Income | New | Space Heating | Geothermal Heat Pump | 0 | 0 | 0 | 0 | 0 | 0 | 0 | 0 | 0 | 0 | 0 | 0 | 0 | 0 | 0 | 0 | 0 | 0 | 0 | 0 | 0 | 0
ID | Residential | Multi-Family - Mod. Income | New | Space Heating | Ductless Mini Split Heat Pump | 0 | 0 | 0 | 0 | 0 | 0 | 0 | 0 | 0 | 0 | 0 | 0 | 0 | 0 | 0 | 0 | 0 | 0 | 0 | 0 | 0 | 0
ID | Residential | Multi-Family - Mod. Income | New | Water Heating | Water Heater (<= 55 Gal) | 0 | 0.052429 | 0.1218 | 0.19043 | 0.25858 | 0.32711 | 0.39644 | 0.46771 | 0.54065 | 0.61499 | 0.6914 | 0.77043 | 0.85169 | 0.93518 | 1.0214 | 1.1105 | 1.203 | 1.2989 | 1.3977 | 1.4986 | 1.6025 | 1.7095
ID | Residential | Multi-Family - Mod. Income | New | Water Heating | Water Heater (> 55 Gal) | 0 | 0 | 0 | 0 | 0 | 0 | 0 | 0 | 0 | 0 | 0 | 0 | 0 | 0 | 0 | 0 | 0 | 0 | 0 | 0 | 0 | 0
ID | Residential | Multi-Family - Mod. Income | New | Interior Lighting | General Service Lighting | 0 | 0.0093438 | 0.018783 | 0.027576 | 0.034107 | 0.040572 | 0.046825 | 0.052648 | 0.05895 | 0.06445 | 0.069745 | 0.074942 | 0.079994 | 0.085041 | 0.089531 | 0.09399 | 0.098458 | 0.10292 | 0.10742 | 0.11134 | 0.11514 | 0.11907
ID | Residential | Multi-Family - Mod. Income | New | Interior Lighting | Linear Lighting | 0 | 0.0018887 | 0.0043107 | 0.0066211 | 0.0088237 | 0.01096 | 0.013044 | 0.015115 | 0.017161 | 0.01917 | 0.021165 | 0.023163 | 0.025151 | 0.027125 | 0.029096 | 0.03107 | 0.03306 | 0.035061 | 0.037056 | 0.039028 | 0.040991 | 0.042948
ID | Residential | Multi-Family - Mod. Income | New | Interior Lighting | Exempted Lighting | 0 | 3.0012e-05 | 6.1767e-05 | 8.8808e-05 | 0.0001104 | 0.00013181 | 0.00015182 | 0.00017341 | 0.00019514 | 0.00021436 | 0.00023237 | 0.00024917 | 0.00026494 | 0.00028074 | 0.0002938 | 0.00030506 | 0.00031628 | 0.00032812 | 0.00034192 | 0.00035588 | 0.00037002 | 0.00038424
ID | Residential | Multi-Family - Mod. Income | New | Exterior Lighting | General Service Lighting | 0 | 0.001144 | 0.0021169 | 0.002843 | 0.0033933 | 0.0039572 | 0.0044414 | 0.0050478 | 0.0056679 | 0.0062113 | 0.0067342 | 0.0072351 | 0.007712 | 0.0081833 | 0.0085714 | 0.0089549 | 0.0093384 | 0.0097213 | 0.010108 | 0.010432 | 0.010734 | 0.011049
ID | Residential | Multi-Family - Mod. Income | New | Appliances | Clothes Washer | 0 | 0.0028836 | 0.0065868 | 0.010125 | 0.013518 | 0.016814 | 0.020037 | 0.023243 | 0.026417 | 0.029546 | 0.03266 | 0.035783 | 0.038894 | 0.041991 | 0.045093 | 0.048204 | 0.051346 | 0.05451 | 0.057671 | 0.0608 | 0.063926 | 0.067052
ID | Residential | Multi-Family - Mod. Income | New | Appliances | Clothes Dryer | 0 | 0.018577 | 0.042433 | 0.065229 | 0.087087 | 0.10832 | 0.12908 | 0.14973 | 0.17018 | 0.19033 | 0.21039 | 0.23051 | 0.25055 | 0.27049 | 0.29047 | 0.31051 | 0.33075 | 0.35113 | 0.37148 | 0.39164 | 0.41177 | 0.4319
ID | Residential | Multi-Family - Mod. Income | New | Appliances | Dishwasher | 0 | 0.0015578 | 0.0035482 | 0.0054389 | 0.0072407 | 0.0089803 | 0.010671 | 0.012343 | 0.013988 | 0.0156 | 0.017195 | 0.018786 | 0.020361 | 0.021919 | 0.023471 | 0.025018 | 0.026573 | 0.02813 | 0.029676 | 0.031197 | 0.032707 | 0.034208
ID | Residential | Multi-Family - Mod. Income | New | Appliances | Refrigerator | 0 | 0.019755 | 0.045093 | 0.069263 | 0.092399 | 0.11484 | 0.13673 | 0.15848 | 0.17997 | 0.20112 | 0.22214 | 0.24318 | 0.2641 | 0.2849 | 0.30569 | 0.32652 | 0.34751 | 0.36863 | 0.38968 | 0.41049 | 0.43124 | 0.45196
ID | Residential | Multi-Family - Mod. Income | New | Appliances | Freezer | 0 | 0.014509 | 0.032844 | 0.050032 | 0.066193 | 0.081587 | 0.096342 | 0.11075 | 0.12473 | 0.13824 | 0.15143 | 0.16441 | 0.17709 | 0.18946 | 0.20161 | 0.21357 | 0.22544 | 0.23716 | 0.24864 | 0.25976 | 0.27065 | 0.28131
ID | Residential | Multi-Family - Mod. Income | New | Appliances | Second Refrigerator | 0 | 0.0074731 | 0.016949 | 0.025869 | 0.03429 | 0.042346 | 0.050098 | 0.057698 | 0.065108 | 0.072296 | 0.079342 | 0.086306 | 0.093136 | 0.099831 | 0.10644 | 0.11296 | 0.11946 | 0.12592 | 0.13226 | 0.13844 | 0.14451 | 0.15049
ID | Residential | Multi-Family - Mod. Income | New | Appliances | Stove/Oven | 0 | 0.0046891 | 0.010702 | 0.016438 | 0.021928 | 0.027252 | 0.032448 | 0.037608 | 0.04271 | 0.047728 | 0.052715 | 0.057708 | 0.062673 | 0.067608 | 0.072541 | 0.077482 | 0.082464 | 0.087473 | 0.092469 | 0.097405 | 0.10233 | 0.10724
ID | Residential | Multi-Family - Mod. Income | New | Appliances | Microwave | 0 | 0.0048652 | 0.011104 | 0.017055 | 0.022752 | 0.028275 | 0.033666 | 0.03902 | 0.044313 | 0.04952 | 0.054694 | 0.059874 | 0.065026 | 0.070146 | 0.075265 | 0.080391 | 0.08556 | 0.090757 | 0.09594 | 0.10106 | 0.10617 | 0.11127
ID | Residential | Multi-Family - Mod. Income | New | Appliances | Dehumidifier | 0 | 0.00057528 | 0.001313 | 0.0020167 | 0.0026903 | 0.0033434 | 0.0039808 | 0.004614 | 0.0052398 | 0.0058555 | 0.0064673 | 0.0070799 | 0.0076891 | 0.0082944 | 0.0088997 | 0.0095059 | 0.010117 | 0.010732 | 0.011344 | 0.01195 | 0.012554 | 0.013157
ID | Residential | Multi-Family - Mod. Income | New | Appliances | Air Purifier | 0 | 0.00099546 | 0.002272 | 0.0034897 | 0.0046552 | 0.0057854 | 0.0068884 | 0.0079839 | 0.0090669 | 0.010132 | 0.011191 | 0.012251 | 0.013305 | 0.014353 | 0.0154 | 0.016449 | 0.017506 | 0.01857 | 0.01963 | 0.020678 | 0.021723 | 0.022767
ID | Residential | Multi-Family - Mod. Income | New | Electronics | Personal Computers | 0 | 0.0013804 | 0.0031506 | 0.0048393 | 0.0064555 | 0.0080228 | 0.0095524 | 0.011072 | 0.012573 | 0.014051 | 0.015519 | 0.016989 | 0.018451 | 0.019903 | 0.021356 | 0.02281 | 0.024277 | 0.025751 | 0.027222 | 0.028675 | 0.030124 | 0.031571
ID | Residential | Multi-Family - Mod. Income | New | Electronics | Monitor | 0 | 0.001564 | 0.0035976 | 0.0055689 | 0.007487 | 0.0093774 | 0.011252 | 0.013144 | 0.015044 | 0.016943 | 0.018859 | 0.020807 | 0.022774 | 0.024759 | 0.026774 | 0.028821 | 0.030914 | 0.033048 | 0.035208 | 0.037378 | 0.039574 | 0.041799
ID | Residential | Multi-Family - Mod. Income | New | Electronics | Laptops | 0 | 0.00222 | 0.0051064 | 0.0079046 | 0.010627 | 0.01331 | 0.015972 | 0.018657 | 0.021353 | 0.024049 | 0.026769 | 0.029534 | 0.032326 | 0.035143 | 0.038003 | 0.040908 | 0.043879 | 0.046908 | 0.049975 | 0.053054 | 0.056171 | 0.05933
ID | Residential | Multi-Family - Mod. Income | New | Electronics | TVs | 0 | 0.014115 | 0.032397 | 0.050042 | 0.067132 | 0.0839 | 0.10046 | 0.11709 | 0.13373 | 0.15028 | 0.16692 | 0.18376 | 0.2007 | 0.21772 | 0.23493 | 0.25234 | 0.27008 | 0.2881 | 0.30627 | 0.32444 | 0.34276 | 0.36125
ID | Residential | Multi-Family - Mod. Income | New | Electronics | Printer/Fax/Copier | 0 | 0.00058994 | 0.001357 | 0.0021006 | 0.002824 | 0.0035371 | 0.0042443 | 0.0049578 | 0.0056744 | 0.0063906 | 0.0071135 | 0.0078483 | 0.0085902 | 0.0093389 | 0.010099 | 0.010871 | 0.01166 | 0.012465 | 0.01328 | 0.014099 | 0.014927 | 0.015766
ID | Residential | Multi-Family - Mod. Income | New | Electronics | Set-top Boxes/DVRs | 0 | 0.00029503 | 0.00067716 | 0.001046 | 0.0014032 | 0.0017537 | 0.0020998 | 0.0024474 | 0.0027951 | 0.0031411 | 0.0034889 | 0.0038409 | 0.0041949 | 0.0045507 | 0.0049103 | 0.0052743 | 0.0056451 | 0.0060218 | 0.0064016 | 0.0067813 | 0.0071642 | 0.0075507
ID | Residential | Multi-Family - Mod. Income | New | Electronics | Devices and Gadgets | 0 | 0.017887 | 0.041144 | 0.06369 | 0.085626 | 0.10725 | 0.12869 | 0.15032 | 0.17205 | 0.19377 | 0.21569 | 0.23796 | 0.26046 | 0.28316 | 0.3062 | 0.32961 | 0.35355 | 0.37796 | 0.40267 | 0.42748 | 0.45259 | 0.47804
ID | Residential | Multi-Family - Mod. Income | New | Miscellaneous | Electric Vehicle Chargers | 0 | 0 | 0 | 0 | 0 | 0 | 0 | 0 | 0 | 0 | 0 | 0 | 0 | 0 | 0 | 0 | 0 | 0 | 0 | 0 | 0 | 0
ID | Residential | Multi-Family - Mod. Income | New | Miscellaneous | Pool Pump | 0 | 0 | 0 | 0 | 0 | 0 | 0 | 0 | 0 | 0 | 0 | 0 | 0 | 0 | 0 | 0 | 0 | 0 | 0 | 0 | 0 | 0
ID | Residential | Multi-Family - Mod. Income | New | Miscellaneous | Pool Heater | 0 | 0 | 0 | 0 | 0 | 0 | 0 | 0 | 0 | 0 | 0 | 0 | 0 | 0 | 0 | 0 | 0 | 0 | 0 | 0 | 0 | 0
ID | Residential | Multi-Family - Mod. Income | New | Miscellaneous | Hot Tub/Spa | 0 | 0 | 0 | 0 | 0 | 0 | 0 | 0 | 0 | 0 | 0 | 0 | 0 | 0 | 0 | 0 | 0 | 0 | 0 | 0 | 0 | 0
ID | Residential | Multi-Family - Mod. Income | New | Miscellaneous | Furnace Fan | 0 | 0.0014405 | 0.00333 | 0.0051805 | 0.0069999 | 0.008812 | 0.010628 | 0.01248 | 0.014358 | 0.016256 | 0.018191 | 0.020178 | 0.022205 | 0.024273 | 0.026393 | 0.028569 | 0.030816 | 0.03313 | 0.035498 | 0.037903 | 0.040364 | 0.042884
ID | Residential | Multi-Family - Mod. Income | New | Miscellaneous | Well Pump | 0 | 0 | 0 | 0 | 0 | 0 | 0 | 0 | 0 | 0 | 0 | 0 | 0 | 0 | 0 | 0 | 0 | 0 | 0 | 0 | 0 | 0
ID | Residential | Multi-Family - Mod. Income | New | Miscellaneous | Bathroom Exhaust Fan | 0 | 0.00024934 | 0.00056908 | 0.00087409 | 0.001166 | 0.0014491 | 0.0017254 | 0.0019998 | 0.0022711 | 0.0025379 | 0.0028031 | 0.0030686 | 0.0033326 | 0.003595 | 0.0038574 | 0.0041201 | 0.004385 | 0.0046513 | 0.004917 | 0.0051794 | 0.0054412 | 0.0057026
ID | Residential | Multi-Family - Mod. Income | New | Miscellaneous | Miscellaneous | 0 | 0.044452 | 0.1014 | 0.15567 | 0.20756 | 0.25782 | 0.30681 | 0.35542 | 0.40343 | 0.4506 | 0.49743 | 0.54427 | 0.5908 | 0.63699 | 0.68312 | 0.72927 | 0.77577 | 0.82247 | 0.869 | 0.91492 | 0.96067 | 1.0063
ID | Residential | Multi-Family - Mod. Income | New | Generation | Solar PV | 0 | -0.0016002 | -0.0040972 | -0.0070365 | -0.010424 | -0.014476 | -0.019098 | -0.025212 | -0.032364 | -0.040267 | -0.04975 | -0.060507 | -0.071694 | -0.083639 | -0.096366 | -0.10986 | -0.12415 | -0.13917 | -0.1548 | -0.17088 | -0.18748 | -0.20459
ID | Residential | Manufactured Home - Mod. Income | Existing | Cooling | Central AC | 1.1308 | 1.1269 | 1.1221 | 1.1124 | 1.1063 | 1.1077 | 1.109 | 1.1102 | 1.1115 | 1.113 | 1.1148 | 1.117 | 1.1196 | 1.1228 | 1.1266 | 1.1351 | 1.1442 | 1.154 | 1.1643 | 1.1754 | 1.187 | 1.1992
ID | Residential | Manufactured Home - Mod. Income | Existing | Cooling | Room AC | 0.19841 | 0.19653 | 0.19447 | 0.19235 | 0.19029 | 0.18982 | 0.18957 | 0.18962 | 0.18994 | 0.1905 | 0.19127 | 0.19224 | 0.19337 | 0.19466 | 0.19608 | 0.19831 | 0.20066 | 0.2031 | 0.20564 | 0.20827 | 0.21098 | 0.21376
ID | Residential | Manufactured Home - Mod. Income | Existing | Cooling | Air-Source Heat Pump | 0.12829 | 0.12867 | 0.12896 | 0.12924 | 0.1295 | 0.13075 | 0.132 | 0.13326 | 0.13453 | 0.13581 | 0.13711 | 0.13843 | 0.13977 | 0.14114 | 0.14253 | 0.14445 | 0.14641 | 0.14841 | 0.15045 | 0.15253 | 0.15464 | 0.15678
ID | Residential | Manufactured Home - Mod. Income | Existing | Cooling | Geothermal Heat Pump | 0 | 0 | 0 | 0 | 0 | 0 | 0 | 0 | 0 | 0 | 0 | 0 | 0 | 0 | 0 | 0 | 0 | 0 | 0 | 0 | 0 | 0
ID | Residential | Manufactured Home - Mod. Income | Existing | Cooling | Evaporative Cooler | 0.34168 | 0.33896 | 0.33619 | 0.33339 | 0.33058 | 0.33028 | 0.32997 | 0.32965 | 0.32934 | 0.32906 | 0.32881 | 0.32861 | 0.32848 | 0.32841 | 0.32841 | 0.3296 | 0.33084 | 0.3321 | 0.3334 | 0.33473 | 0.33608 | 0.33746
ID | Residential | Manufactured Home - Mod. Income | Existing | Cooling | Ductless Mini Split Heat Pump | 0 | 0 | 0 | 0 | 0 | 0 | 0 | 0 | 0 | 0 | 0 | 0 | 0 | 0 | 0 | 0 | 0 | 0 | 0 | 0 | 0 | 0
ID | Residential | Manufactured Home - Mod. Income | Existing | Space Heating | Electric Room Heat | 0.90057 | 0.91441 | 0.92845 | 0.94733 | 0.95735 | 0.96803 | 0.979 | 0.99508 | 1.002 | 1.014 | 1.0265 | 1.0444 | 1.0529 | 1.0669 | 1.0813 | 1.1019 | 1.1125 | 1.1289 | 1.1457 | 1.1684 | 1.1806 | 1.1987
ID | Residential | Manufactured Home - Mod. Income | Existing | Space Heating | Electric Furnace | 13.3254 | 13.5303 | 13.738 | 14.0174 | 14.1657 | 14.3237 | 14.486 | 14.7239 | 14.8256 | 15.0041 | 15.1889 | 15.4543 | 15.5795 | 15.786 | 15.9998 | 16.3047 | 16.462 | 16.7036 | 16.952 | 17.289 | 17.4686 | 17.7366
ID | Residential | Manufactured Home - Mod. Income | Existing | Space Heating | Air-Source Heat Pump | 0.75681 | 0.77357 | 0.78998 | 0.81064 | 0.8238 | 0.8375 | 0.85138 | 0.86964 | 0.87971 | 0.89416 | 0.90879 | 0.92804 | 0.93863 | 0.95384 | 0.96924 | 0.98995 | 1.0016 | 1.0182 | 1.0351 | 1.0573 | 1.0698 | 1.0876
ID | Residential | Manufactured Home - Mod. Income | Existing | Space Heating | Geothermal Heat Pump | 0 | 0 | 0 | 0 | 0 | 0 | 0 | 0 | 0 | 0 | 0 | 0 | 0 | 0 | 0 | 0 | 0 | 0 | 0 | 0 | 0 | 0
ID | Residential | Manufactured Home - Mod. Income | Existing | Space Heating | Ductless Mini Split Heat Pump | 0 | 0 | 0 | 0 | 0 | 0 | 0 | 0 | 0 | 0 | 0 | 0 | 0 | 0 | 0 | 0 | 0 | 0 | 0 | 0 | 0 | 0
ID | Residential | Manufactured Home - Mod. Income | Existing | Water Heating | Water Heater (<= 55 Gal) | 7.9419 | 8.0517 | 8.1629 | 8.2758 | 8.3901 | 8.5061 | 8.6236 | 8.7428 | 8.8636 | 8.9861 | 9.1103 | 9.2362 | 9.3639 | 9.4933 | 9.6245 | 9.7575 | 9.8923 | 10.0114 | 9.9713 | 9.9315 | 9.8917 | 9.8522
ID | Residential | Manufactured Home - Mod. Income | Existing | Water Heating | Water Heater (> 55 Gal) | 0 | 0 | 0 | 0 | 0 | 0 | 0 | 0 | 0 | 0 | 0 | 0 | 0 | 0 | 0 | 0 | 0 | 0 | 0 | 0 | 0 | 0
ID | Residential | Manufactured Home - Mod. Income | Existing | Interior Lighting | General Service Lighting | 2.1607 | 2.09 | 1.9904 | 1.8758 | 1.736 | 1.5875 | 1.4303 | 1.2965 | 1.1874 | 1.0918 | 1.0105 | 0.94156 | 0.88247 | 0.8324 | 0.78773 | 0.74879 | 0.71479 | 0.685 | 0.65926 | 0.63383 | 0.61066 | 0.5897
ID | Residential | Manufactured Home - Mod. Income | Existing | Interior Lighting | Linear Lighting | 0.27177 | 0.27069 | 0.2696 | 0.26853 | 0.2674 | 0.26628 | 0.26515 | 0.26403 | 0.26291 | 0.26176 | 0.2606 | 0.25945 | 0.2583 | 0.25716 | 0.25599 | 0.25482 | 0.25366 | 0.25251 | 0.25135 | 0.25021 | 0.24908 | 0.24797
ID | Residential | Manufactured Home - Mod. Income | Existing | Interior Lighting | Exempted Lighting | 0.011314 | 0.010763 | 0.0099717 | 0.009004 | 0.0078856 | 0.0066826 | 0.0054137 | 0.0044695 | 0.0037638 | 0.003226 | 0.0028175 | 0.002503 | 0.0022569 | 0.0020667 | 0.0019079 | 0.0017704 | 0.001655 | 0.0015584 | 0.001488 | 0.0014308 | 0.0013837 | 0.0013472
ID | Residential | Manufactured Home - Mod. Income | Existing | Exterior Lighting | General Service Lighting | 0.47766 | 0.46058 | 0.43189 | 0.39538 | 0.35206 | 0.30601 | 0.26801 | 0.23898 | 0.21593 | 0.19682 | 0.18125 | 0.16837 | 0.15753 | 0.14852 | 0.14029 | 0.13321 | 0.12711 | 0.12183 | 0.11733 | 0.11263 | 0.10813 | 0.10392
ID | Residential | Manufactured Home - Mod. Income | Existing | Appliances | Clothes Washer | 0.22521 | 0.2245 | 0.22378 | 0.22307 | 0.22237 | 0.22166 | 0.22096 | 0.22026 | 0.21956 | 0.21886 | 0.21817 | 0.21747 | 0.21678 | 0.2161 | 0.21541 | 0.21473 | 0.21404 | 0.21337 | 0.21269 | 0.21201 | 0.21134 | 0.21067
ID | Residential | Manufactured Home - Mod. Income | Existing | Appliances | Clothes Dryer | 1.3002 | 1.297 | 1.2939 | 1.2909 | 1.2879 | 1.2849 | 1.2819 | 1.2788 | 1.2757 | 1.2725 | 1.2691 | 1.2657 | 1.2621 | 1.2586 | 1.2549 | 1.2513 | 1.2476 | 1.2438 | 1.2401 | 1.2363 | 1.2325 | 1.2287
ID | Residential | Manufactured Home - Mod. Income | Existing | Appliances | Dishwasher | 0.090768 | 0.090221 | 0.089678 | 0.089138 | 0.088601 | 0.088067 | 0.087537 | 0.08701 | 0.086486 | 0.085965 | 0.085447 | 0.084932 | 0.084421 | 0.083912 | 0.083407 | 0.082904 | 0.082405 | 0.081909 | 0.081415 | 0.080925 | 0.080438 | 0.079953
ID | Residential | Manufactured Home - Mod. Income | Existing | Appliances | Refrigerator | 1.2664 | 1.2601 | 1.2538 | 1.2474 | 1.2411 | 1.2348 | 1.2286 | 1.2224 | 1.2164 | 1.2104 | 1.2045 | 1.1988 | 1.1932 | 1.1876 | 1.1822 | 1.1769 | 1.1716 | 1.1664 | 1.1613 | 1.1563 | 1.1513 | 1.1463
ID | Residential | Manufactured Home - Mod. Income | Existing | Appliances | Freezer | 1.6916 | 1.671 | 1.6506 | 1.6305 | 1.6106 | 1.591 | 1.5716 | 1.5524 | 1.5335 | 1.5148 | 1.4963 | 1.4781 | 1.4601 | 1.4423 | 1.4247 | 1.4073 | 1.3902 | 1.3732 | 1.3565 | 1.3399 | 1.3236 | 1.3075
ID | Residential | Manufactured Home - Mod. Income | Existing | Appliances | Second Refrigerator | 0.91225 | 0.88662 | 0.86048 | 0.8342 | 0.8081 | 0.78248 | 0.75757 | 0.73359 | 0.71073 | 0.68914 | 0.66896 | 0.6503 | 0.63301 | 0.61696 | 0.60203 | 0.58811 | 0.57511 | 0.56294 | 0.55152 | 0.54079 | 0.53066 | 0.5211
ID | Residential | Manufactured Home - Mod. Income | Existing | Appliances | Stove/Oven | 0.36588 | 0.3642 | 0.36247 | 0.36071 | 0.35894 | 0.35717 | 0.3554 | 0.35366 | 0.35193 | 0.35023 | 0.34856 | 0.34692 | 0.34532 | 0.34375 | 0.34222 | 0.34073 | 0.33927 | 0.33783 | 0.33642 | 0.33502 | 0.33364 | 0.33227
ID | Residential | Manufactured Home - Mod. Income | Existing | Appliances | Microwave | 0.23357 | 0.23264 | 0.23171 | 0.23078 | 0.22986 | 0.22894 | 0.22802 | 0.22711 | 0.2262 | 0.22529 | 0.22439 | 0.2235 | 0.2226 | 0.22171 | 0.22082 | 0.21994 | 0.21906 | 0.21819 | 0.21731 | 0.21644 | 0.21558 | 0.21472
ID | Residential | Manufactured Home - Mod. Income | Existing | Appliances | Dehumidifier | 0.018237 | 0.017978 | 0.017691 | 0.017389 | 0.017083 | 0.016781 | 0.01649 | 0.016215 | 0.015963 | 0.015736 | 0.015538 | 0.015364 | 0.015209 | 0.015071 | 0.014947 | 0.014833 | 0.01473 | 0.014634 | 0.014545 | 0.014462 | 0.014383 | 0.014308
ID | Residential | Manufactured Home - Mod. Income | Existing | Appliances | Air Purifier | 0.052216 | 0.052007 | 0.051799 | 0.051592 | 0.051385 | 0.05118 | 0.050975 | 0.050771 | 0.050568 | 0.050366 | 0.050164 | 0.049964 | 0.049764 | 0.049565 | 0.049366 | 0.049169 | 0.048972 | 0.048776 | 0.048581 | 0.048387 | 0.048193 | 0.048001
ID | Residential | Manufactured Home - Mod. Income | Existing | Electronics | Personal Computers | 0.24915 | 0.23901 | 0.22745 | 0.21561 | 0.2044 | 0.19452 | 0.18651 | 0.18001 | 0.17471 | 0.17035 | 0.16676 | 0.16377 | 0.16127 | 0.15915 | 0.15734 | 0.15578 | 0.15441 | 0.1532 | 0.15211 | 0.15113 | 0.15022 | 0.14938
ID | Residential | Manufactured Home - Mod. Income | Existing | Electronics | Monitor | 0.18367 | 0.17523 | 0.16545 | 0.15535 | 0.14576 | 0.13732 | 0.13055 | 0.12513 | 0.12078 | 0.11729 | 0.11448 | 0.11222 | 0.11039 | 0.10892 | 0.10773 | 0.10676 | 0.10597 | 0.10532 | 0.10478 | 0.10434 | 0.10397 | 0.10366
ID | Residential | Manufactured Home - Mod. Income | Existing | Electronics | Laptops | 0.15789 | 0.15329 | 0.1487 | 0.14501 | 0.14204 | 0.13964 | 0.13771 | 0.13614 | 0.13487 | 0.13383 | 0.13298 | 0.13229 | 0.13171 | 0.13123 | 0.13082 | 0.13048 | 0.13018 | 0.12993 | 0.1297 | 0.1295 | 0.12932 | 0.12916
ID | Residential | Manufactured Home - Mod. Income | Existing | Electronics | TVs | 0.50496 | 0.67247 | 0.83449 | 0.97835 | 1.0939 | 1.1869 | 1.2618 | 1.3222 | 1.3711 | 1.4106 | 1.4428 | 1.4691 | 1.4906 | 1.5083 | 1.523 | 1.5352 | 1.5455 | 1.5543 | 1.5618 | 1.5684 | 1.5741 | 1.5792
ID | Residential | Manufactured Home - Mod. Income | Existing | Electronics | Printer/Fax/Copier | 0.065456 | 0.06396 | 0.062273 | 0.060595 | 0.059085 | 0.05787 | 0.056891 | 0.0561 | 0.055459 | 0.054939 | 0.054515 | 0.054168 | 0.053883 | 0.053646 | 0.053449 | 0.053284 | 0.053143 | 0.053023 | 0.052918 | 0.052827 | 0.052746 | 0.052673
ID | Residential | Manufactured Home - Mod. Income | Existing | Electronics | Set-top Boxes/DVRs | 0.1114 | 0.11053 | 0.10949 | 0.1084 | 0.10738 | 0.1065 | 0.10583 | 0.10533 | 0.10496 | 0.1047 | 0.10452 | 0.10441 | 0.10436 | 0.10435 | 0.10438 | 0.10444 | 0.10451 | 0.10461 | 0.10472 | 0.10484 | 0.10498 | 0.10512
ID | Residential | Manufactured Home - Mod. Income | Existing | Electronics | Devices and Gadgets | 1.4486 | 1.4475 | 1.4464 | 1.4452 | 1.4441 | 1.443 | 1.4419 | 1.4408 | 1.4397 | 1.4386 | 1.4375 | 1.4364 | 1.4353 | 1.4342 | 1.4331 | 1.432 | 1.4309 | 1.4298 | 1.4287 | 1.4276 | 1.4265 | 1.4254
ID | Residential | Manufactured Home - Mod. Income | Existing | Miscellaneous | Electric Vehicle Chargers | 0 | 0 | 0 | 0 | 0 | 0 | 0 | 0 | 0 | 0 | 0 | 0 | 0 | 0 | 0 | 0 | 0 | 0 | 0 | 0 | 0 | 0
ID | Residential | Manufactured Home - Mod. Income | Existing | Miscellaneous | Pool Pump | 0.11054 | 0.09154 | 0.07653 | 0.064704 | 0.055453 | 0.048323 | 0.042968 | 0.038941 | 0.035905 | 0.033611 | 0.031869 | 0.030541 | 0.029522 | 0.028734 | 0.028119 | 0.027633 | 0.027243 | 0.026925 | 0.026662 | 0.026439 | 0.026246 | 0.026076
ID | Residential | Manufactured Home - Mod. Income | Existing | Miscellaneous | Pool Heater | 0 | 0 | 0 | 0 | 0 | 0 | 0 | 0 | 0 | 0 | 0 | 0 | 0 | 0 | 0 | 0 | 0 | 0 | 0 | 0 | 0 | 0
ID | Residential | Manufactured Home - Mod. Income | Existing | Miscellaneous | Hot Tub/Spa | 0 | 0 | 0 | 0 | 0 | 0 | 0 | 0 | 0 | 0 | 0 | 0 | 0 | 0 | 0 | 0 | 0 | 0 | 0 | 0 | 0 | 0
ID | Residential | Manufactured Home - Mod. Income | Existing | Miscellaneous | Furnace Fan | 0.14449 | 0.1456 | 0.14667 | 0.14773 | 0.14879 | 0.14986 | 0.15097 | 0.15212 | 0.15333 | 0.1546 | 0.15594 | 0.15737 | 0.15888 | 0.16049 | 0.1622 | 0.16401 | 0.16593 | 0.16794 | 0.17004 | 0.17223 | 0.1745 | 0.17685
ID | Residential | Manufactured Home - Mod. Income | Existing | Miscellaneous | Well Pump | 0 | 0 | 0 | 0 | 0 | 0 | 0 | 0 | 0 | 0 | 0 | 0 | 0 | 0 | 0 | 0 | 0 | 0 | 0 | 0 | 0 | 0
ID | Residential | Manufactured Home - Mod. Income | Existing | Miscellaneous | Bathroom Exhaust Fan | 0.018747 | 0.018672 | 0.018597 | 0.018523 | 0.018449 | 0.018375 | 0.018302 | 0.018228 | 0.018155 | 0.018083 | 0.01801 | 0.017938 | 0.017867 | 0.017795 | 0.017724 | 0.017653 | 0.017583 | 0.017512 | 0.017442 | 0.017372 | 0.017303 | 0.017234
ID | Residential | Manufactured Home - Mod. Income | Existing | Miscellaneous | Miscellaneous | 5.6452 | 5.6197 | 5.5944 | 5.5691 | 5.544 | 5.519 | 5.4942 | 5.4694 | 5.4447 | 5.4202 | 5.3957 | 5.3714 | 5.3472 | 5.3231 | 5.2991 | 5.2752 | 5.2514 | 5.2277 | 5.2042 | 5.1807 | 5.1573 | 5.1341
ID | Residential | Manufactured Home - Mod. Income | Existing | Generation | Solar PV | 0 | 0 | 0 | 0 | 0 | 0 | 0 | 0 | 0 | 0 | 0 | 0 | 0 | 0 | 0 | 0 | 0 | 0 | 0 | 0 | 0 | 0
ID | Residential | Manufactured Home - Mod. Income | New | Cooling | Central AC | 0 | 0.017997 | 0.04093 | 0.059423 | 0.08068 | 0.10197 | 0.12347 | 0.14551 | 0.16802 | 0.19089 | 0.21434 | 0.23853 | 0.26333 | 0.28873 | 0.31488 | 0.34289 | 0.37194 | 0.40203 | 0.43302 | 0.46478 | 0.49752 | 0.53129
ID | Residential | Manufactured Home - Mod. Income | New | Cooling | Room AC | 0 | 0.0030434 | 0.0070097 | 0.010865 | 0.014627 | 0.018485 | 0.02238 | 0.026374 | 0.030451 | 0.034596 | 0.038844 | 0.043227 | 0.047721 | 0.052323 | 0.057061 | 0.062157 | 0.067459 | 0.072961 | 0.078633 | 0.084438 | 0.090418 | 0.096581
ID | Residential | Manufactured Home - Mod. Income | New | Cooling | Air-Source Heat Pump | 0 | 0.0023317 | 0.0052706 | 0.0081275 | 0.010915 | 0.013774 | 0.01666 | 0.01962 | 0.022642 | 0.025714 | 0.028862 | 0.032111 | 0.035441 | 0.038852 | 0.042363 | 0.046132 | 0.050055 | 0.054126 | 0.058323 | 0.06262 | 0.067046 | 0.071609
ID | Residential | Manufactured Home - Mod. Income | New | Cooling | Geothermal Heat Pump | 0 | 0 | 0 | 0 | 0 | 0 | 0 | 0 | 0 | 0 | 0 | 0 | 0 | 0 | 0 | 0 | 0 | 0 | 0 | 0 | 0 | 0
ID | Residential | Manufactured Home - Mod. Income | New | Cooling | Evaporative Cooler | 0 | 0.005715 | 0.013044 | 0.020035 | 0.026726 | 0.033468 | 0.040151 | 0.046887 | 0.053644 | 0.060392 | 0.067192 | 0.074094 | 0.081053 | 0.088064 | 0.095166 | 0.10272 | 0.11047 | 0.1184 | 0.12644 | 0.13454 | 0.14276 | 0.15111
ID | Residential | Manufactured Home - Mod. Income | New | Cooling | Ductless Mini Split Heat Pump | 0 | 0 | 0 | 0 | 0 | 0 | 0 | 0 | 0 | 0 | 0 | 0 | 0 | 0 | 0 | 0 | 0 | 0 | 0 | 0 | 0 | 0
ID | Residential | Manufactured Home - Mod. Income | New | Space Heating | Electric Room Heat | 0 | 0.015445 | 0.036146 | 0.057206 | 0.077871 | 0.098794 | 0.12008 | 0.14276 | 0.1647 | 0.18788 | 0.21181 | 0.23782 | 0.26237 | 0.28888 | 0.31637 | 0.34667 | 0.37494 | 0.40608 | 0.43828 | 0.47362 | 0.50557 | 0.54096
ID | Residential | Manufactured Home - Mod. Income | New | Space Heating | Electric Furnace | 0 | 0.22854 | 0.53485 | 0.84646 | 1.1522 | 1.4618 | 1.7768 | 2.1124 | 2.437 | 2.7799 | 3.1341 | 3.5189 | 3.8822 | 4.2745 | 4.6812 | 5.1296 | 5.5479 | 6.0086 | 6.4852 | 7.008 | 7.4808 | 8.0044
ID | Residential | Manufactured Home - Mod. Income | New | Space Heating | Air-Source Heat Pump | 0 | 0.014775 | 0.033912 | 0.053382 | 0.072482 | 0.091821 | 0.1115 | 0.13246 | 0.15274 | 0.17416 | 0.19628 | 0.22032 | 0.24302 | 0.26752 | 0.29293 | 0.3209 | 0.34699 | 0.37573 | 0.40547 | 0.4381 | 0.46762 | 0.5003
ID | Residential | Manufactured Home - Mod. Income | New | Space Heating | Geothermal Heat Pump | 0 | 0 | 0 | 0 | 0 | 0 | 0 | 0 | 0 | 0 | 0 | 0 | 0 | 0 | 0 | 0 | 0 | 0 | 0 | 0 | 0 | 0
ID | Residential | Manufactured Home - Mod. Income | New | Space Heating | Ductless Mini Split Heat Pump | 0 | 0 | 0 | 0 | 0 | 0 | 0 | 0 | 0 | 0 | 0 | 0 | 0 | 0 | 0 | 0 | 0 | 0 | 0 | 0 | 0 | 0
ID | Residential | Manufactured Home - Mod. Income | New | Water Heating | Water Heater (<= 55 Gal) | 0 | 0.15656 | 0.36372 | 0.56866 | 0.77216 | 0.9768 | 1.1838 | 1.3967 | 1.6145 | 1.8365 | 2.0646 | 2.3006 | 2.5433 | 2.7926 | 3.05 | 3.3161 | 3.5924 | 3.872 | 4.0931 | 4.3116 | 4.5295 | 4.7471
ID | Residential | Manufactured Home - Mod. Income | New | Water Heating | Water Heater (> 55 Gal) | 0 | 0 | 0 | 0 | 0 | 0 | 0 | 0 | 0 | 0 | 0 | 0 | 0 | 0 | 0 | 0 | 0 | 0 | 0 | 0 | 0 | 0
ID | Residential | Manufactured Home - Mod. Income | New | Interior Lighting | General Service Lighting | 0 | 0.026161 | 0.052589 | 0.07721 | 0.095496 | 0.1136 | 0.1311 | 0.14741 | 0.16505 | 0.18045 | 0.19528 | 0.20983 | 0.22397 | 0.2381 | 0.25068 | 0.26316 | 0.27567 | 0.28817 | 0.30075 | 0.31175 | 0.32239 | 0.33337
ID | Residential | Manufactured Home - Mod. Income | New | Interior Lighting | Linear Lighting | 0 | 0.0068425 | 0.015617 | 0.023987 | 0.031955 | 0.039681 | 0.047221 | 0.054711 | 0.062115 | 0.069372 | 0.076584 | 0.083805 | 0.090986 | 0.098122 | 0.10524 | 0.11237 | 0.11955 | 0.12678 | 0.13399 | 0.14111 | 0.14819 | 0.15525
ID | Residential | Manufactured Home - Mod. Income | New | Interior Lighting | Exempted Lighting | 0 | 6.3526e-05 | 0.00013074 | 0.00018798 | 0.00023368 | 0.00027899 | 0.00032135 | 0.00036705 | 0.00041305 | 0.00045372 | 0.00049184 | 0.00052741 | 0.00056078 | 0.00059424 | 0.00062188 | 0.00064571 | 0.00066946 | 0.00069452 | 0.00072372 | 0.00075328 | 0.0007832 | 0.00081331
ID | Residential | Manufactured Home - Mod. Income | New | Exterior Lighting | General Service Lighting | 0 | 0.0062764 | 0.011614 | 0.015598 | 0.018617 | 0.021711 | 0.024367 | 0.027694 | 0.031096 | 0.034077 | 0.036946 | 0.039694 | 0.042311 | 0.044896 | 0.047026 | 0.04913 | 0.051234 | 0.053334 | 0.055458 | 0.057231 | 0.058893 | 0.06062
ID | Residential | Manufactured Home - Mod. Income | New | Appliances | Clothes Washer | 0 | 0.0043653 | 0.0099714 | 0.015328 | 0.020465 | 0.025455 | 0.030332 | 0.035186 | 0.039992 | 0.044728 | 0.049442 | 0.05417 | 0.05888 | 0.063569 | 0.068264 | 0.072974 | 0.07773 | 0.082521 | 0.087306 | 0.092043 | 0.096774 | 0.10151
ID | Residential | Manufactured Home - Mod. Income | New | Appliances | Clothes Dryer | 0 | 0.025479 | 0.0582 | 0.089467 | 0.11945 | 0.14857 | 0.17704 | 0.20536 | 0.23341 | 0.26105 | 0.28856 | 0.31615 | 0.34364 | 0.371 | 0.3984 | 0.42588 | 0.45364 | 0.48159 | 0.50951 | 0.53715 | 0.56476 | 0.59238
ID | Residential | Manufactured Home - Mod. Income | New | Appliances | Dishwasher | 0 | 0.0017543 | 0.0039959 | 0.0061251 | 0.0081541 | 0.010113 | 0.012017 | 0.0139 | 0.015753 | 0.017568 | 0.019364 | 0.021156 | 0.022929 | 0.024684 | 0.026432 | 0.028175 | 0.029925 | 0.031679 | 0.03342 | 0.035132 | 0.036833 | 0.038524
ID | Residential | Manufactured Home - Mod. Income | New | Appliances | Refrigerator | 0 | 0.024072 | 0.054945 | 0.084396 | 0.11259 | 0.13992 | 0.1666 | 0.1931 | 0.2193 | 0.24506 | 0.27067 | 0.29631 | 0.32181 | 0.34714 | 0.37248 | 0.39785 | 0.42344 | 0.44916 | 0.47482 | 0.50017 | 0.52545 | 0.5507
ID | Residential | Manufactured Home - Mod. Income | New | Appliances | Freezer | 0 | 0.032493 | 0.073551 | 0.11204 | 0.14823 | 0.18271 | 0.21575 | 0.24801 | 0.27933 | 0.30958 | 0.33912 | 0.36819 | 0.39658 | 0.42428 | 0.4515 | 0.47828 | 0.50485 | 0.53111 | 0.55682 | 0.58172 | 0.60609 | 0.62998
ID | Residential | Manufactured Home - Mod. Income | New | Appliances | Second Refrigerator | 0 | 0.011491 | 0.026063 | 0.039779 | 0.052728 | 0.065115 | 0.077037 | 0.088722 | 0.10012 | 0.11117 | 0.12201 | 0.13271 | 0.14322 | 0.15351 | 0.16367 | 0.17371 | 0.1837 | 0.19362 | 0.20338 | 0.21288 | 0.22222 | 0.23141
ID | Residential | Manufactured Home - Mod. Income | New | Appliances | Stove/Oven | 0 | 0.0069976 | 0.015971 | 0.024531 | 0.032724 | 0.040668 | 0.048422 | 0.056123 | 0.063736 | 0.071224 | 0.078666 | 0.086118 | 0.093528 | 0.10089 | 0.10825 | 0.11563 | 0.12306 | 0.13054 | 0.13799 | 0.14536 | 0.1527 | 0.16004
ID | Residential | Manufactured Home - Mod. Income | New | Appliances | Microwave | 0 | 0.0045236 | 0.010324 | 0.015858 | 0.021154 | 0.02629 | 0.031302 | 0.03628 | 0.041202 | 0.046043 | 0.050853 | 0.05567 | 0.060461 | 0.065221 | 0.06998 | 0.074746 | 0.079552 | 0.084385 | 0.089204 | 0.093966 | 0.098714 | 0.10346
ID | Residential | Manufactured Home - Mod. Income | New | Appliances | Dehumidifier | 0 | 0.0002996 | 0.0006838 | 0.0010503 | 0.0014011 | 0.0017412 | 0.0020732 | 0.0024029 | 0.0027289 | 0.0030495 | 0.0033681 | 0.0036872 | 0.0040044 | 0.0043197 | 0.0046349 | 0.0049506 | 0.0052689 | 0.0055889 | 0.0059081 | 0.0062235 | 0.006538 | 0.0068521
ID | Residential | Manufactured Home - Mod. Income | New | Appliances | Air Purifier | 0 | 0.0010113 | 0.002308 | 0.0035451 | 0.0047291 | 0.0058772 | 0.0069977 | 0.0081106 | 0.0092108 | 0.010293 | 0.011369 | 0.012445 | 0.013516 | 0.01458 | 0.015644 | 0.01671 | 0.017784 | 0.018865 | 0.019942 | 0.021006 | 0.022068 | 0.023128
ID | Residential | Manufactured Home - Mod. Income | New | Electronics | Personal Computers | 0 | 0.003127 | 0.0071368 | 0.010962 | 0.014623 | 0.018173 | 0.021638 | 0.025079 | 0.028481 | 0.031828 | 0.035153 | 0.038483 | 0.041794 | 0.045085 | 0.048375 | 0.051669 | 0.054992 | 0.058332 | 0.061663 | 0.064955 | 0.068238 | 0.071515
ID | Residential | Manufactured Home - Mod. Income | New | Electronics | Monitor | 0 | 0.0020285 | 0.0046448 | 0.0071574 | 0.0095789 | 0.011943 | 0.014266 | 0.016589 | 0.0189 | 0.02119 | 0.02348 | 0.025787 | 0.028097 | 0.030407 | 0.032732 | 0.035075 | 0.037451 | 0.039855 | 0.042268 | 0.044669 | 0.047079 | 0.049501
ID | Residential | Manufactured Home - Mod. Income | New | Electronics | Laptops | 0 | 0.0025453 | 0.0058281 | 0.0089809 | 0.012019 | 0.014986 | 0.017901 | 0.020815 | 0.023715 | 0.026588 | 0.029461 | 0.032357 | 0.035255 | 0.038154 | 0.041071 | 0.044011 | 0.046993 | 0.050009 | 0.053036 | 0.056049 | 0.059073 | 0.062111
ID | Residential | Manufactured Home - Mod. Income | New | Electronics | TVs | 0 | 0.029923 | 0.06868 | 0.10608 | 0.14231 | 0.17786 | 0.21297 | 0.24823 | 0.28349 | 0.31858 | 0.35386 | 0.38956 | 0.42546 | 0.46155 | 0.49802 | 0.53494 | 0.57255 | 0.61075 | 0.64927 | 0.68779 | 0.72662 | 0.76582
ID | Residential | Manufactured Home - Mod. Income | New | Electronics | Printer/Fax/Copier | 0 | 0.0010375 | 0.0023755 | 0.0036606 | 0.0048991 | 0.0061082 | 0.0072964 | 0.0084842 | 0.0096664 | 0.010837 | 0.012008 | 0.013189 | 0.01437 | 0.015552 | 0.016741 | 0.017939 | 0.019154 | 0.020384 | 0.021618 | 0.022846 | 0.024078 | 0.025317
ID | Residential | Manufactured Home - Mod. Income | New | Electronics | Set-top Boxes/DVRs | 0 | 0.0019768 | 0.0045371 | 0.0070082 | 0.0094015 | 0.01175 | 0.014069 | 0.016398 | 0.018728 | 0.021046 | 0.023376 | 0.025735 | 0.028107 | 0.030491 | 0.0329 | 0.035339 | 0.037824 | 0.040348 | 0.042892 | 0.045437 | 0.048002 | 0.050592
ID | Residential | Manufactured Home - Mod. Income | New | Electronics | Devices and Gadgets | 0 | 0.028146 | 0.064447 | 0.099309 | 0.13291 | 0.16571 | 0.19794 | 0.23017 | 0.26224 | 0.294 | 0.32578 | 0.3578 | 0.38984 | 0.4219 | 0.45416 | 0.48667 | 0.51964 | 0.55299 | 0.58647 | 0.61979 | 0.65322 | 0.68682
ID | Residential | Manufactured Home - Mod. Income | New | Miscellaneous | Electric Vehicle Chargers | 0 | 0 | 0 | 0 | 0 | 0 | 0 | 0 | 0 | 0 | 0 | 0 | 0 | 0 | 0 | 0 | 0 | 0 | 0 | 0 | 0 | 0
ID | Residential | Manufactured Home - Mod. Income | New | Miscellaneous | Pool Pump | 0 | 0.00054526 | 0.0012445 | 0.0019115 | 0.0025499 | 0.0031689 | 0.0037731 | 0.0043732 | 0.0049664 | 0.0055499 | 0.0061298 | 0.0067104 | 0.0072878 | 0.0078616 | 0.0084353 | 0.0090098 | 0.0095891 | 0.010172 | 0.010752 | 0.011326 | 0.011899 | 0.01247
ID | Residential | Manufactured Home - Mod. Income | New | Miscellaneous | Pool Heater | 0 | 0 | 0 | 0 | 0 | 0 | 0 | 0 | 0 | 0 | 0 | 0 | 0 | 0 | 0 | 0 | 0 | 0 | 0 | 0 | 0 | 0
ID | Residential | Manufactured Home - Mod. Income | New | Miscellaneous | Hot Tub/Spa | 0 | 0 | 0 | 0 | 0 | 0 | 0 | 0 | 0 | 0 | 0 | 0 | 0 | 0 | 0 | 0 | 0 | 0 | 0 | 0 | 0 | 0
ID | Residential | Manufactured Home - Mod. Income | New | Miscellaneous | Furnace Fan | 0 | 0.0025494 | 0.0059231 | 0.0092618 | 0.012579 | 0.015917 | 0.019297 | 0.022775 | 0.026339 | 0.029976 | 0.03372 | 0.037599 | 0.041594 | 0.045706 | 0.04996 | 0.054366 | 0.058953 | 0.063718 | 0.068635 | 0.073676 | 0.078878 | 0.084252
ID | Residential | Manufactured Home - Mod. Income | New | Miscellaneous | Well Pump | 0 | 0 | 0 | 0 | 0 | 0 | 0 | 0 | 0 | 0 | 0 | 0 | 0 | 0 | 0 | 0 | 0 | 0 | 0 | 0 | 0 | 0
ID | Residential | Manufactured Home - Mod. Income | New | Miscellaneous | Bathroom Exhaust Fan | 0 | 0.00036307 | 0.00082866 | 0.0012728 | 0.0016979 | 0.0021101 | 0.0025124 | 0.002912 | 0.003307 | 0.0036955 | 0.0040816 | 0.0044683 | 0.0048527 | 0.0052348 | 0.0056168 | 0.0059994 | 0.0063851 | 0.006773 | 0.0071597 | 0.007542 | 0.0079231 | 0.0083037
ID | Residential | Manufactured Home - Mod. Income | New | Miscellaneous | Miscellaneous | 0 | 0.10927 | 0.24927 | 0.38268 | 0.51023 | 0.63378 | 0.75422 | 0.87373 | 0.99174 | 1.1077 | 1.2228 | 1.338 | 1.4523 | 1.5659 | 1.6793 | 1.7928 | 1.907 | 2.0219 | 2.1362 | 2.2491 | 2.3616 | 2.4738
ID | Residential | Manufactured Home - Mod. Income | New | Generation | Solar PV | 0 | 0 | 0 | 0 | 0 | 0 | 0 | 0 | 0 | 0 | 0 | 0 | 0 | 0 | 0 | 0 | 0 | 0 | 0 | 0 | 0 | 0
ID | Residential | Single Family - Low Income | Existing | Cooling | Central AC | 1.5709 | 1.5684 | 1.5648 | 1.554 | 1.5486 | 1.5537 | 1.5587 | 1.5638 | 1.569 | 1.5746 | 1.5807 | 1.5875 | 1.595 | 1.6034 | 1.6128 | 1.6289 | 1.646 | 1.6641 | 1.6833 | 1.7035 | 1.7246 | 1.7467
ID | Residential | Single Family - Low Income | Existing | Cooling | Room AC | 0.44419 | 0.44084 | 0.43708 | 0.4332 | 0.42946 | 0.42934 | 0.42973 | 0.43083 | 0.43256 | 0.43486 | 0.43767 | 0.44094 | 0.44461 | 0.44866 | 0.45305 | 0.45933 | 0.4659 | 0.47274 | 0.47983 | 0.48715 | 0.4947 | 0.50245
ID | Residential | Single Family - Low Income | Existing | Cooling | Air-Source Heat Pump | 0.11614 | 0.11676 | 0.11729 | 0.11781 | 0.11832 | 0.11974 | 0.12117 | 0.12261 | 0.12407 | 0.12555 | 0.12706 | 0.12858 | 0.13014 | 0.13173 | 0.13335 | 0.13548 | 0.13765 | 0.13987 | 0.14214 | 0.14445 | 0.14681 | 0.14921
ID | Residential | Single Family - Low Income | Existing | Cooling | Geothermal Heat Pump | 0.051613 | 0.05142 | 0.051197 | 0.050954 | 0.0507 | 0.050831 | 0.050963 | 0.051103 | 0.051259 | 0.051436 | 0.05164 | 0.051878 | 0.052154 | 0.052474 | 0.052842 | 0.053448 | 0.054112 | 0.054807 | 0.055532 | 0.056285 | 0.057065 | 0.057871
ID | Residential | Single Family - Low Income | Existing | Cooling | Evaporative Cooler | 0.12053 | 0.11986 | 0.11916 | 0.11846 | 0.11774 | 0.11792 | 0.11809 | 0.11826 | 0.11843 | 0.11862 | 0.11881 | 0.11903 | 0.11927 | 0.11953 | 0.11982 | 0.12054 | 0.12128 | 0.12204 | 0.12282 | 0.1236 | 0.1244 | 0.12521
ID | Residential | Single Family - Low Income | Existing | Cooling | Ductless Mini Split Heat Pump | 0.066002 | 0.067569 | 0.069174 | 0.070816 | 0.072498 | 0.074786 | 0.077143 | 0.079569 | 0.082067 | 0.084638 | 0.087285 | 0.090011 | 0.092816 | 0.095704 | 0.098677 | 0.10209 | 0.10561 | 0.10923 | 0.11298 | 0.11683 | 0.12081 | 0.12491
ID | Residential | Single Family - Low Income | Existing | Space Heating | Electric Room Heat | 12.4455 | 12.6647 | 12.8878 | 13.1795 | 13.3494 | 13.5294 | 13.7145 | 13.9725 | 14.1024 | 14.3061 | 14.5171 | 14.8065 | 14.9625 | 15.1977 | 15.441 | 15.7735 | 15.9646 | 16.2385 | 16.5203 | 16.89 | 17.1071 | 17.4121
ID | Residential | Single Family - Low Income | Existing | Space Heating | Electric Furnace | 8.1962 | 8.3406 | 8.4875 | 8.6796 | 8.7915 | 8.9101 | 9.032 | 9.2019 | 9.2874 | 9.4216 | 9.5605 | 9.7511 | 9.8539 | 10.0087 | 10.169 | 10.388 | 10.5138 | 10.6942 | 10.8797 | 11.1232 | 11.2662 | 11.4671
ID | Residential | Single Family - Low Income | Existing | Space Heating | Air-Source Heat Pump | 1.3375 | 1.3705 | 1.4029 | 1.443 | 1.4699 | 1.498 | 1.5264 | 1.5629 | 1.5848 | 1.6147 | 1.6451 | 1.684 | 1.7073 | 1.7391 | 1.7714 | 1.8137 | 1.8394 | 1.8744 | 1.9101 | 1.9558 | 1.9837 | 2.0215
ID | Residential | Single Family - Low Income | Existing | Space Heating | Geothermal Heat Pump | 0.22804 | 0.23073 | 0.23342 | 0.23728 | 0.23891 | 0.24073 | 0.24264 | 0.24586 | 0.24687 | 0.24922 | 0.25176 | 0.25572 | 0.25746 | 0.26065 | 0.26409 | 0.26916 | 0.27194 | 0.27619 | 0.28061 | 0.28656 | 0.28996 | 0.29487
ID | Residential | Single Family - Low Income | Existing | Space Heating | Ductless Mini Split Heat Pump | 0.78506 | 0.8037 | 0.82278 | 0.84642 | 0.86232 | 0.8789 | 0.89577 | 0.91736 | 0.93044 | 0.94825 | 0.96638 | 0.98955 | 1.0036 | 1.0227 | 1.0422 | 1.0675 | 1.0831 | 1.1041 | 1.1255 | 1.1527 | 1.1694 | 1.192
ID | Residential | Single Family - Low Income | Existing | Water Heating | Water Heater (<= 55 Gal) | 13.6027 | 13.8239 | 14.0488 | 14.2772 | 14.5094 | 14.7454 | 14.9852 | 15.2289 | 15.4766 | 15.7283 | 15.984 | 16.244 | 16.5082 | 16.7766 | 17.0495 | 17.3268 | 17.6085 | 17.8949 | 18.1859 | 18.4817 | 18.7823 | 19.0877
ID | Residential | Single Family - Low Income | Existing | Water Heating | Water Heater (> 55 Gal) | 0.88186 | 0.86444 | 0.8439 | 0.82146 | 0.79816 | 0.77492 | 0.75249 | 0.73155 | 0.71266 | 0.6963 | 0.6829 | 0.67282 | 0.66559 | 0.66085 | 0.65825 | 0.65752 | 0.65841 | 0.66071 | 0.66425 | 0.66888 | 0.67447 | 0.6809
ID | Residential | Single Family - Low Income | Existing | Interior Lighting | General Service Lighting | 5.6979 | 5.543 | 5.3101 | 5.0383 | 4.6959 | 4.3302 | 3.9404 | 3.6071 | 3.3364 | 3.0966 | 2.892 | 2.7181 | 2.5685 | 2.4417 | 2.3274 | 2.2273 | 2.1395 | 2.0624 | 1.9958 | 1.9284 | 1.8667 | 1.8105
ID | Residential | Single Family - Low Income | Existing | Interior Lighting | Linear Lighting | 0.7633 | 0.76208 | 0.76086 | 0.75965 | 0.75814 | 0.75661 | 0.75506 | 0.7535 | 0.75193 | 0.75011 | 0.74828 | 0.74645 | 0.74461 | 0.74277 | 0.74074 | 0.73871 | 0.73668 | 0.73466 | 0.73263 | 0.73061 | 0.72869 | 0.72684
ID | Residential | Single Family - Low Income | Existing | Interior Lighting | Exempted Lighting | 0.037148 | 0.035658 | 0.033402 | 0.030581 | 0.027232 | 0.023613 | 0.019769 | 0.016914 | 0.01478 | 0.013133 | 0.011871 | 0.010885 | 0.010094 | 0.0094758 | 0.0089325 | 0.0084348 | 0.0080016 | 0.0076287 | 0.0073624 | 0.0071435 | 0.0069611 | 0.0068216
ID | Residential | Single Family - Low Income | Existing | Exterior Lighting | General Service Lighting | 1.3727 | 1.336 | 1.2642 | 1.1691 | 1.053 | 0.92946 | 0.82644 | 0.74865 | 0.68706 | 0.63545 | 0.59324 | 0.5581 | 0.52815 | 0.50314 | 0.47963 | 0.45919 | 0.44141 | 0.4259 | 0.41263 | 0.39819 | 0.38416 | 0.37084
ID | Residential | Single Family - Low Income | Existing | Appliances | Clothes Washer | 0.6788 | 0.67828 | 0.67775 | 0.67723 | 0.67671 | 0.67619 | 0.67567 | 0.67514 | 0.67462 | 0.6741 | 0.67358 | 0.67306 | 0.67254 | 0.67202 | 0.67151 | 0.67099 | 0.67047 | 0.66995 | 0.66944 | 0.66892 | 0.6684 | 0.66789
ID | Residential | Single Family - Low Income | Existing | Appliances | Clothes Dryer | 4.205 | 4.2048 | 4.2049 | 4.2052 | 4.2056 | 4.2059 | 4.2062 | 4.2062 | 4.2059 | 4.2054 | 4.2044 | 4.2031 | 4.2015 | 4.1997 | 4.1977 | 4.1955 | 4.1931 | 4.1906 | 4.188 | 4.1853 | 4.1826 | 4.1797
ID | Residential | Single Family - Low Income | Existing | Appliances | Dishwasher | 0.44047 | 0.43888 | 0.43728 | 0.4357 | 0.43412 | 0.43254 | 0.43097 | 0.42941 | 0.42785 | 0.4263 | 0.42475 | 0.42321 | 0.42168 | 0.42015 | 0.41862 | 0.4171 | 0.41559 | 0.41408 | 0.41258 | 0.41108 | 0.40959 | 0.40811
ID | Residential | Single Family - Low Income | Existing | Appliances | Refrigerator | 3.533 | 3.5239 | 3.5147 | 3.5054 | 3.496 | 3.4867 | 3.4775 | 3.4684 | 3.4595 | 3.4508 | 3.4424 | 3.4342 | 3.4263 | 3.4187 | 3.4112 | 3.404 | 3.397 | 3.3901 | 3.3833 | 3.3767 | 3.3703 | 3.3639
ID | Residential | Single Family - Low Income | Existing | Appliances | Freezer | 3.4219 | 3.3883 | 3.355 | 3.3221 | 3.2895 | 3.2573 | 3.2253 | 3.1936 | 3.1623 | 3.1313 | 3.1006 | 3.0701 | 3.04 | 3.0102 | 2.9806 | 2.9514 | 2.9224 | 2.8938 | 2.8654 | 2.8373 | 2.8094 | 2.7819
ID | Residential | Single Family - Low Income | Existing | Appliances | Second Refrigerator | 2.5569 | 2.4911 | 2.4235 | 2.3551 | 2.2869 | 2.2197 | 2.1543 | 2.0911 | 2.0308 | 1.9739 | 1.9207 | 1.8716 | 1.8262 | 1.7842 | 1.7452 | 1.709 | 1.6753 | 1.6438 | 1.6143 | 1.5867 | 1.5607 | 1.5363
ID | Residential | Single Family - Low Income | Existing | Appliances | Stove/Oven | 0.75644 | 0.75478 | 0.753 | 0.75115 | 0.74927 | 0.74737 | 0.74547 | 0.74359 | 0.74175 | 0.73994 | 0.73819 | 0.73649 | 0.73485 | 0.73328 | 0.73177 | 0.73034 | 0.72895 | 0.72762 | 0.72632 | 0.72505 | 0.7238 | 0.72257
ID | Residential | Single Family - Low Income | Existing | Appliances | Microwave | 0.79365 | 0.79238 | 0.79112 | 0.78985 | 0.78859 | 0.78732 | 0.78606 | 0.78481 | 0.78355 | 0.7823 | 0.78105 | 0.7798 | 0.77855 | 0.7773 | 0.77606 | 0.77482 | 0.77358 | 0.77234 | 0.7711 | 0.76987 | 0.76864 | 0.76741
ID | Residential | Single Family - Low Income | Existing | Appliances | Dehumidifier | 0.17942 | 0.1773 | 0.17489 | 0.17232 | 0.16969 | 0.16709 | 0.16459 | 0.16224 | 0.1601 | 0.15821 | 0.15659 | 0.15521 | 0.15402 | 0.15298 | 0.15209 | 0.1513 | 0.15061 | 0.14999 | 0.14944 | 0.14894 | 0.14848 | 0.14806
ID | Residential | Single Family - Low Income | Existing | Appliances | Air Purifier | 0.26964 | 0.26921 | 0.26878 | 0.26835 | 0.26792 | 0.26749 | 0.26707 | 0.26664 | 0.26621 | 0.26579 | 0.26536 | 0.26494 | 0.26451 | 0.26409 | 0.26367 | 0.26324 | 0.26282 | 0.2624 | 0.26198 | 0.26156 | 0.26115 | 0.26073
ID | Residential | Single Family - Low Income | Existing | Electronics | Personal Computers | 0.58433 | 0.56189 | 0.53599 | 0.50933 | 0.48401 | 0.46171 | 0.44379 | 0.42935 | 0.4177 | 0.40827 | 0.40063 | 0.3944 | 0.3893 | 0.38512 | 0.38165 | 0.37877 | 0.37635 | 0.3743 | 0.37254 | 0.37102 | 0.36968 | 0.3685
ID | Residential | Single Family - Low Income | Existing | Electronics | Monitor | 0.43076 | 0.41399 | 0.39405 | 0.37337 | 0.35386 | 0.33707 | 0.32424 | 0.31457 | 0.30744 | 0.30236 | 0.29891 | 0.29678 | 0.29572 | 0.2955 | 0.29598 | 0.29702 | 0.29852 | 0.30039 | 0.30256 | 0.30499 | 0.30762 | 0.31043
ID | Residential | Single Family - Low Income | Existing | Electronics | Laptops | 0.4537 | 0.44497 | 0.43629 | 0.43023 | 0.42627 | 0.42401 | 0.42312 | 0.42333 | 0.42443 | 0.42626 | 0.42868 | 0.43158 | 0.43488 | 0.4385 | 0.4424 | 0.44653 | 0.45085 | 0.45534 | 0.45998 | 0.46474 | 0.46962 | 0.4746
ID | Residential | Single Family - Low Income | Existing | Electronics | TVs | 1.1546 | 1.5462 | 1.9251 | 2.2627 | 2.5356 | 2.7569 | 2.9369 | 3.0838 | 3.2043 | 3.3036 | 3.3861 | 3.4551 | 3.5133 | 3.5629 | 3.6055 | 3.6427 | 3.6755 | 3.7049 | 3.7314 | 3.7557 | 3.7783 | 3.7995
ID | Residential | Single Family - Low Income | Existing | Electronics | Printer/Fax/Copier | 0.14554 | 0.14363 | 0.14131 | 0.13901 | 0.1371 | 0.13586 | 0.13515 | 0.13488 | 0.13495 | 0.13531 | 0.1359 | 0.13668 | 0.1376 | 0.13866 | 0.13982 | 0.14106 | 0.14238 | 0.14376 | 0.14519 | 0.14667 | 0.14819 | 0.14975
ID | Residential | Single Family - Low Income | Existing | Electronics | Set-top Boxes/DVRs | 0.23592 | 0.23458 | 0.2329 | 0.23112 | 0.22948 | 0.22815 | 0.22727 | 0.22674 | 0.2265 | 0.22648 | 0.22666 | 0.22698 | 0.22742 | 0.22796 | 0.22857 | 0.22925 | 0.22998 | 0.23075 | 0.23156 | 0.23239 | 0.23325 | 0.23413
ID | Residential | Single Family - Low Income | Existing | Electronics | Devices and Gadgets | 3.5335 | 3.5724 | 3.6118 | 3.6516 | 3.6919 | 3.7325 | 3.7737 | 3.8153 | 3.8573 | 3.8998 | 3.9428 | 3.9863 | 4.0302 | 4.0746 | 4.1195 | 4.1649 | 4.2108 | 4.2572 | 4.3041 | 4.3516 | 4.3995 | 4.448
ID | Residential | Single Family - Low Income | Existing | Miscellaneous | Electric Vehicle Chargers | 0 | 0 | 0 | 0 | 0 | 0 | 0 | 0 | 0 | 0 | 0 | 0 | 0 | 0 | 0 | 0 | 0 | 0 | 0 | 0 | 0 | 0
ID | Residential | Single Family - Low Income | Existing | Miscellaneous | Pool Pump | 0.085046 | 0.070596 | 0.059162 | 0.050141 | 0.043076 | 0.037627 | 0.033538 | 0.030468 | 0.028161 | 0.026424 | 0.025116 | 0.024127 | 0.023378 | 0.022809 | 0.022375 | 0.022041 | 0.021782 | 0.02158 | 0.021421 | 0.021293 | 0.021188 | 0.021102
ID | Residential | Single Family - Low Income | Existing | Miscellaneous | Pool Heater | 0 | 0 | 0 | 0 | 0 | 0 | 0 | 0 | 0 | 0 | 0 | 0 | 0 | 0 | 0 | 0 | 0 | 0 | 0 | 0 | 0 | 0
ID | Residential | Single Family - Low Income | Existing | Miscellaneous | Hot Tub/Spa | 0.45902 | 0.47651 | 0.49779 | 0.50621 | 0.51329 | 0.51824 | 0.52042 | 0.51934 | 0.5146 | 0.50589 | 0.49689 | 0.48707 | 0.47909 | 0.47257 | 0.46722 | 0.46033 | 0.45395 | 0.45192 | 0.45015 | 0.4486 | 0.44721 | 0.44597
ID | Residential | Single Family - Low Income | Existing | Miscellaneous | Furnace Fan | 0.9468 | 0.95132 | 0.95552 | 0.95954 | 0.96348 | 0.96745 | 0.97152 | 0.97577 | 0.98029 | 0.98512 | 0.99033 | 0.99596 | 1.0021 | 1.0087 | 1.0158 | 1.0236 | 1.0319 | 1.0406 | 1.0499 | 1.0596 | 1.0697 | 1.0801
ID | Residential | Single Family - Low Income | Existing | Miscellaneous | Well Pump | 0.27915 | 0.2787 | 0.27826 | 0.27781 | 0.27737 | 0.27693 | 0.27648 | 0.27604 | 0.2756 | 0.27516 | 0.27472 | 0.27428 | 0.27384 | 0.2734 | 0.27296 | 0.27253 | 0.27209 | 0.27166 | 0.27122 | 0.27079 | 0.27035 | 0.26992
ID | Residential | Single Family - Low Income | Existing | Miscellaneous | Bathroom Exhaust Fan | 0.10492 | 0.10476 | 0.10459 | 0.10442 | 0.10425 | 0.10409 | 0.10392 | 0.10375 | 0.10359 | 0.10342 | 0.10326 | 0.10309 | 0.10293 | 0.10276 | 0.1026 | 0.10243 | 0.10227 | 0.10211 | 0.10194 | 0.10178 | 0.10162 | 0.10145
ID | Residential | Single Family - Low Income | Existing | Miscellaneous | Miscellaneous | 9.9007 | 9.8798 | 9.8589 | 9.8381 | 9.8174 | 9.7966 | 9.776 | 9.7553 | 9.7348 | 9.7142 | 9.6937 | 9.6733 | 9.6529 | 9.6325 | 9.6122 | 9.5919 | 9.5717 | 9.5515 | 9.5313 | 9.5112 | 9.4911 | 9.4711
ID | Residential | Single Family - Low Income | Existing | Generation | Solar PV | -1.1119 | -1.266 | -1.418 | -1.5829 | -1.7551 | -1.958 | -2.1661 | -2.4632 | -2.7798 | -3.09 | -3.4511 | -3.8279 | -4.1697 | -4.5021 | -4.8267 | -5.1435 | -5.4526 | -5.7532 | -6.0438 | -6.3234 | -6.5933 | -6.8543
ID | Residential | Single Family - Low Income | New | Cooling | Central AC | 0 | 0.021054 | 0.049483 | 0.072815 | 0.098998 | 0.12522 | 0.15163 | 0.17871 | 0.20634 | 0.23439 | 0.26315 | 0.29284 | 0.32327 | 0.35445 | 0.38655 | 0.42103 | 0.45684 | 0.49399 | 0.53225 | 0.57143 | 0.61182 | 0.6535
ID | Residential | Single Family - Low Income | New | Cooling | Room AC | 0 | 0.0059622 | 0.013978 | 0.021735 | 0.029272 | 0.036979 | 0.044743 | 0.052704 | 0.060828 | 0.069074 | 0.077527 | 0.086254 | 0.0952 | 0.10436 | 0.1138 | 0.12396 | 0.13454 | 0.14554 | 0.15687 | 0.16847 | 0.18042 | 0.19274
ID | Residential | Single Family - Low Income | New | Cooling | Air-Source Heat Pump | 0 | 0.0018493 | 0.0042537 | 0.0065806 | 0.0088413 | 0.011154 | 0.013483 | 0.015872 | 0.018309 | 0.020783 | 0.023319 | 0.025938 | 0.028622 | 0.031371 | 0.034203 | 0.037245 | 0.040415 | 0.043708 | 0.047104 | 0.050579 | 0.05416 | 0.057852
ID | Residential | Single Family - Low Income | New | Cooling | Geothermal Heat Pump | 0 | 0.00068753 | 0.0016122 | 0.0025073 | 0.003377 | 0.004267 | 0.0051635 | 0.0060828 | 0.0070207 | 0.0079729 | 0.008949 | 0.0099566 | 0.01099 | 0.012048 | 0.013138 | 0.014311 | 0.015533 | 0.016802 | 0.018111 | 0.01945 | 0.02083 | 0.022253
ID | Residential | Single Family - Low Income | New | Cooling | Evaporative Cooler | 0 | 0.0017661 | 0.0041029 | 0.0063219 | 0.0084366 | 0.010561 | 0.012663 | 0.01478 | 0.016903 | 0.019021 | 0.021154 | 0.023322 | 0.025507 | 0.027708 | 0.02994 | 0.032316 | 0.034756 | 0.037255 | 0.039792 | 0.042345 | 0.044936 | 0.047568
ID | Residential | Single Family - Low Income | New | Cooling | Ductless Mini Split Heat Pump | 0 | 0.0010909 | 0.0025985 | 0.0041056 | 0.005618 | 0.0072113 | 0.0088656 | 0.010611 | 0.012443 | 0.014357 | 0.016373 | 0.018509 | 0.020757 | 0.023121 | 0.025617 | 0.028352 | 0.031267 | 0.034366 | 0.037638 | 0.04107 | 0.04469 | 0.048508
ID | Residential | Single Family - Low Income | New | Space Heating | Electric Room Heat | 0 | 0.187 | 0.44544 | 0.7072 | 0.96304 | 1.2214 | 1.4836 | 1.7631 | 2.0332 | 2.3182 | 2.6125 | 2.9326 | 3.2347 | 3.5609 | 3.8993 | 4.2727 | 4.6214 | 5.0059 | 5.4037 | 5.8398 | 6.2344 | 6.6715
ID | Residential | Single Family - Low Income | New | Space Heating | Electric Furnace | 0 | 0.12315 | 0.29335 | 0.46574 | 0.63423 | 0.80436 | 0.97707 | 1.1611 | 1.339 | 1.5267 | 1.7205 | 1.9313 | 2.1303 | 2.3451 | 2.568 | 2.8139 | 3.0435 | 3.2967 | 3.5587 | 3.8459 | 4.1058 | 4.3937
ID | Residential | Single Family - Low Income | New | Space Heating | Air-Source Heat Pump | 0 | 0.022876 | 0.053428 | 0.084375 | 0.11462 | 0.14515 | 0.17615 | 0.20919 | 0.24111 | 0.2748 | 0.30959 | 0.34742 | 0.38313 | 0.42169 | 0.46169 | 0.50576 | 0.54692 | 0.59231 | 0.63929 | 0.6908 | 0.73741 | 0.78904
ID | Residential | Single Family - Low Income | New | Space Heating | Geothermal Heat Pump | 0 | 0.0031946 | 0.0076107 | 0.012085 | 0.016458 | 0.020875 | 0.02536 | 0.030138 | 0.034757 | 0.03963 | 0.044664 | 0.050136 | 0.055302 | 0.06088 | 0.066667 | 0.073052 | 0.079015 | 0.085589 | 0.092392 | 0.09985 | 0.1066 | 0.11407
ID | Residential | Single Family - Low Income | New | Space Heating | Ductless Mini Split Heat Pump | 0 | 0.012756 | 0.030384 | 0.048239 | 0.065691 | 0.083312 | 0.1012 | 0.12026 | 0.13869 | 0.15813 | 0.17821 | 0.20004 | 0.22064 | 0.2429 | 0.26598 | 0.29145 | 0.31524 | 0.34146 | 0.36859 | 0.39834 | 0.42526 | 0.45508
ID | Residential | Single Family - Low Income | New | Water Heating | Water Heater (<= 55 Gal) | 0 | 0.23493 | 0.55552 | 0.87128 | 1.1835 | 1.4967 | 1.8128 | 2.1377 | 2.4701 | 2.8084 | 3.1562 | 3.5161 | 3.8862 | 4.2664 | 4.6591 | 5.0653 | 5.4878 | 5.9261 | 6.3776 | 6.8388 | 7.3137 | 7.803
ID | Residential | Single Family - Low Income | New | Water Heating | Water Heater (> 55 Gal) | 0 | 0.0080796 | 0.019105 | 0.029965 | 0.040704 | 0.051473 | 0.062346 | 0.073522 | 0.084953 | 0.096588 | 0.10855 | 0.12093 | 0.13365 | 0.14673 | 0.16024 | 0.17421 | 0.18874 | 0.20381 | 0.21934 | 0.2352 | 0.25153 | 0.26836
ID | Residential | Single Family - Low Income | New | Interior Lighting | General Service Lighting | 0 | 0.065108 | 0.13297 | 0.1959 | 0.24256 | 0.28855 | 0.33292 | 0.37426 | 0.41888 | 0.45777 | 0.49522 | 0.53199 | 0.56772 | 0.60342 | 0.6352 | 0.66679 | 0.69851 | 0.73026 | 0.76224 | 0.79023 | 0.81719 | 0.84508
ID | Residential | Single Family - Low Income | New | Interior Lighting | Linear Lighting | 0 | 0.016189 | 0.037608 | 0.057948 | 0.077116 | 0.09565 | 0.1137 | 0.13162 | 0.14932 | 0.16659 | 0.18374 | 0.20094 | 0.21804 | 0.23503 | 0.25194 | 0.26889 | 0.28601 | 0.30325 | 0.32045 | 0.33743 | 0.3543 | 0.37106
ID | Residential | Single Family - Low Income | New | Interior Lighting | Exempted Lighting | 0 | 0.00026107 | 0.00054607 | 0.00078817 | 0.0009805 | 0.0011705 | 0.0013479 | 0.0015388 | 0.001731 | 0.0019007 | 0.0020598 | 0.0022082 | 0.0023474 | 0.0024869 | 0.0026021 | 0.0027019 | 0.002801 | 0.002906 | 0.0030286 | 0.0031526 | 0.0032782 | 0.0034046
ID | Residential | Single Family - Low Income | New | Exterior Lighting | General Service Lighting | 0 | 0.018111 | 0.034002 | 0.045872 | 0.054814 | 0.063935 | 0.071765 | 0.081525 | 0.091502 | 0.10023 | 0.10864 | 0.11669 | 0.12436 | 0.13193 | 0.13817 | 0.14434 | 0.15053 | 0.15671 | 0.16297 | 0.16821 | 0.17309 | 0.17817
ID | Residential | Single Family - Low Income | New | Appliances | Clothes Washer | 0 | 0.011527 | 0.0268 | 0.041329 | 0.055199 | 0.068633 | 0.081737 | 0.094773 | 0.10767 | 0.12037 | 0.133 | 0.14569 | 0.15832 | 0.1709 | 0.1835 | 0.19616 | 0.20896 | 0.22186 | 0.23476 | 0.24752 | 0.26027 | 0.27303
ID | Residential | Single Family - Low Income | New | Appliances | Clothes Dryer | 0 | 0.07219 | 0.16784 | 0.25883 | 0.34569 | 0.42982 | 0.51188 | 0.59352 | 0.6743 | 0.7538 | 0.83292 | 0.91235 | 0.99146 | 1.0702 | 1.1491 | 1.2284 | 1.3085 | 1.3893 | 1.4701 | 1.55 | 1.6298 | 1.7097
ID | Residential | Single Family - Low Income | New | Appliances | Dishwasher | 0 | 0.0074583 | 0.017291 | 0.026589 | 0.035411 | 0.043903 | 0.052136 | 0.060278 | 0.068287 | 0.07612 | 0.08387 | 0.091606 | 0.099266 | 0.10684 | 0.1144 | 0.12194 | 0.12952 | 0.13713 | 0.14469 | 0.15211 | 0.15949 | 0.16683
ID | Residential | Single Family - Low Income | New | Appliances | Refrigerator | 0 | 0.058834 | 0.13669 | 0.21062 | 0.28108 | 0.34922 | 0.41555 | 0.48143 | 0.54651 | 0.61044 | 0.67396 | 0.73763 | 0.80094 | 0.86385 | 0.9268 | 0.98989 | 1.0536 | 1.1178 | 1.1818 | 1.245 | 1.3081 | 1.3711
ID | Residential | Single Family - Low Income | New | Appliances | Freezer | 0 | 0.057582 | 0.13267 | 0.20274 | 0.26833 | 0.33062 | 0.39018 | 0.44832 | 0.50473 | 0.55913 | 0.61224 | 0.66456 | 0.71566 | 0.76551 | 0.81454 | 0.86282 | 0.91081 | 0.95832 | 1.0049 | 1.0499 | 1.094 | 1.1372
ID | Residential | Single Family - Low Income | New | Appliances | Second Refrigerator | 0 | 0.028218 | 0.065141 | 0.099737 | 0.13226 | 0.16327 | 0.19305 | 0.22223 | 0.25067 | 0.27821 | 0.30521 | 0.33192 | 0.35811 | 0.38379 | 0.40914 | 0.43421 | 0.45923 | 0.4841 | 0.50857 | 0.53236 | 0.55577 | 0.57883
ID | Residential | Single Family - Low Income | New | Appliances | Stove/Oven | 0 | 0.012674 | 0.029443 | 0.045368 | 0.060544 | 0.075216 | 0.089502 | 0.10369 | 0.11771 | 0.13148 | 0.14516 | 0.15887 | 0.1725 | 0.18605 | 0.19961 | 0.21319 | 0.22692 | 0.24074 | 0.25452 | 0.26813 | 0.28171 | 0.29527
ID | Residential | Single Family - Low Income | New | Appliances | Microwave | 0 | 0.013466 | 0.031282 | 0.048201 | 0.064325 | 0.079914 | 0.095092 | 0.11017 | 0.12506 | 0.13969 | 0.15422 | 0.16879 | 0.18328 | 0.19767 | 0.21207 | 0.22651 | 0.24109 | 0.25577 | 0.27042 | 0.28488 | 0.2993 | 0.31371
ID | Residential | Single Family - Low Income | New | Appliances | Dehumidifier | 0 | 0.0025823 | 0.0059989 | 0.0092433 | 0.012335 | 0.015325 | 0.018235 | 0.021126 | 0.023982 | 0.026787 | 0.029575 | 0.032368 | 0.035146 | 0.037906 | 0.040668 | 0.043437 | 0.046233 | 0.049048 | 0.051856 | 0.054629 | 0.057396 | 0.060159
ID | Residential | Single Family - Low Income | New | Appliances | Air Purifier | 0 | 0.0045751 | 0.010628 | 0.016376 | 0.021854 | 0.027151 | 0.032308 | 0.037429 | 0.042489 | 0.047459 | 0.052397 | 0.057347 | 0.062268 | 0.067159 | 0.072052 | 0.076957 | 0.08191 | 0.086898 | 0.091874 | 0.096787 | 0.10169 | 0.10658
ID | Residential | Single Family - Low Income | New | Electronics | Personal Computers | 0 | 0.0064248 | 0.014925 | 0.022997 | 0.03069 | 0.038128 | 0.04537 | 0.052562 | 0.059667 | 0.066646 | 0.073582 | 0.080532 | 0.087444 | 0.094311 | 0.10118 | 0.10807 | 0.11503 | 0.12203 | 0.12902 | 0.13592 | 0.1428 | 0.14968
ID | Residential | Single Family - Low Income | New | Electronics | Monitor | 0 | 0.0042069 | 0.0098965 | 0.015442 | 0.020867 | 0.026252 | 0.031634 | 0.037112 | 0.04266 | 0.048253 | 0.053948 | 0.05979 | 0.065742 | 0.071802 | 0.078007 | 0.08437 | 0.090936 | 0.097693 | 0.10459 | 0.11158 | 0.11871 | 0.126
ID | Residential | Single Family - Low Income | New | Electronics | Laptops | 0 | 0.0064677 | 0.015215 | 0.02374 | 0.032082 | 0.04036 | 0.048633 | 0.057055 | 0.065586 | 0.074184 | 0.082939 | 0.091921 | 0.10107 | 0.11039 | 0.11993 | 0.12971 | 0.1398 | 0.15019 | 0.1608 | 0.17154 | 0.1825 | 0.19371
ID | Residential | Single Family - Low Income | New | Electronics | TVs | 0 | 0.059943 | 0.14004 | 0.21699 | 0.29121 | 0.36383 | 0.43537 | 0.50723 | 0.57904 | 0.65042 | 0.72216 | 0.79483 | 0.86791 | 0.94136 | 1.0156 | 1.0909 | 1.1677 | 1.2457 | 1.3245 | 1.4032 | 1.4826 | 1.5627
ID | Residential | Single Family - Low Income | New | Electronics | Printer/Fax/Copier | 0 | 0.0020399 | 0.0047987 | 0.0074875 | 0.010118 | 0.012729 | 0.015339 | 0.017995 | 0.020686 | 0.023397 | 0.026159 | 0.028992 | 0.031878 | 0.034816 | 0.037825 | 0.04091 | 0.044094 | 0.04737 | 0.050716 | 0.054103 | 0.057562 | 0.061096
ID | Residential | Single Family - Low Income | New | Electronics | Set-top Boxes/DVRs | 0 | 0.0036674 | 0.0085676 | 0.013276 | 0.017817 | 0.022259 | 0.026636 | 0.031033 | 0.035426 | 0.039794 | 0.044182 | 0.048628 | 0.0531 | 0.057593 | 0.062138 | 0.066742 | 0.071439 | 0.076216 | 0.081034 | 0.085849 | 0.090705 | 0.095609
ID | Residential | Single Family - Low Income | New | Electronics | Devices and Gadgets | 0 | 0.060711 | 0.14282 | 0.22284 | 0.30114 | 0.37885 | 0.45651 | 0.53557 | 0.61565 | 0.69635 | 0.77853 | 0.86285 | 0.94874 | 1.0362 | 1.1257 | 1.2176 | 1.3123 | 1.4098 | 1.5094 | 1.6102 | 1.7131 | 1.8183
ID | Residential | Single Family - Low Income | New | Miscellaneous | Electric Vehicle Chargers | 0 | 0 | 0 | 0 | 0 | 0 | 0 | 0 | 0 | 0 | 0 | 0 | 0 | 0 | 0 | 0 | 0 | 0 | 0 | 0 | 0 | 0
ID | Residential | Single Family - Low Income | New | Miscellaneous | Pool Pump | 0 | 0.00036751 | 0.00085376 | 0.0013155 | 0.0017556 | 0.002181 | 0.0025953 | 0.0030067 | 0.0034131 | 0.0038123 | 0.004209 | 0.0046066 | 0.005002 | 0.0053948 | 0.0057879 | 0.0061819 | 0.0065798 | 0.0069805 | 0.0073802 | 0.0077749 | 0.0081686 | 0.0085619
ID | Residential | Single Family - Low Income | New | Miscellaneous | Pool Heater | 0 | 0 | 0 | 0 | 0 | 0 | 0 | 0 | 0 | 0 | 0 | 0 | 0 | 0 | 0 | 0 | 0 | 0 | 0 | 0 | 0 | 0
ID | Residential | Single Family - Low Income | New | Miscellaneous | Hot Tub/Spa | 0 | 0.011887 | 0.027614 | 0.0374 | 0.046725 | 0.055741 | 0.06452 | 0.073238 | 0.081851 | 0.090312 | 0.097899 | 0.10458 | 0.11157 | 0.11878 | 0.12622 | 0.13278 | 0.13944 | 0.14793 | 0.1564 | 0.16476 | 0.17311 | 0.18144
ID | Residential | Single Family - Low Income | New | Miscellaneous | Furnace Fan | 0 | 0.014553 | 0.034223 | 0.053383 | 0.072119 | 0.090708 | 0.10928 | 0.12818 | 0.14733 | 0.16663 | 0.18629 | 0.20647 | 0.22704 | 0.24799 | 0.26946 | 0.29149 | 0.31425 | 0.33769 | 0.36166 | 0.38596 | 0.41079 | 0.43622
ID | Residential | Single Family - Low Income | New | Miscellaneous | Well Pump | 0 | 0.0047364 | 0.011003 | 0.016954 | 0.022625 | 0.028108 | 0.033447 | 0.038749 | 0.043987 | 0.049132 | 0.054245 | 0.059369 | 0.064464 | 0.069527 | 0.074593 | 0.07967 | 0.084799 | 0.089962 | 0.095113 | 0.1002 | 0.10527 | 0.11034
ID | Residential | Single Family - Low Income | New | Miscellaneous | Bathroom Exhaust Fan | 0 | 0.0017802 | 0.0041356 | 0.0063724 | 0.0085039 | 0.010565 | 0.012571 | 0.014564 | 0.016533 | 0.018467 | 0.020389 | 0.022315 | 0.02423 | 0.026133 | 0.028037 | 0.029945 | 0.031873 | 0.033814 | 0.03575 | 0.037662 | 0.039569 | 0.041474
ID | Residential | Single Family - Low Income | New | Miscellaneous | Miscellaneous | 0 | 0.1679 | 0.38984 | 0.60038 | 0.8008 | 0.99436 | 1.1826 | 1.3694 | 1.5537 | 1.7346 | 1.9141 | 2.0938 | 2.2724 | 2.4496 | 2.6267 | 2.8041 | 2.9831 | 3.1631 | 3.3425 | 3.5194 | 3.6958 | 3.8718
ID | Residential | Single Family - Low Income | New | Generation | Solar PV | 0 | -0.021514 | -0.05607 | -0.0966 | -0.14316 | -0.19874 | -0.26204 | -0.34577 | -0.44367 | -0.55175 | -0.68144 | -0.82857 | -0.98158 | -1.1449 | -1.319 | -1.5037 | -1.6994 | -1.9053 | -2.1195 | -2.3399 | -2.5674 | -2.802
ID | Residential | Multi-Family - Low Income | Existing | Cooling | Central AC | 0.45903 | 0.45747 | 0.45556 | 0.4516 | 0.44914 | 0.44974 | 0.45028 | 0.45079 | 0.45134 | 0.45196 | 0.45269 | 0.45358 | 0.45466 | 0.45596 | 0.45753 | 0.46097 | 0.46468 | 0.46864 | 0.47285 | 0.47733 | 0.48206 | 0.48701
ID | Residential | Multi-Family - Low Income | Existing | Cooling | Room AC | 0.26167 | 0.25918 | 0.25644 | 0.25363 | 0.25089 | 0.25025 | 0.2499 | 0.24996 | 0.25036 | 0.25109 | 0.25209 | 0.25335 | 0.25484 | 0.25652 | 0.25839 | 0.26133 | 0.26441 | 0.26762 | 0.27097 | 0.27442 | 0.27799 | 0.28165
ID | Residential | Multi-Family - Low Income | Existing | Cooling | Air-Source Heat Pump | 0.025458 | 0.025537 | 0.025597 | 0.025653 | 0.025707 | 0.025957 | 0.026207 | 0.026459 | 0.026712 | 0.026968 | 0.027227 | 0.02749 | 0.027757 | 0.028028 | 0.028304 | 0.028686 | 0.029076 | 0.029473 | 0.029878 | 0.03029 | 0.030709 | 0.031135
ID | Residential | Multi-Family - Low Income | Existing | Cooling | Geothermal Heat Pump | 0 | 0 | 0 | 0 | 0 | 0 | 0 | 0 | 0 | 0 | 0 | 0 | 0 | 0 | 0 | 0 | 0 | 0 | 0 | 0 | 0 | 0
ID | Residential | Multi-Family - Low Income | Existing | Cooling | Evaporative Cooler | 0.020415 | 0.020252 | 0.020087 | 0.019919 | 0.019752 | 0.019734 | 0.019715 | 0.019696 | 0.019677 | 0.01966 | 0.019646 | 0.019634 | 0.019626 | 0.019622 | 0.019622 | 0.019693 | 0.019767 | 0.019842 | 0.01992 | 0.019999 | 0.02008 | 0.020162
ID | Residential | Multi-Family - Low Income | Existing | Cooling | Ductless Mini Split Heat Pump | 0.035135 | 0.035883 | 0.036647 | 0.037427 | 0.038224 | 0.039335 | 0.040477 | 0.04165 | 0.042854 | 0.04409 | 0.04536 | 0.046664 | 0.048003 | 0.049378 | 0.050789 | 0.052419 | 0.054095 | 0.055819 | 0.057591 | 0.059414 | 0.061288 | 0.063215
ID | Residential | Multi-Family - Low Income | Existing | Space Heating | Electric Room Heat | 1.7105 | 1.7368 | 1.7635 | 1.7994 | 1.8184 | 1.8387 | 1.8595 | 1.8901 | 1.9031 | 1.926 | 1.9497 | 1.9838 | 1.9999 | 2.0264 | 2.0538 | 2.093 | 2.1132 | 2.1442 | 2.1761 | 2.2193 | 2.2424 | 2.2768
ID | Residential | Multi-Family - Low Income | Existing | Space Heating | Electric Furnace | 2.8493 | 2.8931 | 2.9376 | 2.9973 | 3.029 | 3.0628 | 3.0975 | 3.1484 | 3.1701 | 3.2083 | 3.2478 | 3.3046 | 3.3313 | 3.3755 | 3.4212 | 3.4864 | 3.52 | 3.5717 | 3.6248 | 3.6969 | 3.7353 | 3.7926
ID | Residential | Multi-Family - Low Income | Existing | Space Heating | Air-Source Heat Pump | 0.11768 | 0.1203 | 0.12286 | 0.12608 | 0.12814 | 0.13027 | 0.13244 | 0.13529 | 0.13686 | 0.13911 | 0.14139 | 0.14439 | 0.14604 | 0.1484 | 0.1508 | 0.15402 | 0.15582 | 0.15841 | 0.16104 | 0.16449 | 0.16643 | 0.1692
ID | Residential | Multi-Family - Low Income | Existing | Space Heating | Geothermal Heat Pump | 0 | 0 | 0 | 0 | 0 | 0 | 0 | 0 | 0 | 0 | 0 | 0 | 0 | 0 | 0 | 0 | 0 | 0 | 0 | 0 | 0 | 0
ID | Residential | Multi-Family - Low Income | Existing | Space Heating | Ductless Mini Split Heat Pump | 0.16774 | 0.17131 | 0.17496 | 0.17955 | 0.18249 | 0.18555 | 0.18865 | 0.19274 | 0.19502 | 0.19827 | 0.20157 | 0.20591 | 0.20834 | 0.2118 | 0.21531 | 0.22001 | 0.22268 | 0.22645 | 0.23028 | 0.23529 | 0.23812 | 0.24214
ID | Residential | Multi-Family - Low Income | Existing | Water Heating | Water Heater (<= 55 Gal) | 7.7713 | 7.8787 | 7.9876 | 8.098 | 8.2099 | 8.3234 | 8.4384 | 8.555 | 8.6733 | 8.7931 | 8.9147 | 9.0379 | 9.1628 | 9.2894 | 9.4178 | 9.5479 | 9.6799 | 9.8137 | 9.9493 | 10.0868 | 10.2262 | 10.3675
ID | Residential | Multi-Family - Low Income | Existing | Water Heating | Water Heater (> 55 Gal) | 0 | 0 | 0 | 0 | 0 | 0 | 0 | 0 | 0 | 0 | 0 | 0 | 0 | 0 | 0 | 0 | 0 | 0 | 0 | 0 | 0 | 0
ID | Residential | Multi-Family - Low Income | Existing | Interior Lighting | General Service Lighting | 2.1916 | 2.1148 | 2.0089 | 1.8872 | 1.7406 | 1.5847 | 1.4197 | 1.2797 | 1.1653 | 1.0656 | 0.98113 | 0.90963 | 0.84855 | 0.79691 | 0.75116 | 0.71147 | 0.67697 | 0.64687 | 0.62096 | 0.59568 | 0.57279 | 0.55218
ID | Residential | Multi-Family - Low Income | Existing | Interior Lighting | Linear Lighting | 0.19462 | 0.19384 | 0.19307 | 0.19229 | 0.1915 | 0.1907 | 0.18991 | 0.18912 | 0.18833 | 0.18752 | 0.18672 | 0.18592 | 0.18511 | 0.18432 | 0.18351 | 0.1827 | 0.18189 | 0.18109 | 0.1803 | 0.1795 | 0.17872 | 0.17794
ID | Residential | Multi-Family - Low Income | Existing | Interior Lighting | Exempted Lighting | 0.014229 | 0.013532 | 0.012531 | 0.011308 | 0.0098957 | 0.0083765 | 0.0067742 | 0.0055818 | 0.0046907 | 0.0040119 | 0.0034965 | 0.0031002 | 0.0027903 | 0.0025512 | 0.0023519 | 0.00218 | 0.002036 | 0.0019157 | 0.001828 | 0.0017568 | 0.0016983 | 0.001653
ID | Residential | Multi-Family - Low Income | Existing | Exterior Lighting | General Service Lighting | 0.19347 | 0.18768 | 0.17701 | 0.16315 | 0.14644 | 0.12873 | 0.11401 | 0.10287 | 0.094029 | 0.086633 | 0.080577 | 0.075532 | 0.071234 | 0.067636 | 0.064271 | 0.061345 | 0.058795 | 0.056566 | 0.05465 | 0.052594 | 0.050604 | 0.048722
ID | Residential | Multi-Family - Low Income | Existing | Appliances | Clothes Washer | 0.26112 | 0.26029 | 0.25946 | 0.25864 | 0.25782 | 0.257 | 0.25619 | 0.25537 | 0.25456 | 0.25376 | 0.25295 | 0.25215 | 0.25135 | 0.25055 | 0.24975 | 0.24896 | 0.24817 | 0.24738 | 0.2466 | 0.24582 | 0.24504 | 0.24426
ID | Residential | Multi-Family - Low Income | Existing | Appliances | Clothes Dryer | 1.7894 | 1.785 | 1.7808 | 1.7766 | 1.7725 | 1.7684 | 1.7642 | 1.76 | 1.7557 | 1.7512 | 1.7466 | 1.7419 | 1.737 | 1.7321 | 1.7271 | 1.7221 | 1.7169 | 1.7118 | 1.7066 | 1.7014 | 1.6962 | 1.691
ID | Residential | Multi-Family - Low Income | Existing | Appliances | Dishwasher | 0.1731 | 0.17206 | 0.17103 | 0.17 | 0.16897 | 0.16795 | 0.16694 | 0.16594 | 0.16494 | 0.16394 | 0.16296 | 0.16198 | 0.161 | 0.16003 | 0.15907 | 0.15811 | 0.15716 | 0.15621 | 0.15527 | 0.15433 | 0.1534 | 0.15248
ID | Residential | Multi-Family - Low Income | Existing | Appliances | Refrigerator | 2.2061 | 2.1952 | 2.1842 | 2.1732 | 2.1621 | 2.1512 | 2.1404 | 2.1296 | 2.119 | 2.1086 | 2.0984 | 2.0884 | 2.0786 | 2.069 | 2.0595 | 2.0502 | 2.0411 | 2.032 | 2.0231 | 2.0143 | 2.0056 | 1.997
ID | Residential | Multi-Family - Low Income | Existing | Appliances | Freezer | 1.0215 | 1.0091 | 0.99678 | 0.98463 | 0.97262 | 0.96076 | 0.94905 | 0.93748 | 0.92605 | 0.91476 | 0.90361 | 0.89259 | 0.88171 | 0.87096 | 0.86034 | 0.84985 | 0.83949 | 0.82925 | 0.81914 | 0.80916 | 0.79929 | 0.78955
ID | Residential | Multi-Family - Low Income | Existing | Appliances | Second Refrigerator | 0.82473 | 0.80156 | 0.77793 | 0.75417 | 0.73057 | 0.70741 | 0.68489 | 0.66321 | 0.64254 | 0.62303 | 0.60478 | 0.58791 | 0.57228 | 0.55777 | 0.54427 | 0.53169 | 0.51994 | 0.50893 | 0.49861 | 0.4889 | 0.47975 | 0.47111
ID | Residential | Multi-Family - Low Income | Existing | Appliances | Stove/Oven | 0.58269 | 0.58001 | 0.57726 | 0.57446 | 0.57164 | 0.56881 | 0.56601 | 0.56322 | 0.56048 | 0.55777 | 0.55511 | 0.5525 | 0.54995 | 0.54745 | 0.54501 | 0.54263 | 0.54031 | 0.53802 | 0.53577 | 0.53354 | 0.53135 | 0.52917
ID | Residential | Multi-Family - Low Income | Existing | Appliances | Microwave | 0.53952 | 0.53737 | 0.53522 | 0.53308 | 0.53094 | 0.52882 | 0.5267 | 0.5246 | 0.5225 | 0.52041 | 0.51833 | 0.51625 | 0.51419 | 0.51213 | 0.51008 | 0.50804 | 0.50601 | 0.50399 | 0.50197 | 0.49996 | 0.49796 | 0.49597
ID | Residential | Multi-Family - Low Income | Existing | Appliances | Dehumidifier | 0.075207 | 0.074139 | 0.072957 | 0.071712 | 0.070448 | 0.069202 | 0.068002 | 0.066872 | 0.065831 | 0.064896 | 0.064079 | 0.063359 | 0.062722 | 0.062152 | 0.061639 | 0.061172 | 0.060745 | 0.060351 | 0.059984 | 0.05964 | 0.059315 | 0.059006
ID | Residential | Multi-Family - Low Income | Existing | Appliances | Air Purifier | 0.11039 | 0.10995 | 0.10951 | 0.10907 | 0.10864 | 0.1082 | 0.10777 | 0.10734 | 0.10691 | 0.10648 | 0.10606 | 0.10563 | 0.10521 | 0.10479 | 0.10437 | 0.10395 | 0.10354 | 0.10312 | 0.10271 | 0.1023 | 0.10189 | 0.10148
ID | Residential | Multi-Family - Low Income | Existing | Electronics | Personal Computers | 0.23623 | 0.22661 | 0.21565 | 0.20443 | 0.1938 | 0.18443 | 0.17684 | 0.17068 | 0.16565 | 0.16152 | 0.15811 | 0.15528 | 0.15291 | 0.1509 | 0.14918 | 0.1477 | 0.1464 | 0.14525 | 0.14422 | 0.14329 | 0.14243 | 0.14163
ID | Residential | Multi-Family - Low Income | Existing | Electronics | Monitor | 0.30277 | 0.28973 | 0.27446 | 0.25864 | 0.24363 | 0.23051 | 0.22015 | 0.21199 | 0.20561 | 0.20063 | 0.19679 | 0.19385 | 0.19164 | 0.19001 | 0.18885 | 0.18806 | 0.18756 | 0.18731 | 0.18724 | 0.18734 | 0.18755 | 0.18787
ID | Residential | Multi-Family - Low Income | Existing | Electronics | Laptops | 0.29442 | 0.28699 | 0.27956 | 0.27381 | 0.26939 | 0.26605 | 0.26357 | 0.26178 | 0.26054 | 0.25974 | 0.2593 | 0.25913 | 0.2592 | 0.25945 | 0.25985 | 0.26036 | 0.26098 | 0.26166 | 0.26242 | 0.26322 | 0.26406 | 0.26494
ID | Residential | Multi-Family - Low Income | Existing | Electronics | TVs | 0.51158 | 0.68129 | 0.84543 | 0.99118 | 1.1083 | 1.2025 | 1.2784 | 1.3396 | 1.389 | 1.4291 | 1.4617 | 1.4883 | 1.5101 | 1.528 | 1.5429 | 1.5553 | 1.5658 | 1.5747 | 1.5823 | 1.5889 | 1.5947 | 1.5999
ID | Residential | Multi-Family - Low Income | Existing | Electronics | Printer/Fax/Copier | 0.079576 | 0.078063 | 0.076315 | 0.074577 | 0.073041 | 0.071863 | 0.070971 | 0.070309 | 0.069831 | 0.069499 | 0.069286 | 0.069167 | 0.069124 | 0.069141 | 0.069208 | 0.069314 | 0.069451 | 0.069614 | 0.069798 | 0.069998 | 0.070212 | 0.070437
ID | Residential | Multi-Family - Low Income | Existing | Electronics | Set-top Boxes/DVRs | 0.03571 | 0.03543 | 0.035095 | 0.034747 | 0.03442 | 0.034138 | 0.033923 | 0.033761 | 0.033643 | 0.033559 | 0.033503 | 0.033468 | 0.033452 | 0.033449 | 0.033458 | 0.033476 | 0.033501 | 0.033532 | 0.033568 | 0.033607 | 0.033649 | 0.033694
ID | Residential | Multi-Family - Low Income | Existing | Electronics | Devices and Gadgets | 1.9682 | 1.9757 | 1.9832 | 1.9907 | 1.9982 | 2.0058 | 2.0134 | 2.021 | 2.0287 | 2.0363 | 2.0441 | 2.0518 | 2.0596 | 2.0674 | 2.0752 | 2.083 | 2.0909 | 2.0989 | 2.1068 | 2.1148 | 2.1228 | 2.1308
ID | Residential | Multi-Family - Low Income | Existing | Miscellaneous | Electric Vehicle Chargers | 0 | 0 | 0 | 0 | 0 | 0 | 0 | 0 | 0 | 0 | 0 | 0 | 0 | 0 | 0 | 0 | 0 | 0 | 0 | 0 | 0 | 0
ID | Residential | Multi-Family - Low Income | Existing | Miscellaneous | Pool Pump | 0 | 0 | 0 | 0 | 0 | 0 | 0 | 0 | 0 | 0 | 0 | 0 | 0 | 0 | 0 | 0 | 0 | 0 | 0 | 0 | 0 | 0
ID | Residential | Multi-Family - Low Income | Existing | Miscellaneous | Pool Heater | 0 | 0 | 0 | 0 | 0 | 0 | 0 | 0 | 0 | 0 | 0 | 0 | 0 | 0 | 0 | 0 | 0 | 0 | 0 | 0 | 0 | 0
ID | Residential | Multi-Family - Low Income | Existing | Miscellaneous | Hot Tub/Spa | 0.23836 | 0.24685 | 0.25726 | 0.26098 | 0.26399 | 0.2659 | 0.26637 | 0.26518 | 0.26213 | 0.25708 | 0.25189 | 0.24632 | 0.24171 | 0.23784 | 0.23458 | 0.23057 | 0.22683 | 0.22527 | 0.22385 | 0.22254 | 0.22132 | 0.22017
ID | Residential | Multi-Family - Low Income | Existing | Miscellaneous | Furnace Fan | 0.11384 | 0.11458 | 0.1153 | 0.11599 | 0.11669 | 0.11739 | 0.11812 | 0.11888 | 0.11967 | 0.12052 | 0.12141 | 0.12237 | 0.12339 | 0.12449 | 0.12565 | 0.1269 | 0.12822 | 0.12961 | 0.13107 | 0.13259 | 0.13417 | 0.13581
ID | Residential | Multi-Family - Low Income | Existing | Miscellaneous | Well Pump | 0.027953 | 0.027841 | 0.02773 | 0.027619 | 0.027509 | 0.027399 | 0.027289 | 0.02718 | 0.027071 | 0.026963 | 0.026855 | 0.026748 | 0.026641 | 0.026534 | 0.026428 | 0.026322 | 0.026217 | 0.026112 | 0.026008 | 0.025904 | 0.0258 | 0.025697
ID | Residential | Multi-Family - Low Income | Existing | Miscellaneous | Bathroom Exhaust Fan | 0.027651 | 0.02754 | 0.02743 | 0.02732 | 0.027211 | 0.027102 | 0.026994 | 0.026886 | 0.026778 | 0.026671 | 0.026564 | 0.026458 | 0.026352 | 0.026247 | 0.026142 | 0.026037 | 0.025933 | 0.02583 | 0.025726 | 0.025623 | 0.025521 | 0.025419
ID | Residential | Multi-Family - Low Income | Existing | Miscellaneous | Miscellaneous | 3.8113 | 3.7941 | 3.777 | 3.76 | 3.743 | 3.7262 | 3.7094 | 3.6926 | 3.676 | 3.6594 | 3.6429 | 3.6265 | 3.6101 | 3.5939 | 3.5777 | 3.5615 | 3.5455 | 3.5295 | 3.5136 | 3.4977 | 3.482 | 3.4663
ID | Residential | Multi-Family - Low Income | Existing | Generation | Solar PV | -0.058247 | -0.066159 | -0.073926 | -0.082326 | -0.09106 | -0.10134 | -0.11184 | -0.12688 | -0.14284 | -0.1584 | -0.17649 | -0.19529 | -0.21221 | -0.22858 | -0.24447 | -0.25989 | -0.27485 | -0.2893 | -0.30318 | -0.31645 | -0.32916 | -0.34137
ID | Residential | Multi-Family - Low Income | New | Cooling | Central AC | 0 | 0.0070194 | 0.016193 | 0.023782 | 0.032309 | 0.040876 | 0.049523 | 0.058391 | 0.067446 | 0.076648 | 0.086082 | 0.095815 | 0.10579 | 0.11601 | 0.12653 | 0.13782 | 0.14953 | 0.16167 | 0.17417 | 0.18697 | 0.20017 | 0.21378
ID | Residential | Multi-Family - Low Income | New | Cooling | Room AC | 0 | 0.0040138 | 0.0092447 | 0.01433 | 0.019291 | 0.024379 | 0.029515 | 0.034783 | 0.040161 | 0.045626 | 0.05123 | 0.05701 | 0.062936 | 0.069006 | 0.075255 | 0.081975 | 0.088968 | 0.096224 | 0.1037 | 0.11136 | 0.11925 | 0.12738
ID | Residential | Multi-Family - Low Income | New | Cooling | Air-Source Heat Pump | 0 | 0.00045877 | 0.0010377 | 0.0016006 | 0.0021497 | 0.002713 | 0.0032816 | 0.0038648 | 0.0044601 | 0.0050653 | 0.0056856 | 0.0063255 | 0.0069816 | 0.0076537 | 0.0083455 | 0.0090881 | 0.0098609 | 0.010663 | 0.01149 | 0.012337 | 0.013209 | 0.014108
ID | Residential | Multi-Family - Low Income | New | Cooling | Geothermal Heat Pump | 0 | 0 | 0 | 0 | 0 | 0 | 0 | 0 | 0 | 0 | 0 | 0 | 0 | 0 | 0 | 0 | 0 | 0 | 0 | 0 | 0 | 0
ID | Residential | Multi-Family - Low Income | New | Cooling | Evaporative Cooler | 0 | 0.00034146 | 0.00077933 | 0.001197 | 0.0015968 | 0.0019996 | 0.0023989 | 0.0028014 | 0.0032051 | 0.0036083 | 0.0040146 | 0.004427 | 0.0048428 | 0.0052616 | 0.005686 | 0.0061375 | 0.0066005 | 0.0070739 | 0.0075546 | 0.0080386 | 0.0085297 | 0.0090284
ID | Residential | Multi-Family - Low Income | New | Cooling | Ductless Mini Split Heat Pump | 0 | 0.00066285 | 0.0015513 | 0.0024432 | 0.0033419 | 0.0042912 | 0.0052788 | 0.0063208 | 0.0074154 | 0.0085601 | 0.0097658 | 0.011042 | 0.012386 | 0.013799 | 0.01529 | 0.016924 | 0.018662 | 0.020509 | 0.022458 | 0.024504 | 0.026661 | 0.028936
ID | Residential | Multi-Family - Low Income | New | Space Heating | Electric Room Heat | 0 | 0.029337 | 0.068657 | 0.10866 | 0.14791 | 0.18765 | 0.22808 | 0.27116 | 0.31283 | 0.35685 | 0.40231 | 0.45171 | 0.49835 | 0.5487 | 0.60091 | 0.65847 | 0.71216 | 0.7713 | 0.83248 | 0.89959 | 0.96029 | 1.0275
ID | Residential | Multi-Family - Low Income | New | Space Heating | Electric Furnace | 0 | 0.048868 | 0.11437 | 0.181 | 0.24638 | 0.31258 | 0.37993 | 0.45169 | 0.5211 | 0.59443 | 0.67016 | 0.75244 | 0.83012 | 0.914 | 1.001 | 1.0969 | 1.1863 | 1.2848 | 1.3867 | 1.4985 | 1.5996 | 1.7116
ID | Residential | Multi-Family - Low Income | New | Space Heating | Air-Source Heat Pump | 0 | 0.0022822 | 0.0052427 | 0.0082548 | 0.01121 | 0.014202 | 0.017246 | 0.02049 | 0.023627 | 0.026941 | 0.030364 | 0.034083 | 0.037594 | 0.041385 | 0.045316 | 0.049644 | 0.05368 | 0.058128 | 0.062729 | 0.067778 | 0.072344 | 0.077401
ID | Residential | Multi-Family - Low Income | New | Space Heating | Geothermal Heat Pump | 0 | 0 | 0 | 0 | 0 | 0 | 0 | 0 | 0 | 0 | 0 | 0 | 0 | 0 | 0 | 0 | 0 | 0 | 0 | 0 | 0 | 0
ID | Residential | Multi-Family - Low Income | New | Space Heating | Ductless Mini Split Heat Pump | 0 | 0.0030903 | 0.0072321 | 0.011446 | 0.01558 | 0.019767 | 0.024025 | 0.028563 | 0.032953 | 0.03759 | 0.042379 | 0.047582 | 0.052494 | 0.057798 | 0.063298 | 0.069362 | 0.075017 | 0.081247 | 0.087691 | 0.09476 | 0.10115 | 0.10823
ID | Residential | Multi-Family - Low Income | New | Water Heating | Water Heater (<= 55 Gal) | 0 | 0.1532 | 0.35591 | 0.55645 | 0.75558 | 0.95582 | 1.1584 | 1.3667 | 1.5798 | 1.797 | 2.0203 | 2.2512 | 2.4887 | 2.7326 | 2.9845 | 3.2448 | 3.5152 | 3.7955 | 4.084 | 4.379 | 4.6826 | 4.9954
ID | Residential | Multi-Family - Low Income | New | Water Heating | Water Heater (> 55 Gal) | 0 | 0 | 0 | 0 | 0 | 0 | 0 | 0 | 0 | 0 | 0 | 0 | 0 | 0 | 0 | 0 | 0 | 0 | 0 | 0 | 0 | 0
ID | Residential | Multi-Family - Low Income | New | Interior Lighting | General Service Lighting | 0 | 0.018647 | 0.037484 | 0.055032 | 0.068066 | 0.080967 | 0.093446 | 0.10507 | 0.11764 | 0.12862 | 0.13919 | 0.14956 | 0.15964 | 0.16971 | 0.17867 | 0.18757 | 0.19649 | 0.2054 | 0.21437 | 0.2222 | 0.22979 | 0.23761
ID | Residential | Multi-Family - Low Income | New | Interior Lighting | Linear Lighting | 0 | 0.0037692 | 0.0086026 | 0.013213 | 0.017609 | 0.021872 | 0.026032 | 0.030163 | 0.034248 | 0.038256 | 0.042238 | 0.046226 | 0.050192 | 0.054132 | 0.058066 | 0.062004 | 0.065976 | 0.069969 | 0.073951 | 0.077887 | 0.081805 | 0.08571
ID | Residential | Multi-Family - Low Income | New | Interior Lighting | Exempted Lighting | 0 | 5.9894e-05 | 0.00012327 | 0.00017723 | 0.00022032 | 0.00026304 | 0.00030298 | 0.00034606 | 0.00038944 | 0.00042779 | 0.00046372 | 0.00049726 | 0.00052872 | 0.00056027 | 0.00058633 | 0.0006088 | 0.00063119 | 0.00065481 | 0.00068235 | 0.00071022 | 0.00073842 | 0.00076681
ID | Residential | Multi-Family - Low Income | New | Exterior Lighting | General Service Lighting | 0 | 0.002283 | 0.0042245 | 0.0056736 | 0.0067718 | 0.0078973 | 0.0088634 | 0.010074 | 0.011311 | 0.012396 | 0.013439 | 0.014439 | 0.01539 | 0.016331 | 0.017105 | 0.017871 | 0.018636 | 0.0194 | 0.020173 | 0.020818 | 0.021422 | 0.02205
ID | Residential | Multi-Family - Low Income | New | Appliances | Clothes Washer | 0 | 0.0050613 | 0.011561 | 0.017772 | 0.023728 | 0.029513 | 0.035169 | 0.040796 | 0.046368 | 0.051859 | 0.057325 | 0.062807 | 0.068268 | 0.073704 | 0.079148 | 0.084609 | 0.090124 | 0.095677 | 0.10123 | 0.10672 | 0.1122 | 0.11769
ID | Residential | Multi-Family - Low Income | New | Appliances | Clothes Dryer | 0 | 0.035066 | 0.080098 | 0.12313 | 0.16439 | 0.20447 | 0.24365 | 0.28263 | 0.32123 | 0.35927 | 0.39713 | 0.43511 | 0.47294 | 0.51059 | 0.5483 | 0.58612 | 0.62432 | 0.66279 | 0.70122 | 0.73926 | 0.77726 | 0.81526
ID | Residential | Multi-Family - Low Income | New | Appliances | Dishwasher | 0 | 0.0033457 | 0.0076206 | 0.011681 | 0.015551 | 0.019287 | 0.022917 | 0.026508 | 0.030043 | 0.033505 | 0.03693 | 0.040346 | 0.043729 | 0.047076 | 0.050409 | 0.053733 | 0.057071 | 0.060415 | 0.063735 | 0.067002 | 0.070245 | 0.073469
ID | Residential | Multi-Family - Low Income | New | Appliances | Refrigerator | 0 | 0.041935 | 0.095719 | 0.14703 | 0.19614 | 0.24376 | 0.29024 | 0.3364 | 0.38203 | 0.42692 | 0.47153 | 0.5162 | 0.56062 | 0.60476 | 0.6489 | 0.6931 | 0.73767 | 0.78249 | 0.82718 | 0.87135 | 0.91539 | 0.95937
ID | Residential | Multi-Family - Low Income | New | Appliances | Freezer | 0 | 0.019621 | 0.044415 | 0.06766 | 0.089515 | 0.11033 | 0.13029 | 0.14976 | 0.16868 | 0.18695 | 0.20478 | 0.22234 | 0.23948 | 0.25621 | 0.27265 | 0.28882 | 0.30486 | 0.32072 | 0.33625 | 0.35128 | 0.366 | 0.38043
ID | Residential | Multi-Family - Low Income | New | Appliances | Second Refrigerator | 0 | 0.010389 | 0.023563 | 0.035962 | 0.04767 | 0.058868 | 0.069646 | 0.08021 | 0.090512 | 0.1005 | 0.1103 | 0.11998 | 0.12948 | 0.13878 | 0.14797 | 0.15704 | 0.16608 | 0.17505 | 0.18387 | 0.19245 | 0.2009 | 0.20921
ID | Residential | Multi-Family - Low Income | New | Appliances | Stove/Oven | 0 | 0.011144 | 0.025435 | 0.039067 | 0.052115 | 0.064767 | 0.077115 | 0.08938 | 0.1015 | 0.11343 | 0.12528 | 0.13715 | 0.14895 | 0.16068 | 0.1724 | 0.18414 | 0.19598 | 0.20789 | 0.21976 | 0.23149 | 0.24319 | 0.25487
ID | Residential | Multi-Family - Low Income | New | Appliances | Microwave | 0 | 0.010449 | 0.023848 | 0.03663 | 0.048864 | 0.060727 | 0.072305 | 0.083804 | 0.095172 | 0.10635 | 0.11747 | 0.12859 | 0.13966 | 0.15065 | 0.16165 | 0.17266 | 0.18376 | 0.19492 | 0.20605 | 0.21705 | 0.22802 | 0.23897
ID | Residential | Multi-Family - Low Income | New | Appliances | Dehumidifier | 0 | 0.0012355 | 0.0028199 | 0.0043313 | 0.005778 | 0.0071807 | 0.0085497 | 0.0099095 | 0.011254 | 0.012576 | 0.01389 | 0.015206 | 0.016514 | 0.017814 | 0.019114 | 0.020416 | 0.021729 | 0.023049 | 0.024365 | 0.025665 | 0.026962 | 0.028258
ID | Residential | Multi-Family - Low Income | New | Appliances | Air Purifier | 0 | 0.002138 | 0.0048796 | 0.0074949 | 0.0099981 | 0.012425 | 0.014794 | 0.017147 | 0.019473 | 0.021761 | 0.024035 | 0.026312 | 0.028576 | 0.030825 | 0.033075 | 0.035327 | 0.037599 | 0.039883 | 0.04216 | 0.044411 | 0.046655 | 0.048896
ID | Residential | Multi-Family - Low Income | New | Electronics | Personal Computers | 0 | 0.0029648 | 0.0067667 | 0.010393 | 0.013865 | 0.017231 | 0.020516 | 0.023779 | 0.027004 | 0.030177 | 0.03333 | 0.036487 | 0.039627 | 0.042746 | 0.045866 | 0.04899 | 0.05214 | 0.055307 | 0.058465 | 0.061586 | 0.064699 | 0.067807
ID | Residential | Multi-Family - Low Income | New | Electronics | Monitor | 0 | 0.0033591 | 0.0077265 | 0.01196 | 0.01608 | 0.02014 | 0.024167 | 0.02823 | 0.03231 | 0.036388 | 0.040504 | 0.044688 | 0.048912 | 0.053176 | 0.057502 | 0.061899 | 0.066394 | 0.070977 | 0.075617 | 0.080277 | 0.084993 | 0.089772
ID | Residential | Multi-Family - Low Income | New | Electronics | Laptops | 0 | 0.0047679 | 0.010967 | 0.016977 | 0.022824 | 0.028587 | 0.034303 | 0.040069 | 0.04586 | 0.05165 | 0.057492 | 0.06343 | 0.069426 | 0.075478 | 0.081619 | 0.087859 | 0.09424 | 0.10075 | 0.10733 | 0.11395 | 0.12064 | 0.12742
ID | Residential | Multi-Family - Low Income | New | Electronics | TVs | 0 | 0.030315 | 0.06958 | 0.10748 | 0.14418 | 0.18019 | 0.21576 | 0.25148 | 0.28721 | 0.32276 | 0.3585 | 0.39467 | 0.43104 | 0.4676 | 0.50455 | 0.54196 | 0.58006 | 0.61876 | 0.65779 | 0.69681 | 0.73615 | 0.77586
ID | Residential | Multi-Family - Low Income | New | Electronics | Printer/Fax/Copier | 0 | 0.001267 | 0.0029144 | 0.0045114 | 0.0060652 | 0.0075966 | 0.0091156 | 0.010648 | 0.012187 | 0.013725 | 0.015278 | 0.016856 | 0.018449 | 0.020057 | 0.021689 | 0.023348 | 0.025043 | 0.026772 | 0.028522 | 0.03028 | 0.032059 | 0.033861
ID | Residential | Multi-Family - Low Income | New | Electronics | Set-top Boxes/DVRs | 0 | 0.00063364 | 0.0014543 | 0.0022464 | 0.0030136 | 0.0037664 | 0.0045097 | 0.0052564 | 0.0060031 | 0.0067462 | 0.0074931 | 0.0082492 | 0.0090095 | 0.0097736 | 0.010546 | 0.011328 | 0.012124 | 0.012933 | 0.013749 | 0.014564 | 0.015387 | 0.016217
ID | Residential | Multi-Family - Low Income | New | Electronics | Devices and Gadgets | 0 | 0.038417 | 0.088366 | 0.13679 | 0.1839 | 0.23034 | 0.27639 | 0.32285 | 0.36952 | 0.41616 | 0.46324 | 0.51108 | 0.5594 | 0.60815 | 0.65764 | 0.70792 | 0.75932 | 0.81175 | 0.86481 | 0.9181 | 0.97204 | 1.0267
ID | Residential | Multi-Family - Low Income | New | Miscellaneous | Electric Vehicle Chargers | 0 | 0 | 0 | 0 | 0 | 0 | 0 | 0 | 0 | 0 | 0 | 0 | 0 | 0 | 0 | 0 | 0 | 0 | 0 | 0 | 0 | 0
ID | Residential | Multi-Family - Low Income | New | Miscellaneous | Pool Pump | 0 | 0 | 0 | 0 | 0 | 0 | 0 | 0 | 0 | 0 | 0 | 0 | 0 | 0 | 0 | 0 | 0 | 0 | 0 | 0 | 0 | 0
ID | Residential | Multi-Family - Low Income | New | Miscellaneous | Pool Heater | 0 | 0 | 0 | 0 | 0 | 0 | 0 | 0 | 0 | 0 | 0 | 0 | 0 | 0 | 0 | 0 | 0 | 0 | 0 | 0 | 0 | 0
ID | Residential | Multi-Family - Low Income | New | Miscellaneous | Hot Tub/Spa | 0 | 0.007046 | 0.016081 | 0.021728 | 0.027133 | 0.032375 | 0.03749 | 0.04257 | 0.047592 | 0.052533 | 0.056956 | 0.060861 | 0.06494 | 0.06915 | 0.073489 | 0.077301 | 0.081185 | 0.086117 | 0.091035 | 0.095895 | 0.10074 | 0.10558
ID | Residential | Multi-Family - Low Income | New | Miscellaneous | Furnace Fan | 0 | 0.0020061 | 0.004655 | 0.0072699 | 0.0098612 | 0.012462 | 0.01509 | 0.017788 | 0.020546 | 0.023354 | 0.026239 | 0.029221 | 0.032286 | 0.035434 | 0.038684 | 0.042044 | 0.045536 | 0.049155 | 0.052884 | 0.056699 | 0.060629 | 0.064681
ID | Residential | Multi-Family - Low Income | New | Miscellaneous | Well Pump | 0 | 0.00054137 | 0.0012356 | 0.0018978 | 0.0025317 | 0.0031463 | 0.0037462 | 0.004342 | 0.004931 | 0.0055103 | 0.006086 | 0.0066626 | 0.0072358 | 0.0078055 | 0.0083751 | 0.0089455 | 0.0095207 | 0.010099 | 0.010676 | 0.011246 | 0.011814 | 0.012381
ID | Residential | Multi-Family - Low Income | New | Miscellaneous | Bathroom Exhaust Fan | 0 | 0.00053551 | 0.0012222 | 0.0018773 | 0.0025043 | 0.0031123 | 0.0037056 | 0.004295 | 0.0048776 | 0.0054507 | 0.0060202 | 0.0065905 | 0.0071575 | 0.007721 | 0.0082845 | 0.0088487 | 0.0094177 | 0.0099898 | 0.01056 | 0.011124 | 0.011686 | 0.012247
ID | Residential | Multi-Family - Low Income | New | Miscellaneous | Miscellaneous | 0 | 0.073776 | 0.1683 | 0.25837 | 0.34448 | 0.42789 | 0.50921 | 0.5899 | 0.66957 | 0.74786 | 0.82558 | 0.90332 | 0.98054 | 1.0572 | 1.1338 | 1.2104 | 1.2875 | 1.365 | 1.4423 | 1.5185 | 1.5944 | 1.6701
ID | Residential | Multi-Family - Low Income | New | Generation | Solar PV | 0 | -0.0012864 | -0.003294 | -0.005657 | -0.0083804 | -0.011638 | -0.015354 | -0.020269 | -0.026019 | -0.032373 | -0.039997 | -0.048644 | -0.057639 | -0.067241 | -0.077474 | -0.088324 | -0.099812 | -0.11189 | -0.12445 | -0.13738 | -0.15073 | -0.16448
ID | Residential | Manufactured Home - Low Income | Existing | Cooling | Central AC | 0.15138 | 0.15086 | 0.15022 | 0.14892 | 0.1481 | 0.14829 | 0.14846 | 0.14863 | 0.1488 | 0.149 | 0.14924 | 0.14953 | 0.14988 | 0.15031 | 0.15082 | 0.15196 | 0.15318 | 0.15448 | 0.15587 | 0.15735 | 0.1589 | 0.16054
ID | Residential | Manufactured Home - Low Income | Existing | Cooling | Room AC | 0.066417 | 0.06579 | 0.0651 | 0.06439 | 0.063699 | 0.063542 | 0.063458 | 0.063476 | 0.063583 | 0.06377 | 0.064029 | 0.064352 | 0.064732 | 0.065163 | 0.06564 | 0.065813 | 0.065993 | 0.066196 | 0.066419 | 0.066659 | 0.066914 | 0.067181
ID | Residential | Manufactured Home - Low Income | Existing | Cooling | Air-Source Heat Pump | 0.058911 | 0.059086 | 0.059219 | 0.059345 | 0.059466 | 0.06004 | 0.060615 | 0.061194 | 0.061776 | 0.062365 | 0.062961 | 0.063566 | 0.064182 | 0.064808 | 0.065447 | 0.06633 | 0.067231 | 0.06815 | 0.069086 | 0.070039 | 0.071008 | 0.071993
ID | Residential | Manufactured Home - Low Income | Existing | Cooling | Geothermal Heat Pump | 0 | 0 | 0 | 0 | 0 | 0 | 0 | 0 | 0 | 0 | 0 | 0 | 0 | 0 | 0 | 0 | 0 | 0 | 0 | 0 | 0 | 0
ID | Residential | Manufactured Home - Low Income | Existing | Cooling | Evaporative Cooler | 0.064587 | 0.064073 | 0.063549 | 0.06302 | 0.062489 | 0.062433 | 0.062373 | 0.062312 | 0.062254 | 0.0622 | 0.062154 | 0.062116 | 0.062091 | 0.062078 | 0.062078 | 0.062304 | 0.062537 | 0.062776 | 0.063022 | 0.063273 | 0.063529 | 0.063788
ID | Residential | Manufactured Home - Low Income | Existing | Cooling | Ductless Mini Split Heat Pump | 0.0089347 | 0.0091248 | 0.009319 | 0.0095174 | 0.00972 | 0.010003 | 0.010293 | 0.010591 | 0.010897 | 0.011212 | 0.011535 | 0.011866 | 0.012207 | 0.012556 | 0.012915 | 0.01333 | 0.013756 | 0.014194 | 0.014645 | 0.015109 | 0.015585 | 0.016075
ID | Residential | Manufactured Home - Low Income | Existing | Space Heating | Electric Room Heat | 0.65132 | 0.66134 | 0.67149 | 0.68514 | 0.69239 | 0.70012 | 0.70805 | 0.71968 | 0.72465 | 0.73337 | 0.74241 | 0.75538 | 0.7615 | 0.77159 | 0.78204 | 0.79694 | 0.80463 | 0.81644 | 0.82858 | 0.84506 | 0.85383 | 0.86693
ID | Residential | Manufactured Home - Low Income | Existing | Space Heating | Electric Furnace | 3.5427 | 3.5971 | 3.6523 | 3.7266 | 3.766 | 3.8081 | 3.8512 | 3.9145 | 3.9415 | 3.9889 | 4.0381 | 4.1086 | 4.1419 | 4.1968 | 4.2537 | 4.3347 | 4.3765 | 4.4408 | 4.5068 | 4.5964 | 4.6441 | 4.7154
ID | Residential | Manufactured Home - Low Income | Existing | Space Heating | Air-Source Heat Pump | 0.34752 | 0.35522 | 0.36275 | 0.37224 | 0.37828 | 0.38457 | 0.39095 | 0.39933 | 0.40396 | 0.41059 | 0.41731 | 0.42615 | 0.43101 | 0.43799 | 0.44507 | 0.45458 | 0.45991 | 0.46754 | 0.4753 | 0.4855 | 0.49123 | 0.4994
ID | Residential | Manufactured Home - Low Income | Existing | Space Heating | Geothermal Heat Pump | 0 | 0 | 0 | 0 | 0 | 0 | 0 | 0 | 0 | 0 | 0 | 0 | 0 | 0 | 0 | 0 | 0 | 0 | 0 | 0 | 0 | 0
ID | Residential | Manufactured Home - Low Income | Existing | Space Heating | Ductless Mini Split Heat Pump | 0.054439 | 0.055597 | 0.056781 | 0.058271 | 0.059223 | 0.060217 | 0.061225 | 0.06255 | 0.06329 | 0.064346 | 0.065418 | 0.066826 | 0.067613 | 0.068736 | 0.069875 | 0.0714 | 0.072266 | 0.073491 | 0.074734 | 0.076359 | 0.07728 | 0.078583
ID | Residential | Manufactured Home - Low Income | Existing | Water Heating | Water Heater (<= 55 Gal) | 1.9357 | 1.9625 | 1.9896 | 2.0171 | 2.045 | 2.0732 | 2.1019 | 2.1309 | 2.1604 | 2.1902 | 2.2205 | 2.2512 | 2.2823 | 2.3138 | 2.3458 | 2.3782 | 2.4111 | 2.4444 | 2.4782 | 2.5124 | 2.5472 | 2.5824
ID | Residential | Manufactured Home - Low Income | Existing | Water Heating | Water Heater (> 55 Gal) | 0 | 0 | 0 | 0 | 0 | 0 | 0 | 0 | 0 | 0 | 0 | 0 | 0 | 0 | 0 | 0 | 0 | 0 | 0 | 0 | 0 | 0
ID | Residential | Manufactured Home - Low Income | Existing | Interior Lighting | General Service Lighting | 0.7272 | 0.70341 | 0.66989 | 0.6313 | 0.58427 | 0.53428 | 0.48137 | 0.43635 | 0.39964 | 0.36745 | 0.34009 | 0.31689 | 0.297 | 0.28015 | 0.26511 | 0.25201 | 0.24056 | 0.23054 | 0.22188 | 0.21332 | 0.20552 | 0.19847
ID | Residential | Manufactured Home - Low Income | Existing | Interior Lighting | Linear Lighting | 0.091466 | 0.0911 | 0.090736 | 0.090373 | 0.089995 | 0.089616 | 0.089238 | 0.088861 | 0.088484 | 0.088095 | 0.087707 | 0.087319 | 0.086933 | 0.086548 | 0.086154 | 0.085762 | 0.085371 | 0.084982 | 0.084594 | 0.084208 | 0.083829 | 0.083455
ID | Residential | Manufactured Home - Low Income | Existing | Interior Lighting | Exempted Lighting | 0.0038076 | 0.0036224 | 0.003356 | 0.0030303 | 0.0026539 | 0.0022491 | 0.001822 | 0.0015042 | 0.0012667 | 0.0010857 | 0.00094823 | 0.0008424 | 0.00075955 | 0.00069556 | 0.00064212 | 0.00059584 | 0.00055699 | 0.00052448 | 0.00050079 | 0.00048154 | 0.0004657 | 0.00045341
ID | Residential | Manufactured Home - Low Income | Existing | Exterior Lighting | General Service Lighting | 0.16076 | 0.15501 | 0.14535 | 0.13307 | 0.11849 | 0.10299 | 0.090201 | 0.080428 | 0.072673 | 0.06624 | 0.060999 | 0.056667 | 0.053016 | 0.049985 | 0.047215 | 0.044833 | 0.04278 | 0.041003 | 0.039489 | 0.037905 | 0.036393 | 0.034976
ID | Residential | Manufactured Home - Low Income | Existing | Appliances | Clothes Washer | 0.069805 | 0.069584 | 0.069363 | 0.069143 | 0.068923 | 0.068705 | 0.068487 | 0.068269 | 0.068053 | 0.067837 | 0.067621 | 0.067407 | 0.067193 | 0.06698 | 0.066767 | 0.066555 | 0.066344 | 0.066133 | 0.065923 | 0.065714 | 0.065506 | 0.065298
ID | Residential | Manufactured Home - Low Income | Existing | Appliances | Clothes Dryer | 0.40388 | 0.40289 | 0.40193 | 0.40099 | 0.40006 | 0.39913 | 0.3982 | 0.39724 | 0.39626 | 0.39526 | 0.39422 | 0.39315 | 0.39205 | 0.39094 | 0.38981 | 0.38867 | 0.38752 | 0.38636 | 0.38519 | 0.38402 | 0.38284 | 0.38166
ID | Residential | Manufactured Home - Low Income | Existing | Appliances | Dishwasher | 0.027624 | 0.027457 | 0.027292 | 0.027128 | 0.026964 | 0.026802 | 0.02664 | 0.02648 | 0.026321 | 0.026162 | 0.026004 | 0.025848 | 0.025692 | 0.025537 | 0.025384 | 0.025231 | 0.025079 | 0.024928 | 0.024778 | 0.024628 | 0.02448 | 0.024333
ID | Residential | Manufactured Home - Low Income | Existing | Appliances | Refrigerator | 0.38281 | 0.38091 | 0.379 | 0.37709 | 0.37518 | 0.37328 | 0.3714 | 0.36953 | 0.3677 | 0.36589 | 0.36412 | 0.36239 | 0.36068 | 0.35901 | 0.35737 | 0.35576 | 0.35417 | 0.3526 | 0.35105 | 0.34953 | 0.34802 | 0.34653
ID | Residential | Manufactured Home - Low Income | Existing | Appliances | Freezer | 0.43209 | 0.42682 | 0.42161 | 0.41647 | 0.4114 | 0.40638 | 0.40143 | 0.39653 | 0.3917 | 0.38692 | 0.3822 | 0.37754 | 0.37294 | 0.36839 | 0.3639 | 0.35946 | 0.35508 | 0.35075 | 0.34648 | 0.34225 | 0.33808 | 0.33396
ID | Residential | Manufactured Home - Low Income | Existing | Appliances | Second Refrigerator | 0.15765 | 0.15322 | 0.14871 | 0.14416 | 0.13965 | 0.13523 | 0.13092 | 0.12678 | 0.12283 | 0.1191 | 0.11561 | 0.11238 | 0.1094 | 0.10662 | 0.10404 | 0.10164 | 0.09939 | 0.097287 | 0.095313 | 0.093457 | 0.091708 | 0.090056
ID | Residential | Manufactured Home - Low Income | Existing | Appliances | Stove/Oven | 0.094102 | 0.093669 | 0.093224 | 0.092772 | 0.092316 | 0.091861 | 0.091407 | 0.090958 | 0.090514 | 0.090077 | 0.089647 | 0.089226 | 0.088814 | 0.088411 | 0.088017 | 0.087633 | 0.087257 | 0.086888 | 0.086524 | 0.086165 | 0.08581 | 0.085459
ID | Residential | Manufactured Home - Low Income | Existing | Appliances | Microwave | 0.071083 | 0.070799 | 0.070516 | 0.070234 | 0.069953 | 0.069673 | 0.069394 | 0.069117 | 0.06884 | 0.068565 | 0.068291 | 0.068017 | 0.067745 | 0.067474 | 0.067205 | 0.066936 | 0.066668 | 0.066401 | 0.066136 | 0.065871 | 0.065608 | 0.065345
ID | Residential | Manufactured Home - Low Income | Existing | Appliances | Dehumidifier | 0.00555 | 0.0054712 | 0.005384 | 0.0052921 | 0.0051989 | 0.0051069 | 0.0050183 | 0.0049349 | 0.0048581 | 0.0047891 | 0.0047288 | 0.0046757 | 0.0046287 | 0.0045866 | 0.0045487 | 0.0045143 | 0.0044828 | 0.0044537 | 0.0044266 | 0.0044012 | 0.0043772 | 0.0043544
ID | Residential | Manufactured Home - Low Income | Existing | Appliances | Air Purifier | 0.015891 | 0.015827 | 0.015764 | 0.015701 | 0.015638 | 0.015576 | 0.015513 | 0.015451 | 0.01539 | 0.015328 | 0.015267 | 0.015206 | 0.015145 | 0.015084 | 0.015024 | 0.014964 | 0.014904 | 0.014844 | 0.014785 | 0.014726 | 0.014667 | 0.014608
ID | Residential | Manufactured Home - Low Income | Existing | Electronics | Personal Computers | 0.075826 | 0.072738 | 0.06922 | 0.065618 | 0.062205 | 0.059198 | 0.056763 | 0.054784 | 0.053169 | 0.051845 | 0.050751 | 0.049842 | 0.04908 | 0.048436 | 0.047885 | 0.047409 | 0.046992 | 0.046623 | 0.046293 | 0.045993 | 0.045718 | 0.045462
ID | Residential | Manufactured Home - Low Income | Existing | Electronics | Monitor | 0.055898 | 0.05333 | 0.050353 | 0.047279 | 0.044358 | 0.04179 | 0.039732 | 0.038082 | 0.036758 | 0.035695 | 0.03484 | 0.034152 | 0.033597 | 0.033149 | 0.032785 | 0.03249 | 0.032249 | 0.032052 | 0.03189 | 0.031755 | 0.031642 | 0.031548
ID | Residential | Manufactured Home - Low Income | Existing | Electronics | Laptops | 0.048051 | 0.046652 | 0.045254 | 0.044131 | 0.043227 | 0.042498 | 0.041909 | 0.041432 | 0.041045 | 0.04073 | 0.040472 | 0.040259 | 0.040083 | 0.039936 | 0.039813 | 0.039708 | 0.039619 | 0.039541 | 0.039473 | 0.039412 | 0.039358 | 0.039308
ID | Residential | Manufactured Home - Low Income | Existing | Electronics | TVs | 0.15368 | 0.20466 | 0.25396 | 0.29775 | 0.33293 | 0.36122 | 0.38401 | 0.4024 | 0.41726 | 0.42931 | 0.4391 | 0.44709 | 0.45363 | 0.45902 | 0.46349 | 0.46722 | 0.47036 | 0.47303 | 0.47532 | 0.47731 | 0.47905 | 0.48061
ID | Residential | Manufactured Home - Low Income | Existing | Electronics | Printer/Fax/Copier | 0.019921 | 0.019465 | 0.018952 | 0.018441 | 0.017982 | 0.017612 | 0.017314 | 0.017073 | 0.016878 | 0.01672 | 0.016591 | 0.016485 | 0.016398 | 0.016326 | 0.016266 | 0.016216 | 0.016173 | 0.016137 | 0.016105 | 0.016077 | 0.016052 | 0.01603
ID | Residential | Manufactured Home - Low Income | Existing | Electronics | Set-top Boxes/DVRs | 0.033904 | 0.033638 | 0.033321 | 0.032991 | 0.032679 | 0.032411 | 0.032207 | 0.032054 | 0.031942 | 0.031862 | 0.031809 | 0.031776 | 0.03176 | 0.031758 | 0.031766 | 0.031783 | 0.031807 | 0.031836 | 0.03187 | 0.031908 | 0.031948 | 0.031991
ID | Residential | Manufactured Home - Low Income | Existing | Electronics | Devices and Gadgets | 0.44085 | 0.44051 | 0.44018 | 0.43984 | 0.4395 | 0.43916 | 0.43883 | 0.43849 | 0.43816 | 0.43782 | 0.43748 | 0.43715 | 0.43681 | 0.43648 | 0.43615 | 0.43581 | 0.43548 | 0.43514 | 0.43481 | 0.43448 | 0.43414 | 0.43381
ID | Residential | Manufactured Home - Low Income | Existing | Miscellaneous | Electric Vehicle Chargers | 0 | 0 | 0 | 0 | 0 | 0 | 0 | 0 | 0 | 0 | 0 | 0 | 0 | 0 | 0 | 0 | 0 | 0 | 0 | 0 | 0 | 0
ID | Residential | Manufactured Home - Low Income | Existing | Miscellaneous | Pool Pump | 0.022683 | 0.018784 | 0.015704 | 0.013277 | 0.011379 | 0.0099156 | 0.0088169 | 0.0079906 | 0.0073677 | 0.0068968 | 0.0065394 | 0.0062669 | 0.0060579 | 0.0058962 | 0.0057699 | 0.0056701 | 0.0055902 | 0.005525 | 0.0054709 | 0.0054252 | 0.0053856 | 0.0053508
ID | Residential | Manufactured Home - Low Income | Existing | Miscellaneous | Pool Heater | 0 | 0 | 0 | 0 | 0 | 0 | 0 | 0 | 0 | 0 | 0 | 0 | 0 | 0 | 0 | 0 | 0 | 0 | 0 | 0 | 0 | 0
ID | Residential | Manufactured Home - Low Income | Existing | Miscellaneous | Hot Tub/Spa | 0.072211 | 0.074783 | 0.077935 | 0.079062 | 0.079975 | 0.080552 | 0.080697 | 0.080336 | 0.079411 | 0.07788 | 0.076309 | 0.074623 | 0.073224 | 0.072054 | 0.071067 | 0.06985 | 0.068716 | 0.068244 | 0.067814 | 0.067417 | 0.067048 | 0.0667
ID | Residential | Manufactured Home - Low Income | Existing | Miscellaneous | Furnace Fan | 0.037196 | 0.037541 | 0.037879 | 0.038215 | 0.038554 | 0.038898 | 0.039252 | 0.039619 | 0.040002 | 0.040404 | 0.040826 | 0.041271 | 0.041741 | 0.042237 | 0.042762 | 0.043315 | 0.043897 | 0.044506 | 0.04514 | 0.045799 | 0.046481 | 0.047186
ID | Residential | Manufactured Home - Low Income | Existing | Miscellaneous | Well Pump | 0.014236 | 0.014179 | 0.014122 | 0.014066 | 0.014009 | 0.013953 | 0.013897 | 0.013842 | 0.013786 | 0.013731 | 0.013676 | 0.013622 | 0.013567 | 0.013513 | 0.013459 | 0.013405 | 0.013351 | 0.013298 | 0.013245 | 0.013192 | 0.013139 | 0.013087
ID | Residential | Manufactured Home - Low Income | Existing | Miscellaneous | Bathroom Exhaust Fan | 0.0057054 | 0.0056825 | 0.0056598 | 0.0056372 | 0.0056146 | 0.0055922 | 0.0055698 | 0.0055475 | 0.0055253 | 0.0055032 | 0.0054812 | 0.0054593 | 0.0054374 | 0.0054157 | 0.005394 | 0.0053725 | 0.005351 | 0.0053296 | 0.0053082 | 0.005287 | 0.0052659 | 0.0052448
ID | Residential | Manufactured Home - Low Income | Existing | Miscellaneous | Miscellaneous | 0.47717 | 0.47502 | 0.47288 | 0.47074 | 0.46862 | 0.46651 | 0.46441 | 0.46231 | 0.46023 | 0.45815 | 0.45609 | 0.45403 | 0.45198 | 0.44995 | 0.44792 | 0.4459 | 0.44389 | 0.44189 | 0.43989 | 0.43791 | 0.43594 | 0.43397
ID | Residential | Manufactured Home - Low Income | Existing | Generation | Solar PV | -0.018708 | -0.021249 | -0.023744 | -0.026442 | -0.029247 | -0.03255 | -0.035923 | -0.040751 | -0.045879 | -0.050877 | -0.056685 | -0.062723 | -0.068159 | -0.073416 | -0.07852 | -0.083473 | -0.088277 | -0.092919 | -0.097377 | -0.10164 | -0.10572 | -0.10964
ID | Residential | Manufactured Home - Low Income | New | Cooling | Central AC | 0 | 0.0024092 | 0.0054793 | 0.0079551 | 0.010801 | 0.013651 | 0.016528 | 0.019479 | 0.022492 | 0.025554 | 0.028694 | 0.031932 | 0.035252 | 0.038653 | 0.042154 | 0.045903 | 0.049791 | 0.05382 | 0.057969 | 0.06222 | 0.066603 | 0.071124
ID | Residential | Manufactured Home - Low Income | New | Cooling | Room AC | 0 | 0.0010188 | 0.0023465 | 0.0036373 | 0.0048965 | 0.006188 | 0.0074916 | 0.0088287 | 0.010194 | 0.011581 | 0.013003 | 0.01447 | 0.015975 | 0.017515 | 0.019102 | 0.020625 | 0.02218 | 0.023771 | 0.025387 | 0.027013 | 0.028663 | 0.030339
ID | Residential | Manufactured Home - Low Income | New | Cooling | Air-Source Heat Pump | 0 | 0.0010707 | 0.0024202 | 0.0037321 | 0.005012 | 0.0063249 | 0.0076502 | 0.0090094 | 0.010397 | 0.011808 | 0.013253 | 0.014745 | 0.016274 | 0.01784 | 0.019453 | 0.021184 | 0.022985 | 0.024854 | 0.026782 | 0.028755 | 0.030787 | 0.032882
ID | Residential | Manufactured Home - Low Income | New | Cooling | Geothermal Heat Pump | 0 | 0 | 0 | 0 | 0 | 0 | 0 | 0 | 0 | 0 | 0 | 0 | 0 | 0 | 0 | 0 | 0 | 0 | 0 | 0 | 0 | 0
ID | Residential | Manufactured Home - Low Income | New | Cooling | Evaporative Cooler | 0 | 0.0010803 | 0.0024656 | 0.0037871 | 0.0050519 | 0.0063263 | 0.0075895 | 0.0088628 | 0.01014 | 0.011416 | 0.012701 | 0.014006 | 0.015321 | 0.016646 | 0.017989 | 0.019417 | 0.020882 | 0.02238 | 0.023901 | 0.025432 | 0.026986 | 0.028563
ID | Residential | Manufactured Home - Low Income | New | Cooling | Ductless Mini Split Heat Pump | 0 | 0.00016856 | 0.00039448 | 0.00062128 | 0.00084982 | 0.0010912 | 0.0013424 | 0.0016073 | 0.0018857 | 0.0021768 | 0.0024834 | 0.002808 | 0.0031497 | 0.003509 | 0.0038883 | 0.0043036 | 0.0047457 | 0.0052152 | 0.005711 | 0.0062312 | 0.0067797 | 0.0073582
ID | Residential | Manufactured Home - Low Income | New | Space Heating | Electric Room Heat | 0 | 0.011171 | 0.026142 | 0.041374 | 0.056319 | 0.071452 | 0.086846 | 0.10325 | 0.11912 | 0.13588 | 0.15319 | 0.172 | 0.18976 | 0.20893 | 0.22881 | 0.25073 | 0.27117 | 0.29369 | 0.31698 | 0.34254 | 0.36565 | 0.39124
ID | Residential | Manufactured Home - Low Income | New | Space Heating | Electric Furnace | 0 | 0.060759 | 0.14219 | 0.22504 | 0.30633 | 0.38864 | 0.47237 | 0.56159 | 0.6479 | 0.73907 | 0.83322 | 0.93552 | 1.0321 | 1.1364 | 1.2445 | 1.3637 | 1.4749 | 1.5974 | 1.7241 | 1.8631 | 1.9888 | 2.128
ID | Residential | Manufactured Home - Low Income | New | Space Heating | Air-Source Heat Pump | 0 | 0.0067847 | 0.015572 | 0.024512 | 0.033283 | 0.042164 | 0.051198 | 0.060826 | 0.070137 | 0.079973 | 0.090132 | 0.10117 | 0.11159 | 0.12284 | 0.13451 | 0.14735 | 0.15933 | 0.17253 | 0.18619 | 0.20117 | 0.21473 | 0.22973
ID | Residential | Manufactured Home - Low Income | New | Space Heating | Geothermal Heat Pump | 0 | 0 | 0 | 0 | 0 | 0 | 0 | 0 | 0 | 0 | 0 | 0 | 0 | 0 | 0 | 0 | 0 | 0 | 0 | 0 | 0 | 0
ID | Residential | Manufactured Home - Low Income | New | Space Heating | Ductless Mini Split Heat Pump | 0 | 0.0010096 | 0.0023628 | 0.0037394 | 0.0050902 | 0.006458 | 0.0078493 | 0.009332 | 0.010766 | 0.012281 | 0.013846 | 0.015546 | 0.017151 | 0.018883 | 0.02068 | 0.022661 | 0.024509 | 0.026544 | 0.02865 | 0.030959 | 0.033048 | 0.035361
ID | Residential | Manufactured Home - Low Income | New | Water Heating | Water Heater (<= 55 Gal) | 0 | 0.03816 | 0.088652 | 0.1386 | 0.1882 | 0.23808 | 0.28854 | 0.34041 | 0.39351 | 0.44761 | 0.50322 | 0.56074 | 0.61989 | 0.68066 | 0.7434 | 0.80823 | 0.87559 | 0.94539 | 1.0173 | 1.0907 | 1.1664 | 1.2443
ID | Residential | Manufactured Home - Low Income | New | Water Heating | Water Heater (> 55 Gal) | 0 | 0 | 0 | 0 | 0 | 0 | 0 | 0 | 0 | 0 | 0 | 0 | 0 | 0 | 0 | 0 | 0 | 0 | 0 | 0 | 0 | 0
ID | Residential | Manufactured Home - Low Income | New | Interior Lighting | General Service Lighting | 0 | 0.0088047 | 0.017699 | 0.025985 | 0.032139 | 0.038231 | 0.044123 | 0.04961 | 0.055549 | 0.060731 | 0.065721 | 0.070618 | 0.075379 | 0.080134 | 0.084366 | 0.088567 | 0.092778 | 0.096984 | 0.10122 | 0.10492 | 0.1085 | 0.1122
ID | Residential | Manufactured Home - Low Income | New | Interior Lighting | Linear Lighting | 0 | 0.0023029 | 0.0052559 | 0.0080729 | 0.010755 | 0.013355 | 0.015893 | 0.018413 | 0.020905 | 0.023347 | 0.025775 | 0.028205 | 0.030622 | 0.033023 | 0.035419 | 0.037817 | 0.040236 | 0.042668 | 0.045093 | 0.04749 | 0.049875 | 0.05225
ID | Residential | Manufactured Home - Low Income | New | Interior Lighting | Exempted Lighting | 0 | 2.138e-05 | 4.4001e-05 | 6.3264e-05 | 7.8646e-05 | 9.3895e-05 | 0.00010815 | 0.00012353 | 0.00013901 | 0.0001527 | 0.00016553 | 0.0001775 | 0.00018873 | 0.00019999 | 0.0002093 | 0.00021732 | 0.00022531 | 0.00023374 | 0.00024357 | 0.00025352 | 0.00026359 | 0.00027372
ID | Residential | Manufactured Home - Low Income | New | Exterior Lighting | General Service Lighting | 0 | 0.0021124 | 0.0039087 | 0.0052495 | 0.0062655 | 0.0073069 | 0.0082008 | 0.0093205 | 0.010466 | 0.011469 | 0.012434 | 0.013359 | 0.01424 | 0.01511 | 0.015827 | 0.016535 | 0.017243 | 0.01795 | 0.018665 | 0.019261 | 0.019821 | 0.020402
ID | Residential | Manufactured Home - Low Income | New | Appliances | Clothes Washer | 0 | 0.001353 | 0.0030907 | 0.0047511 | 0.0063432 | 0.0078897 | 0.0094016 | 0.010906 | 0.012396 | 0.013864 | 0.015325 | 0.01679 | 0.01825 | 0.019703 | 0.021159 | 0.022619 | 0.024093 | 0.025578 | 0.027061 | 0.028529 | 0.029995 | 0.031462
ID | Residential | Manufactured Home - Low Income | New | Appliances | Clothes Dryer | 0 | 0.0079144 | 0.018078 | 0.027791 | 0.037103 | 0.046148 | 0.054992 | 0.06379 | 0.072503 | 0.081088 | 0.089634 | 0.098205 | 0.10674 | 0.11524 | 0.12375 | 0.13229 | 0.14091 | 0.14959 | 0.15827 | 0.16685 | 0.17543 | 0.18401
ID | Residential | Manufactured Home - Low Income | New | Appliances | Dishwasher | 0 | 0.00053391 | 0.0012161 | 0.0018641 | 0.0024816 | 0.0030778 | 0.0036571 | 0.0042302 | 0.0047942 | 0.0053466 | 0.0058933 | 0.0064384 | 0.0069782 | 0.0075123 | 0.0080441 | 0.0085746 | 0.0091073 | 0.009641 | 0.010171 | 0.010692 | 0.01121 | 0.011724
ID | Residential | Manufactured Home - Low Income | New | Appliances | Refrigerator | 0 | 0.0072766 | 0.016609 | 0.025512 | 0.034034 | 0.042298 | 0.050362 | 0.058372 | 0.066291 | 0.07408 | 0.081821 | 0.089571 | 0.097279 | 0.10494 | 0.1126 | 0.12027 | 0.128 | 0.13578 | 0.14353 | 0.1512 | 0.15884 | 0.16647
ID | Residential | Manufactured Home - Low Income | New | Appliances | Freezer | 0 | 0.0082995 | 0.018787 | 0.028619 | 0.037863 | 0.046668 | 0.055108 | 0.063347 | 0.071348 | 0.079075 | 0.086619 | 0.094044 | 0.1013 | 0.10837 | 0.11532 | 0.12216 | 0.12895 | 0.13566 | 0.14223 | 0.14859 | 0.15481 | 0.16091
ID | Residential | Manufactured Home - Low Income | New | Appliances | Second Refrigerator | 0 | 0.0019859 | 0.0045042 | 0.0068745 | 0.0091124 | 0.011253 | 0.013313 | 0.015333 | 0.017302 | 0.019212 | 0.021085 | 0.022935 | 0.02475 | 0.026529 | 0.028285 | 0.030019 | 0.031747 | 0.033461 | 0.035148 | 0.036789 | 0.038403 | 0.039992
ID | Residential | Manufactured Home - Low Income | New | Appliances | Stove/Oven | 0 | 0.0017997 | 0.0041076 | 0.0063091 | 0.0084163 | 0.01046 | 0.012454 | 0.014434 | 0.016392 | 0.018318 | 0.020232 | 0.022149 | 0.024055 | 0.025948 | 0.027842 | 0.029738 | 0.03165 | 0.033573 | 0.03549 | 0.037385 | 0.039274 | 0.041161
ID | Residential | Manufactured Home - Low Income | New | Appliances | Microwave | 0 | 0.0013767 | 0.003142 | 0.0048261 | 0.0064379 | 0.0080009 | 0.0095263 | 0.011041 | 0.012539 | 0.014012 | 0.015476 | 0.016942 | 0.0184 | 0.019849 | 0.021297 | 0.022748 | 0.02421 | 0.025681 | 0.027148 | 0.028597 | 0.030042 | 0.031485
ID | Residential | Manufactured Home - Low Income | New | Appliances | Dehumidifier | 0 | 9.1179e-05 | 0.0002081 | 0.00031964 | 0.00042639 | 0.00052992 | 0.00063094 | 0.00073129 | 0.00083049 | 0.00092806 | 0.001025 | 0.0011221 | 0.0012187 | 0.0013146 | 0.0014106 | 0.0015066 | 0.0016035 | 0.0017009 | 0.001798 | 0.001894 | 0.0019897 | 0.0020853
ID | Residential | Manufactured Home - Low Income | New | Appliances | Air Purifier | 0 | 0.00030776 | 0.00070242 | 0.0010789 | 0.0014392 | 0.0017886 | 0.0021296 | 0.0024683 | 0.0028032 | 0.0031325 | 0.0034598 | 0.0037876 | 0.0041135 | 0.0044373 | 0.0047611 | 0.0050854 | 0.0054124 | 0.0057411 | 0.006069 | 0.006393 | 0.0067161 | 0.0070387
ID | Residential | Manufactured Home - Low Income | New | Electronics | Personal Computers | 0 | 0.00095164 | 0.002172 | 0.0033361 | 0.0044503 | 0.0055307 | 0.0065852 | 0.0076325 | 0.0086678 | 0.0096862 | 0.010698 | 0.011712 | 0.012719 | 0.013721 | 0.014722 | 0.015725 | 0.016736 | 0.017752 | 0.018766 | 0.019768 | 0.020767 | 0.021765
ID | Residential | Manufactured Home - Low Income | New | Electronics | Monitor | 0 | 0.00061735 | 0.0014136 | 0.0021783 | 0.0029152 | 0.0036347 | 0.0043417 | 0.0050486 | 0.005752 | 0.0064487 | 0.0071456 | 0.0078479 | 0.0085508 | 0.009254 | 0.0099615 | 0.010675 | 0.011398 | 0.012129 | 0.012864 | 0.013594 | 0.014328 | 0.015065
ID | Residential | Manufactured Home - Low Income | New | Electronics | Laptops | 0 | 0.00077462 | 0.0017737 | 0.0027332 | 0.0036579 | 0.0045607 | 0.0054478 | 0.0063347 | 0.0072174 | 0.0080916 | 0.008966 | 0.0098472 | 0.010729 | 0.011612 | 0.012499 | 0.013394 | 0.014301 | 0.015219 | 0.016141 | 0.017058 | 0.017978 | 0.018903
ID | Residential | Manufactured Home - Low Income | New | Electronics | TVs | 0 | 0.0091066 | 0.020902 | 0.032285 | 0.043311 | 0.05413 | 0.064813 | 0.075544 | 0.086276 | 0.096956 | 0.10769 | 0.11856 | 0.12948 | 0.14047 | 0.15157 | 0.1628 | 0.17425 | 0.18587 | 0.1976 | 0.20932 | 0.22114 | 0.23307
ID | Residential | Manufactured Home - Low Income | New | Electronics | Printer/Fax/Copier | 0 | 0.00031574 | 0.00072296 | 0.0011141 | 0.001491 | 0.0018589 | 0.0022205 | 0.002582 | 0.0029418 | 0.0032981 | 0.0036546 | 0.0040137 | 0.0043733 | 0.0047329 | 0.0050947 | 0.0054594 | 0.0058293 | 0.0062035 | 0.006579 | 0.0069527 | 0.0073278 | 0.0077047
ID | Residential | Manufactured Home - Low Income | New | Electronics | Set-top Boxes/DVRs | 0 | 0.0006016 | 0.0013808 | 0.0021328 | 0.0028612 | 0.0035759 | 0.0042817 | 0.0049906 | 0.0056995 | 0.0064051 | 0.0071142 | 0.0078321 | 0.0085539 | 0.0092794 | 0.010013 | 0.010755 | 0.011511 | 0.012279 | 0.013054 | 0.013828 | 0.014609 | 0.015397
ID | Residential | Manufactured Home - Low Income | New | Electronics | Devices and Gadgets | 0 | 0.0085657 | 0.019613 | 0.030223 | 0.040448 | 0.050432 | 0.060241 | 0.070049 | 0.079809 | 0.089476 | 0.099145 | 0.10889 | 0.11864 | 0.1284 | 0.13822 | 0.14811 | 0.15814 | 0.16829 | 0.17848 | 0.18862 | 0.1988 | 0.20902
ID | Residential | Manufactured Home - Low Income | New | Miscellaneous | Electric Vehicle Chargers | 0 | 0 | 0 | 0 | 0 | 0 | 0 | 0 | 0 | 0 | 0 | 0 | 0 | 0 | 0 | 0 | 0 | 0 | 0 | 0 | 0 | 0
ID | Residential | Manufactured Home - Low Income | New | Miscellaneous | Pool Pump | 0 | 0.00011189 | 0.00025536 | 0.00039223 | 0.00052323 | 0.00065026 | 0.00077423 | 0.00089736 | 0.0010191 | 0.0011388 | 0.0012578 | 0.001377 | 0.0014954 | 0.0016132 | 0.0017309 | 0.0018488 | 0.0019677 | 0.0020872 | 0.0022064 | 0.0023242 | 0.0024416 | 0.0025589
ID | Residential | Manufactured Home - Low Income | New | Miscellaneous | Pool Heater | 0 | 0 | 0 | 0 | 0 | 0 | 0 | 0 | 0 | 0 | 0 | 0 | 0 | 0 | 0 | 0 | 0 | 0 | 0 | 0 | 0 | 0
ID | Residential | Manufactured Home - Low Income | New | Miscellaneous | Hot Tub/Spa | 0 | 0.0021345 | 0.0048718 | 0.0065825 | 0.0082199 | 0.0098078 | 0.011357 | 0.012896 | 0.014418 | 0.015915 | 0.017255 | 0.018437 | 0.019673 | 0.020949 | 0.022263 | 0.023418 | 0.024595 | 0.026089 | 0.027579 | 0.029051 | 0.030519 | 0.031985
ID | Residential | Manufactured Home - Low Income | New | Miscellaneous | Furnace Fan | 0 | 0.00065745 | 0.0015302 | 0.0023971 | 0.0032613 | 0.004134 | 0.0050207 | 0.0059361 | 0.0068771 | 0.0078404 | 0.0088349 | 0.0098683 | 0.010936 | 0.012037 | 0.01318 | 0.014367 | 0.015605 | 0.016895 | 0.018229 | 0.019601 | 0.02102 | 0.022489
ID | Residential | Manufactured Home - Low Income | New | Miscellaneous | Well Pump | 0 | 0.0002757 | 0.00062925 | 0.00096651 | 0.0012893 | 0.0016023 | 0.0019078 | 0.0022112 | 0.0025112 | 0.0028062 | 0.0030994 | 0.003393 | 0.003685 | 0.0039751 | 0.0042652 | 0.0045557 | 0.0048486 | 0.0051431 | 0.0054368 | 0.0057271 | 0.0060165 | 0.0063055
ID | Residential | Manufactured Home - Low Income | New | Miscellaneous | Bathroom Exhaust Fan | 0 | 0.0001105 | 0.00025219 | 0.00038736 | 0.00051673 | 0.00064218 | 0.00076461 | 0.00088621 | 0.0010064 | 0.0011247 | 0.0012422 | 0.0013599 | 0.0014769 | 0.0015931 | 0.0017094 | 0.0018258 | 0.0019432 | 0.0020612 | 0.002179 | 0.0022953 | 0.0024113 | 0.0025271
ID | Residential | Manufactured Home - Low Income | New | Miscellaneous | Miscellaneous | 0 | 0.0092366 | 0.02107 | 0.032347 | 0.043128 | 0.053572 | 0.063752 | 0.073854 | 0.083829 | 0.093631 | 0.10336 | 0.11309 | 0.12276 | 0.13236 | 0.14195 | 0.15154 | 0.1612 | 0.1709 | 0.18057 | 0.19011 | 0.19962 | 0.2091
ID | Residential | Manufactured Home - Low Income | New | Generation | Solar PV | 0 | -0.00041318 | -0.001058 | -0.0018169 | -0.0026916 | -0.0037379 | -0.0049314 | -0.00651 | -0.0083568 | -0.010397 | -0.012846 | -0.015624 | -0.018513 | -0.021597 | -0.024883 | -0.028368 | -0.032058 | -0.035937 | -0.039972 | -0.044125 | -0.048411 | -0.052829
ID | Residential | Single Family - Reg. Income | Existing | Cooling | Central AC | 11.4391 | 11.4212 | 11.3949 | 11.3163 | 11.2767 | 11.3143 | 11.3508 | 11.3875 | 11.4257 | 11.4665 | 11.5109 | 11.5599 | 11.6146 | 11.6758 | 11.7443 | 11.8616 | 11.9863 | 12.1184 | 12.2577 | 12.4046 | 12.5587 | 12.7196
ID | Residential | Single Family - Reg. Income | Existing | Cooling | Room AC | 1.0389 | 1.0311 | 1.0223 | 1.0132 | 1.0044 | 1.0042 | 1.0051 | 1.0077 | 1.0117 | 1.0171 | 1.0237 | 1.0313 | 1.0399 | 1.0494 | 1.0596 | 1.0743 | 1.0897 | 1.1057 | 1.1222 | 1.1394 | 1.157 | 1.1752
ID | Residential | Single Family - Reg. Income | Existing | Cooling | Air-Source Heat Pump | 0.71202 | 0.71579 | 0.71904 | 0.72222 | 0.72536 | 0.73406 | 0.74283 | 0.75168 | 0.76063 | 0.7697 | 0.77892 | 0.78829 | 0.79784 | 0.80758 | 0.81753 | 0.83056 | 0.84389 | 0.85751 | 0.87141 | 0.88558 | 0.90003 | 0.91473
ID | Residential | Single Family - Reg. Income | Existing | Cooling | Geothermal Heat Pump | 0.21041 | 0.20963 | 0.20872 | 0.20773 | 0.2067 | 0.20723 | 0.20777 | 0.20834 | 0.20897 | 0.20969 | 0.21053 | 0.2115 | 0.21262 | 0.21393 | 0.21543 | 0.2179 | 0.2206 | 0.22344 | 0.22639 | 0.22946 | 0.23264 | 0.23593
ID | Residential | Single Family - Reg. Income | Existing | Cooling | Evaporative Cooler | 0.14319 | 0.14239 | 0.14157 | 0.14072 | 0.13988 | 0.14009 | 0.14029 | 0.14049 | 0.1407 | 0.14092 | 0.14115 | 0.1414 | 0.14169 | 0.142 | 0.14234 | 0.1432 | 0.14408 | 0.14499 | 0.1459 | 0.14684 | 0.14779 | 0.14875
ID | Residential | Single Family - Reg. Income | Existing | Cooling | Ductless Mini Split Heat Pump | 0.25309 | 0.2591 | 0.26526 | 0.27155 | 0.278 | 0.28678 | 0.29581 | 0.30512 | 0.31469 | 0.32455 | 0.33471 | 0.34516 | 0.35592 | 0.36699 | 0.37839 | 0.39147 | 0.40496 | 0.41887 | 0.43322 | 0.44801 | 0.46325 | 0.47897
ID | Residential | Single Family - Reg. Income | Existing | Space Heating | Electric Room Heat | 25.6709 | 26.123 | 26.5832 | 27.1849 | 27.5352 | 27.9066 | 28.2884 | 28.8206 | 29.0884 | 29.5087 | 29.9439 | 30.5407 | 30.8626 | 31.3476 | 31.8495 | 32.5354 | 32.9296 | 33.4945 | 34.0757 | 34.8382 | 35.2862 | 35.9152
ID | Residential | Single Family - Reg. Income | Existing | Space Heating | Electric Furnace | 25.0327 | 25.4735 | 25.9222 | 26.509 | 26.8506 | 27.2128 | 27.5851 | 28.104 | 28.3652 | 28.775 | 29.1994 | 29.7814 | 30.0953 | 30.5682 | 31.0576 | 31.7265 | 32.1109 | 32.6617 | 33.2285 | 33.9721 | 34.4089 | 35.0223
ID | Residential | Single Family - Reg. Income | Existing | Space Heating | Air-Source Heat Pump | 8.1996 | 8.4017 | 8.6004 | 8.8465 | 9.0116 | 9.1833 | 9.358 | 9.5815 | 9.7158 | 9.899 | 10.0852 | 10.3236 | 10.4665 | 10.6617 | 10.8599 | 11.1187 | 11.2763 | 11.491 | 11.7099 | 11.9901 | 12.161 | 12.3932
ID | Residential | Single Family - Reg. Income | Existing | Space Heating | Geothermal Heat Pump | 0.92967 | 0.94065 | 0.9516 | 0.96735 | 0.97401 | 0.98139 | 0.9892 | 1.0023 | 1.0064 | 1.016 | 1.0264 | 1.0425 | 1.0496 | 1.0626 | 1.0766 | 1.0973 | 1.1087 | 1.126 | 1.144 | 1.1683 | 1.1821 | 1.2021
ID | Residential | Single Family - Reg. Income | Existing | Space Heating | Ductless Mini Split Heat Pump | 3.0104 | 3.0819 | 3.1551 | 3.2457 | 3.3067 | 3.3702 | 3.4349 | 3.5177 | 3.5679 | 3.6362 | 3.7057 | 3.7946 | 3.8485 | 3.9218 | 3.9965 | 4.0935 | 4.1531 | 4.2337 | 4.3157 | 4.4202 | 4.4842 | 4.5708
ID | Residential | Single Family - Reg. Income | Existing | Water Heating | Water Heater (<= 55 Gal) | 19.3989 | 19.7144 | 20.035 | 20.3608 | 20.6919 | 21.0284 | 21.3704 | 21.718 | 22.0712 | 22.4301 | 22.7949 | 23.1656 | 23.5424 | 23.9252 | 24.3143 | 24.7098 | 25.1116 | 25.52 | 25.935 | 26.3568 | 26.7855 | 27.2211
ID | Residential | Single Family - Reg. Income | Existing | Water Heating | Water Heater (> 55 Gal) | 1.2576 | 1.2328 | 1.2035 | 1.1715 | 1.1383 | 1.1051 | 1.0731 | 1.0433 | 1.0163 | 0.993 | 0.97389 | 0.95951 | 0.94921 | 0.94244 | 0.93874 | 0.93769 | 0.93896 | 0.94224 | 0.94729 | 0.9539 | 0.96186 | 0.97104
ID | Residential | Single Family - Reg. Income | Existing | Interior Lighting | General Service Lighting | 23.2291 | 22.5977 | 21.6484 | 20.5401 | 19.1442 | 17.6536 | 16.0643 | 14.7055 | 13.6019 | 12.6243 | 11.7903 | 11.0813 | 10.4714 | 9.9544 | 9.4883 | 9.0803 | 8.7225 | 8.408 | 8.1364 | 7.8619 | 7.6101 | 7.3812
ID | Residential | Single Family - Reg. Income | Existing | Interior Lighting | Linear Lighting | 3.1118 | 3.1069 | 3.1019 | 3.0969 | 3.0908 | 3.0845 | 3.0782 | 3.0719 | 3.0655 | 3.0581 | 3.0506 | 3.0431 | 3.0356 | 3.0281 | 3.0198 | 3.0116 | 3.0033 | 2.9951 | 2.9868 | 2.9785 | 2.9707 | 2.9632
ID | Residential | Single Family - Reg. Income | Existing | Interior Lighting | Exempted Lighting | 0.15144 | 0.14537 | 0.13617 | 0.12467 | 0.11102 | 0.096267 | 0.080595 | 0.068955 | 0.060254 | 0.05354 | 0.048397 | 0.044376 | 0.041153 | 0.038631 | 0.036416 | 0.034387 | 0.032621 | 0.031101 | 0.030015 | 0.029123 | 0.028379 | 0.02781
ID | Residential | Single Family - Reg. Income | Existing | Exterior Lighting | General Service Lighting | 5.5961 | 5.4464 | 5.1537 | 4.766 | 4.2931 | 3.7892 | 3.3692 | 3.0521 | 2.801 | 2.5906 | 2.4185 | 2.2753 | 2.1532 | 2.0512 | 1.9554 | 1.872 | 1.7995 | 1.7363 | 1.6822 | 1.6234 | 1.5661 | 1.5118
ID | Residential | Single Family - Reg. Income | Existing | Appliances | Clothes Washer | 2.123 | 2.1214 | 2.1198 | 2.1181 | 2.1165 | 2.1149 | 2.1132 | 2.1116 | 2.11 | 2.1083 | 2.1067 | 2.1051 | 2.1022 | 2.0988 | 2.0954 | 2.0921 | 2.0887 | 2.0854 | 2.0821 | 2.0787 | 2.0754 | 2.0721
ID | Residential | Single Family - Reg. Income | Existing | Appliances | Clothes Dryer | 12.3551 | 12.3542 | 12.3545 | 12.3554 | 12.3566 | 12.3576 | 12.3583 | 12.3584 | 12.3577 | 12.356 | 12.3531 | 12.3493 | 12.3447 | 12.3393 | 12.3334 | 12.3269 | 12.3199 | 12.3126 | 12.305 | 12.2971 | 12.289 | 12.2806
ID | Residential | Single Family - Reg. Income | Existing | Appliances | Dishwasher | 1.3626 | 1.3576 | 1.3527 | 1.3478 | 1.3429 | 1.338 | 1.3332 | 1.3283 | 1.3235 | 1.3187 | 1.3139 | 1.3092 | 1.3044 | 1.2997 | 1.295 | 1.2903 | 1.2856 | 1.2809 | 1.2763 | 1.2717 | 1.267 | 1.2624
ID | Residential | Single Family - Reg. Income | Existing | Appliances | Refrigerator | 10.9195 | 10.8915 | 10.863 | 10.8342 | 10.8053 | 10.7765 | 10.748 | 10.7199 | 10.6923 | 10.6654 | 10.6394 | 10.6142 | 10.5898 | 10.5662 | 10.5432 | 10.5209 | 10.4991 | 10.4778 | 10.4569 | 10.4365 | 10.4165 | 10.3969
ID | Residential | Single Family - Reg. Income | Existing | Appliances | Freezer | 10.2102 | 10.11 | 10.0108 | 9.9126 | 9.8153 | 9.719 | 9.6236 | 9.5292 | 9.4357 | 9.3431 | 9.2514 | 9.1607 | 9.0708 | 8.9818 | 8.8936 | 8.8064 | 8.72 | 8.6344 | 8.5497 | 8.4658 | 8.3827 | 8.3005
ID | Residential | Single Family - Reg. Income | Existing | Appliances | Second Refrigerator | 10.4007 | 10.1329 | 9.8578 | 9.5798 | 9.3025 | 9.0292 | 8.7628 | 8.5059 | 8.2607 | 8.0291 | 7.8127 | 7.6131 | 7.4286 | 7.2576 | 7.0991 | 6.9517 | 6.8144 | 6.6863 | 6.5664 | 6.4541 | 6.3485 | 6.2492
ID | Residential | Single Family - Reg. Income | Existing | Appliances | Stove/Oven | 1.8456 | 1.8416 | 1.8372 | 1.8327 | 1.8281 | 1.8235 | 1.8189 | 1.8143 | 1.8098 | 1.8054 | 1.8011 | 1.797 | 1.793 | 1.7891 | 1.7855 | 1.7819 | 1.7786 | 1.7753 | 1.7721 | 1.769 | 1.766 | 1.763
ID | Residential | Single Family - Reg. Income | Existing | Appliances | Microwave | 2.4551 | 2.4512 | 2.4473 | 2.4433 | 2.4394 | 2.4355 | 2.4316 | 2.4277 | 2.4239 | 2.42 | 2.4161 | 2.4122 | 2.4084 | 2.4045 | 2.4007 | 2.3968 | 2.393 | 2.3892 | 2.3854 | 2.3815 | 2.3777 | 2.3739
ID | Residential | Single Family - Reg. Income | Existing | Appliances | Dehumidifier | 0.55501 | 0.54845 | 0.541 | 0.53305 | 0.52492 | 0.51688 | 0.50914 | 0.50189 | 0.49527 | 0.48941 | 0.48441 | 0.48012 | 0.47644 | 0.47325 | 0.47047 | 0.46804 | 0.46589 | 0.46398 | 0.46227 | 0.46072 | 0.45932 | 0.45802
ID | Residential | Single Family - Reg. Income | Existing | Appliances | Air Purifier | 0.83412 | 0.83279 | 0.83146 | 0.83013 | 0.8288 | 0.82747 | 0.82615 | 0.82483 | 0.82351 | 0.82219 | 0.82087 | 0.81956 | 0.81825 | 0.81694 | 0.81563 | 0.81433 | 0.81302 | 0.81172 | 0.81042 | 0.80913 | 0.80783 | 0.80654
ID | Residential | Single Family - Reg. Income | Existing | Electronics | Personal Computers | 1.8076 | 1.7382 | 1.6581 | 1.5756 | 1.4972 | 1.4283 | 1.3728 | 1.3282 | 1.2921 | 1.263 | 1.2393 | 1.22 | 1.2043 | 1.1913 | 1.1806 | 1.1717 | 1.1642 | 1.1579 | 1.1524 | 1.1477 | 1.1436 | 1.1399
ID | Residential | Single Family - Reg. Income | Existing | Electronics | Monitor | 1.3325 | 1.2806 | 1.219 | 1.155 | 1.0946 | 1.0427 | 1.003 | 0.9731 | 0.95106 | 0.93532 | 0.92466 | 0.91808 | 0.91477 | 0.91412 | 0.9156 | 0.91882 | 0.92345 | 0.92923 | 0.93595 | 0.94345 | 0.9516 | 0.96029
ID | Residential | Single Family - Reg. Income | Existing | Electronics | Laptops | 1.4035 | 1.3765 | 1.3496 | 1.3309 | 1.3186 | 1.3116 | 1.3089 | 1.3095 | 1.3129 | 1.3186 | 1.3261 | 1.3351 | 1.3453 | 1.3565 | 1.3685 | 1.3813 | 1.3947 | 1.4086 | 1.4229 | 1.4376 | 1.4527 | 1.4681
ID | Residential | Single Family - Reg. Income | Existing | Electronics | TVs | 3.5718 | 4.7829 | 5.9553 | 6.9995 | 7.8438 | 8.5283 | 9.085 | 9.5395 | 9.9122 | 10.2196 | 10.4747 | 10.6881 | 10.8681 | 11.0214 | 11.1535 | 11.2685 | 11.37 | 11.4607 | 11.5428 | 11.618 | 11.6878 | 11.7533
ID | Residential | Single Family - Reg. Income | Existing | Electronics | Printer/Fax/Copier | 0.45022 | 0.44432 | 0.43713 | 0.43003 | 0.42411 | 0.42027 | 0.41808 | 0.41723 | 0.41747 | 0.41858 | 0.4204 | 0.4228 | 0.42567 | 0.42893 | 0.43251 | 0.43637 | 0.44044 | 0.44471 | 0.44914 | 0.45372 | 0.45842 | 0.46323
ID | Residential | Single Family - Reg. Income | Existing | Electronics | Set-top Boxes/DVRs | 0.72979 | 0.72567 | 0.72045 | 0.71496 | 0.70989 | 0.70577 | 0.70303 | 0.7014 | 0.70065 | 0.70061 | 0.70115 | 0.70214 | 0.70351 | 0.70517 | 0.70708 | 0.70918 | 0.71143 | 0.71382 | 0.71632 | 0.7189 | 0.72155 | 0.72426
ID | Residential | Single Family - Reg. Income | Existing | Electronics | Devices and Gadgets | 10.9306 | 11.0511 | 11.1729 | 11.296 | 11.4205 | 11.5464 | 11.6736 | 11.8023 | 11.9323 | 12.0638 | 12.1968 | 12.3312 | 12.4671 | 12.6045 | 12.7434 | 12.8839 | 13.0259 | 13.1694 | 13.3145 | 13.4613 | 13.6096 | 13.7596
ID | Residential | Single Family - Reg. Income | Existing | Miscellaneous | Electric Vehicle Chargers | 0.82904 | 1.0172 | 1.2242 | 1.4401 | 1.6533 | 1.8666 | 2.0769 | 2.2826 | 2.488 | 2.6974 | 2.9127 | 3.1327 | 3.3567 | 3.5835 | 3.8113 | 4.0412 | 4.2743 | 4.511 | 4.7489 | 4.9906 | 5.2324 | 5.4722
ID | Residential | Single Family - Reg. Income | Existing | Miscellaneous | Pool Pump | 0.44984 | 0.3734 | 0.31293 | 0.26521 | 0.22784 | 0.19902 | 0.1774 | 0.16116 | 0.14895 | 0.13977 | 0.13285 | 0.12762 | 0.12366 | 0.12065 | 0.11835 | 0.11658 | 0.11521 | 0.11415 | 0.1133 | 0.11262 | 0.11207 | 0.11161
ID | Residential | Single Family - Reg. Income | Existing | Miscellaneous | Pool Heater | 0 | 0 | 0 | 0 | 0 | 0 | 0 | 0 | 0 | 0 | 0 | 0 | 0 | 0 | 0 | 0 | 0 | 0 | 0 | 0 | 0 | 0
ID | Residential | Single Family - Reg. Income | Existing | Miscellaneous | Hot Tub/Spa | 3.998 | 4.1503 | 4.3357 | 4.409 | 4.4707 | 4.5138 | 4.5328 | 4.5234 | 4.4821 | 4.4063 | 4.3278 | 4.2424 | 4.1728 | 4.1161 | 4.0695 | 4.0095 | 3.9539 | 3.9362 | 3.9208 | 3.9072 | 3.8952 | 3.8843
ID | Residential | Single Family - Reg. Income | Existing | Miscellaneous | Furnace Fan | 4.4139 | 4.4287 | 4.4418 | 4.4539 | 4.4654 | 4.4767 | 4.4884 | 4.5007 | 4.514 | 4.5285 | 4.5445 | 4.5623 | 4.582 | 4.6038 | 4.6279 | 4.6545 | 4.6833 | 4.7141 | 4.7468 | 4.7812 | 4.8172 | 4.8548
ID | Residential | Single Family - Reg. Income | Existing | Miscellaneous | Well Pump | 1.3305 | 1.3284 | 1.3262 | 1.3241 | 1.322 | 1.3199 | 1.3178 | 1.3157 | 1.3136 | 1.3115 | 1.3094 | 1.3073 | 1.3052 | 1.3031 | 1.301 | 1.2989 | 1.2968 | 1.2948 | 1.2927 | 1.2906 | 1.2886 | 1.2865
ID | Residential | Single Family - Reg. Income | Existing | Miscellaneous | Bathroom Exhaust Fan | 0.32457 | 0.32405 | 0.32354 | 0.32302 | 0.3225 | 0.32198 | 0.32147 | 0.32096 | 0.32044 | 0.31993 | 0.31942 | 0.31891 | 0.3184 | 0.31789 | 0.31738 | 0.31687 | 0.31636 | 0.31586 | 0.31535 | 0.31485 | 0.31434 | 0.31384
ID | Residential | Single Family - Reg. Income | Existing | Miscellaneous | Miscellaneous | 37.7857 | 37.706 | 37.6264 | 37.547 | 37.4678 | 37.3887 | 37.3099 | 37.2311 | 37.1526 | 37.0742 | 36.996 | 36.9179 | 36.84 | 36.7623 | 36.6847 | 36.6073 | 36.5301 | 36.453 | 36.3761 | 36.2993 | 36.2228 | 36.1463
ID | Residential | Single Family - Reg. Income | Existing | Generation | Solar PV | -8.4573 | -9.6293 | -10.7857 | -12.0403 | -13.3496 | -14.8932 | -16.4759 | -18.7357 | -21.1441 | -23.5037 | -26.2501 | -29.1164 | -31.7158 | -34.2445 | -36.7134 | -39.1234 | -41.4745 | -43.7606 | -45.971 | -48.098 | -50.151 | -52.1361
ID | Residential | Single Family - Reg. Income | New | Cooling | Central AC | 0 | 0.15331 | 0.36033 | 0.53024 | 0.72091 | 0.91184 | 1.1042 | 1.3014 | 1.5026 | 1.7069 | 1.9163 | 2.1324 | 2.3541 | 2.5811 | 2.8149 | 3.066 | 3.3268 | 3.5972 | 3.8759 | 4.1612 | 4.4553 | 4.7588
ID | Residential | Single Family - Reg. Income | New | Cooling | Room AC | 0 | 0.013945 | 0.032692 | 0.050835 | 0.068462 | 0.086489 | 0.10465 | 0.12327 | 0.14227 | 0.16155 | 0.18132 | 0.20173 | 0.22266 | 0.24409 | 0.26617 | 0.28993 | 0.31468 | 0.34039 | 0.3669 | 0.39403 | 0.42197 | 0.45079
ID | Residential | Single Family - Reg. Income | New | Cooling | Air-Source Heat Pump | 0 | 0.011337 | 0.026077 | 0.040343 | 0.054202 | 0.068379 | 0.082659 | 0.097303 | 0.11224 | 0.12741 | 0.14296 | 0.15901 | 0.17547 | 0.19232 | 0.20968 | 0.22833 | 0.24776 | 0.26795 | 0.28878 | 0.31008 | 0.33203 | 0.35467
ID | Residential | Single Family - Reg. Income | New | Cooling | Geothermal Heat Pump | 0 | 0.0028029 | 0.0065724 | 0.010222 | 0.013767 | 0.017396 | 0.02105 | 0.024798 | 0.028622 | 0.032504 | 0.036483 | 0.040591 | 0.044803 | 0.049117 | 0.05356 | 0.058342 | 0.063323 | 0.068499 | 0.073836 | 0.079296 | 0.084922 | 0.090722
ID | Residential | Single Family - Reg. Income | New | Cooling | Evaporative Cooler | 0 | 0.0020982 | 0.0048742 | 0.0075104 | 0.010023 | 0.012547 | 0.015043 | 0.017559 | 0.020081 | 0.022596 | 0.025131 | 0.027706 | 0.030302 | 0.032917 | 0.035568 | 0.038391 | 0.04129 | 0.044258 | 0.047272 | 0.050305 | 0.053384 | 0.056511
ID | Residential | Single Family - Reg. Income | New | Cooling | Ductless Mini Split Heat Pump | 0 | 0.0041831 | 0.0099643 | 0.015743 | 0.021543 | 0.027653 | 0.033996 | 0.040689 | 0.047715 | 0.055055 | 0.062785 | 0.070975 | 0.079596 | 0.088661 | 0.098233 | 0.10872 | 0.1199 | 0.13178 | 0.14433 | 0.15749 | 0.17137 | 0.18601
ID | Residential | Single Family - Reg. Income | New | Space Heating | Electric Room Heat | 0 | 0.38571 | 0.91879 | 1.4587 | 1.9864 | 2.5193 | 3.0602 | 3.6366 | 4.1938 | 4.7816 | 5.3888 | 6.0489 | 6.6721 | 7.3449 | 8.043 | 8.8131 | 9.5324 | 10.3254 | 11.1459 | 12.0455 | 12.8595 | 13.7611
ID | Residential | Single Family - Reg. Income | New | Space Heating | Electric Furnace | 0 | 0.37612 | 0.89595 | 1.4224 | 1.937 | 2.4566 | 2.9841 | 3.5462 | 4.0895 | 4.6627 | 5.2548 | 5.8985 | 6.5062 | 7.1623 | 7.843 | 8.594 | 9.2954 | 10.0687 | 10.8688 | 11.746 | 12.5398 | 13.4189
ID | Residential | Single Family - Reg. Income | New | Space Heating | Air-Source Heat Pump | 0 | 0.14024 | 0.32754 | 0.51727 | 0.70266 | 0.88986 | 1.0799 | 1.2824 | 1.4781 | 1.6847 | 1.898 | 2.1299 | 2.3488 | 2.5852 | 2.8304 | 3.1006 | 3.3529 | 3.6312 | 3.9192 | 4.235 | 4.5207 | 4.8372
ID | Residential | Single Family - Reg. Income | New | Space Heating | Geothermal Heat Pump | 0 | 0.013024 | 0.031027 | 0.049267 | 0.067094 | 0.085105 | 0.10339 | 0.12287 | 0.1417 | 0.16157 | 0.18208 | 0.2044 | 0.22546 | 0.2482 | 0.27179 | 0.29782 | 0.32213 | 0.34893 | 0.37666 | 0.40707 | 0.43458 | 0.46505
ID | Residential | Single Family - Reg. Income | New | Space Heating | Ductless Mini Split Heat Pump | 0 | 0.048913 | 0.11651 | 0.18498 | 0.2519 | 0.31947 | 0.38807 | 0.46116 | 0.53181 | 0.60636 | 0.68335 | 0.76706 | 0.84609 | 0.93142 | 1.0199 | 1.1176 | 1.2088 | 1.3094 | 1.4134 | 1.5275 | 1.6307 | 1.745
ID | Residential | Single Family - Reg. Income | New | Water Heating | Water Heater (<= 55 Gal) | 0 | 0.33503 | 0.79222 | 1.2425 | 1.6878 | 2.1344 | 2.5852 | 3.0487 | 3.5227 | 4.0051 | 4.501 | 5.0143 | 5.5421 | 6.0843 | 6.6444 | 7.2236 | 7.8262 | 8.4513 | 9.0951 | 9.7529 | 10.4301 | 11.1279
ID | Residential | Single Family - Reg. Income | New | Water Heating | Water Heater (> 55 Gal) | 0 | 0.011522 | 0.027246 | 0.042733 | 0.058048 | 0.073406 | 0.088912 | 0.10485 | 0.12115 | 0.13774 | 0.1548 | 0.17245 | 0.1906 | 0.20925 | 0.22851 | 0.24844 | 0.26916 | 0.29066 | 0.3128 | 0.33542 | 0.35871 | 0.38271
ID | Residential | Single Family - Reg. Income | New | Interior Lighting | General Service Lighting | 0 | 0.26543 | 0.54208 | 0.79865 | 0.98887 | 1.1764 | 1.3572 | 1.5258 | 1.7077 | 1.8662 | 2.0189 | 2.1688 | 2.3145 | 2.46 | 2.5896 | 2.7184 | 2.8477 | 2.9771 | 3.1075 | 3.2216 | 3.3315 | 3.4452
ID | Residential | Single Family - Reg. Income | New | Interior Lighting | Linear Lighting | 0 | 0.065998 | 0.15332 | 0.23624 | 0.31439 | 0.38994 | 0.46351 | 0.53658 | 0.60875 | 0.67915 | 0.74909 | 0.81919 | 0.8889 | 0.95817 | 1.0271 | 1.0962 | 1.166 | 1.2363 | 1.3064 | 1.3756 | 1.4444 | 1.5127
ID | Residential | Single Family - Reg. Income | New | Interior Lighting | Exempted Lighting | 0 | 0.0010643 | 0.0022262 | 0.0032132 | 0.0039973 | 0.0047719 | 0.005495 | 0.0062735 | 0.0070569 | 0.0077487 | 0.0083974 | 0.0090026 | 0.0095698 | 0.010138 | 0.010608 | 0.011015 | 0.011419 | 0.011847 | 0.012347 | 0.012853 | 0.013364 | 0.01388
ID | Residential | Single Family - Reg. Income | New | Exterior Lighting | General Service Lighting | 0 | 0.073835 | 0.13862 | 0.18701 | 0.22347 | 0.26065 | 0.29257 | 0.33236 | 0.37303 | 0.40863 | 0.44291 | 0.47574 | 0.50698 | 0.53785 | 0.56328 | 0.58845 | 0.61366 | 0.63888 | 0.6644 | 0.68576 | 0.70564 | 0.72636
ID | Residential | Single Family - Reg. Income | New | Appliances | Clothes Washer | 0 | 0.036052 | 0.08382 | 0.12926 | 0.17264 | 0.21466 | 0.25564 | 0.29641 | 0.33676 | 0.37646 | 0.41598 | 0.45566 | 0.49487 | 0.53373 | 0.57262 | 0.6116 | 0.65097 | 0.69061 | 0.73015 | 0.7692 | 0.80815 | 0.84706
ID | Residential | Single Family - Reg. Income | New | Appliances | Clothes Dryer | 0 | 0.21211 | 0.49314 | 0.76048 | 1.0157 | 1.2629 | 1.504 | 1.7438 | 1.9812 | 2.2148 | 2.4472 | 2.6806 | 2.9131 | 3.1444 | 3.3763 | 3.6091 | 3.8446 | 4.0821 | 4.3193 | 4.5541 | 4.7886 | 5.0233
ID | Residential | Single Family - Reg. Income | New | Appliances | Dishwasher | 0 | 0.023072 | 0.053489 | 0.08225 | 0.10954 | 0.13581 | 0.16128 | 0.18647 | 0.21124 | 0.23547 | 0.25945 | 0.28338 | 0.30707 | 0.33052 | 0.35388 | 0.3772 | 0.40066 | 0.4242 | 0.44758 | 0.47055 | 0.49338 | 0.51608
ID | Residential | Single Family - Reg. Income | New | Appliances | Refrigerator | 0 | 0.18184 | 0.42247 | 0.65098 | 0.86875 | 1.0793 | 1.2843 | 1.488 | 1.6891 | 1.8867 | 2.083 | 2.2798 | 2.4755 | 2.6699 | 2.8645 | 3.0595 | 3.2565 | 3.4548 | 3.6526 | 3.848 | 4.0429 | 4.2376
ID | Residential | Single Family - Reg. Income | New | Appliances | Freezer | 0 | 0.17181 | 0.39585 | 0.60494 | 0.80065 | 0.9865 | 1.1642 | 1.3377 | 1.506 | 1.6683 | 1.8268 | 1.9829 | 2.1354 | 2.2841 | 2.4304 | 2.5745 | 2.7177 | 2.8594 | 2.9983 | 3.1326 | 3.2642 | 3.3932
ID | Residential | Single Family - Reg. Income | New | Appliances | Second Refrigerator | 0 | 0.11478 | 0.26497 | 0.4057 | 0.53798 | 0.66413 | 0.78525 | 0.90396 | 1.0196 | 1.1317 | 1.2415 | 1.3501 | 1.4567 | 1.5611 | 1.6642 | 1.7662 | 1.868 | 1.9692 | 2.0687 | 2.1655 | 2.2607 | 2.3545
ID | Residential | Single Family - Reg. Income | New | Appliances | Stove/Oven | 0 | 0.030924 | 0.071839 | 0.11069 | 0.14772 | 0.18352 | 0.21838 | 0.253 | 0.28719 | 0.32079 | 0.35417 | 0.38762 | 0.42089 | 0.45395 | 0.48702 | 0.52017 | 0.55366 | 0.58737 | 0.621 | 0.65421 | 0.68734 | 0.72044
ID | Residential | Single Family - Reg. Income | New | Appliances | Microwave | 0 | 0.041656 | 0.09677 | 0.14911 | 0.19898 | 0.24721 | 0.29416 | 0.34079 | 0.38686 | 0.43211 | 0.47708 | 0.52214 | 0.56695 | 0.61148 | 0.65604 | 0.70069 | 0.74579 | 0.79121 | 0.83651 | 0.88125 | 0.92587 | 0.97045
ID | Residential | Single Family - Reg. Income | New | Appliances | Dehumidifier | 0 | 0.0079882 | 0.018557 | 0.028594 | 0.038158 | 0.047406 | 0.05641 | 0.065352 | 0.074186 | 0.082864 | 0.091487 | 0.10013 | 0.10872 | 0.11726 | 0.12581 | 0.13437 | 0.14302 | 0.15173 | 0.16041 | 0.16899 | 0.17755 | 0.1861
ID | Residential | Single Family - Reg. Income | New | Appliances | Air Purifier | 0 | 0.014153 | 0.032878 | 0.050659 | 0.067605 | 0.083989 | 0.099941 | 0.11578 | 0.13144 | 0.14681 | 0.16209 | 0.1774 | 0.19262 | 0.20775 | 0.22289 | 0.23806 | 0.25338 | 0.26881 | 0.2842 | 0.2994 | 0.31456 | 0.32971
ID | Residential | Single Family - Reg. Income | New | Electronics | Personal Computers | 0 | 0.019875 | 0.04617 | 0.071141 | 0.094938 | 0.11795 | 0.14035 | 0.1626 | 0.18458 | 0.20617 | 0.22762 | 0.24912 | 0.2705 | 0.29175 | 0.313 | 0.33431 | 0.35583 | 0.3775 | 0.39911 | 0.42045 | 0.44174 | 0.46301
ID | Residential | Single Family - Reg. Income | New | Electronics | Monitor | 0 | 0.013014 | 0.030614 | 0.047768 | 0.064552 | 0.08121 | 0.097856 | 0.1148 | 0.13197 | 0.14927 | 0.16688 | 0.18496 | 0.20337 | 0.22211 | 0.24131 | 0.26099 | 0.2813 | 0.30221 | 0.32355 | 0.34516 | 0.36722 | 0.38977
ID | Residential | Single Family - Reg. Income | New | Electronics | Laptops | 0 | 0.020007 | 0.047066 | 0.073438 | 0.099242 | 0.12485 | 0.15044 | 0.1765 | 0.20289 | 0.22948 | 0.25656 | 0.28435 | 0.31266 | 0.34147 | 0.37099 | 0.40125 | 0.43248 | 0.46461 | 0.49742 | 0.53065 | 0.56456 | 0.59923
ID | Residential | Single Family - Reg. Income | New | Electronics | TVs | 0 | 0.18543 | 0.4332 | 0.67125 | 0.90084 | 1.1255 | 1.3468 | 1.5691 | 1.7912 | 2.012 | 2.2339 | 2.4587 | 2.6848 | 2.912 | 3.1418 | 3.3746 | 3.6121 | 3.8536 | 4.0973 | 4.3407 | 4.5862 | 4.8342
ID | Residential | Single Family - Reg. Income | New | Electronics | Printer/Fax/Copier | 0 | 0.0063102 | 0.014844 | 0.023162 | 0.031301 | 0.039378 | 0.047449 | 0.055666 | 0.06399 | 0.072378 | 0.08092 | 0.089683 | 0.098611 | 0.1077 | 0.11701 | 0.12655 | 0.1364 | 0.14654 | 0.15689 | 0.16736 | 0.17806 | 0.189
ID | Residential | Single Family - Reg. Income | New | Electronics | Set-top Boxes/DVRs | 0 | 0.011345 | 0.026503 | 0.041068 | 0.055114 | 0.068857 | 0.082398 | 0.095998 | 0.10959 | 0.1231 | 0.13667 | 0.15043 | 0.16426 | 0.17816 | 0.19222 | 0.20646 | 0.22099 | 0.23577 | 0.25067 | 0.26557 | 0.28059 | 0.29576
ID | Residential | Single Family - Reg. Income | New | Electronics | Devices and Gadgets | 0 | 0.1878 | 0.4418 | 0.68935 | 0.93157 | 1.172 | 1.4122 | 1.6567 | 1.9045 | 2.1541 | 2.4083 | 2.6692 | 2.9349 | 3.2054 | 3.4824 | 3.7665 | 4.0596 | 4.3612 | 4.6692 | 4.9811 | 5.2995 | 5.6249
ID | Residential | Single Family - Reg. Income | New | Miscellaneous | Electric Vehicle Chargers | 0 | 0.017287 | 0.048406 | 0.087882 | 0.13486 | 0.18946 | 0.25125 | 0.32043 | 0.39709 | 0.48165 | 0.57512 | 0.6781 | 0.7902 | 0.91129 | 1.0415 | 1.1814 | 1.3321 | 1.4939 | 1.6654 | 1.8467 | 2.0374 | 2.237
ID | Residential | Single Family - Reg. Income | New | Miscellaneous | Pool Pump | 0 | 0.0019439 | 0.0045158 | 0.0069582 | 0.0092857 | 0.011536 | 0.013727 | 0.015903 | 0.018053 | 0.020165 | 0.022263 | 0.024366 | 0.026457 | 0.028535 | 0.030614 | 0.032698 | 0.034803 | 0.036922 | 0.039036 | 0.041124 | 0.043206 | 0.045287
ID | Residential | Single Family - Reg. Income | New | Miscellaneous | Pool Heater | 0 | 0 | 0 | 0 | 0 | 0 | 0 | 0 | 0 | 0 | 0 | 0 | 0 | 0 | 0 | 0 | 0 | 0 | 0 | 0 | 0 | 0
ID | Residential | Single Family - Reg. Income | New | Miscellaneous | Hot Tub/Spa | 0 | 0.10353 | 0.24052 | 0.32575 | 0.40697 | 0.4855 | 0.56196 | 0.6379 | 0.71291 | 0.78661 | 0.85269 | 0.91092 | 0.97177 | 1.0346 | 1.0994 | 1.1565 | 1.2145 | 1.2884 | 1.3622 | 1.4351 | 1.5077 | 1.5803
ID | Residential | Single Family - Reg. Income | New | Miscellaneous | Furnace Fan | 0 | 0.06774 | 0.15904 | 0.24768 | 0.33407 | 0.41948 | 0.50452 | 0.5908 | 0.6779 | 0.76539 | 0.8542 | 0.94506 | 1.0373 | 1.131 | 1.2267 | 1.3246 | 1.4254 | 1.5288 | 1.6342 | 1.7407 | 1.8491 | 1.9597
ID | Residential | Single Family - Reg. Income | New | Miscellaneous | Well Pump | 0 | 0.022575 | 0.052442 | 0.080806 | 0.10784 | 0.13397 | 0.15941 | 0.18469 | 0.20965 | 0.23417 | 0.25854 | 0.28296 | 0.30725 | 0.33138 | 0.35553 | 0.37973 | 0.40417 | 0.42878 | 0.45333 | 0.47757 | 0.50176 | 0.52592
ID | Residential | Single Family - Reg. Income | New | Miscellaneous | Bathroom Exhaust Fan | 0 | 0.005507 | 0.012793 | 0.019712 | 0.026306 | 0.032682 | 0.038889 | 0.045054 | 0.051144 | 0.057126 | 0.063071 | 0.069029 | 0.074953 | 0.08084 | 0.08673 | 0.092634 | 0.098596 | 0.1046 | 0.11059 | 0.1165 | 0.1224 | 0.1283
ID | Residential | Single Family - Reg. Income | New | Miscellaneous | Miscellaneous | 0 | 0.64078 | 1.4878 | 2.2913 | 3.0562 | 3.795 | 4.5135 | 5.2263 | 5.9297 | 6.62 | 7.3051 | 7.9911 | 8.6725 | 9.3488 | 10.0249 | 10.7018 | 11.3848 | 12.0719 | 12.7566 | 13.4319 | 14.1049 | 14.7765
ID | Residential | Single Family - Reg. Income | New | Generation | Solar PV | 0 | -0.16364 | -0.42649 | -0.73477 | -1.0889 | -1.5117 | -1.9931 | -2.63 | -3.3747 | -4.1968 | -5.1833 | -6.3024 | -7.4662 | -8.7085 | -10.0327 | -11.4373 | -12.9258 | -14.4919 | -16.1214 | -17.7978 | -19.5284 | -21.3131
ID | Residential | Multi-Family - Reg. Income | Existing | Cooling | Central AC | 0.51265 | 0.51091 | 0.50878 | 0.50436 | 0.50161 | 0.50229 | 0.50288 | 0.50346 | 0.50407 | 0.50476 | 0.50557 | 0.50657 | 0.50777 | 0.50923 | 0.51098 | 0.51483 | 0.51896 | 0.52339 | 0.5281 | 0.5331 | 0.53837 | 0.54391
ID | Residential | Multi-Family - Reg. Income | Existing | Cooling | Room AC | 0.055242 | 0.054717 | 0.05414 | 0.053546 | 0.052967 | 0.052833 | 0.052759 | 0.05277 | 0.052855 | 0.053008 | 0.053221 | 0.053487 | 0.0538 | 0.054156 | 0.054551 | 0.05517 | 0.05582 | 0.0565 | 0.057205 | 0.057935 | 0.058688 | 0.059461
ID | Residential | Multi-Family - Reg. Income | Existing | Cooling | Air-Source Heat Pump | 0 | 0 | 0 | 0 | 0 | 0 | 0 | 0 | 0 | 0 | 0 | 0 | 0 | 0 | 0 | 0 | 0 | 0 | 0 | 0 | 0 | 0
ID | Residential | Multi-Family - Reg. Income | Existing | Cooling | Geothermal Heat Pump | 0 | 0 | 0 | 0 | 0 | 0 | 0 | 0 | 0 | 0 | 0 | 0 | 0 | 0 | 0 | 0 | 0 | 0 | 0 | 0 | 0 | 0
ID | Residential | Multi-Family - Reg. Income | Existing | Cooling | Evaporative Cooler | 0 | 0 | 0 | 0 | 0 | 0 | 0 | 0 | 0 | 0 | 0 | 0 | 0 | 0 | 0 | 0 | 0 | 0 | 0 | 0 | 0 | 0
ID | Residential | Multi-Family - Reg. Income | Existing | Cooling | Ductless Mini Split Heat Pump | 0 | 0 | 0 | 0 | 0 | 0 | 0 | 0 | 0 | 0 | 0 | 0 | 0 | 0 | 0 | 0 | 0 | 0 | 0 | 0 | 0 | 0
ID | Residential | Multi-Family - Reg. Income | Existing | Space Heating | Electric Room Heat | 0.24544 | 0.24921 | 0.25304 | 0.25818 | 0.26091 | 0.26382 | 0.26681 | 0.27119 | 0.27307 | 0.27635 | 0.27976 | 0.28465 | 0.28695 | 0.29076 | 0.2947 | 0.30031 | 0.30321 | 0.30766 | 0.31223 | 0.31844 | 0.32175 | 0.32668
ID | Residential | Multi-Family - Reg. Income | Existing | Space Heating | Electric Furnace | 1.0539 | 1.0701 | 1.0865 | 1.1086 | 1.1203 | 1.1328 | 1.1456 | 1.1645 | 1.1725 | 1.1866 | 1.2012 | 1.2222 | 1.2321 | 1.2485 | 1.2654 | 1.2895 | 1.3019 | 1.321 | 1.3407 | 1.3673 | 1.3815 | 1.4027
ID | Residential | Multi-Family - Reg. Income | Existing | Space Heating | Air-Source Heat Pump | 0 | 0 | 0 | 0 | 0 | 0 | 0 | 0 | 0 | 0 | 0 | 0 | 0 | 0 | 0 | 0 | 0 | 0 | 0 | 0 | 0 | 0
ID | Residential | Multi-Family - Reg. Income | Existing | Space Heating | Geothermal Heat Pump | 0 | 0 | 0 | 0 | 0 | 0 | 0 | 0 | 0 | 0 | 0 | 0 | 0 | 0 | 0 | 0 | 0 | 0 | 0 | 0 | 0 | 0
ID | Residential | Multi-Family - Reg. Income | Existing | Space Heating | Ductless Mini Split Heat Pump | 0 | 0 | 0 | 0 | 0 | 0 | 0 | 0 | 0 | 0 | 0 | 0 | 0 | 0 | 0 | 0 | 0 | 0 | 0 | 0 | 0 | 0
ID | Residential | Multi-Family - Reg. Income | Existing | Water Heating | Water Heater (<= 55 Gal) | 1.2067 | 1.2233 | 1.2403 | 1.2574 | 1.2748 | 1.2924 | 1.3103 | 1.3284 | 1.3467 | 1.3653 | 1.3842 | 1.4033 | 1.4227 | 1.4424 | 1.4623 | 1.4825 | 1.503 | 1.5238 | 1.5448 | 1.5662 | 1.5878 | 1.6098
ID | Residential | Multi-Family - Reg. Income | Existing | Water Heating | Water Heater (> 55 Gal) | 0 | 0 | 0 | 0 | 0 | 0 | 0 | 0 | 0 | 0 | 0 | 0 | 0 | 0 | 0 | 0 | 0 | 0 | 0 | 0 | 0 | 0
ID | Residential | Multi-Family - Reg. Income | Existing | Interior Lighting | General Service Lighting | 1.0357 | 0.99947 | 0.94943 | 0.8919 | 0.82263 | 0.74894 | 0.67095 | 0.6048 | 0.55073 | 0.50363 | 0.46369 | 0.42989 | 0.40103 | 0.37662 | 0.355 | 0.33624 | 0.31994 | 0.30571 | 0.29347 | 0.28152 | 0.2707 | 0.26096
ID | Residential | Multi-Family - Reg. Income | Existing | Interior Lighting | Linear Lighting | 0.091978 | 0.09161 | 0.091244 | 0.090879 | 0.090503 | 0.090128 | 0.089753 | 0.089379 | 0.089006 | 0.088625 | 0.088244 | 0.087864 | 0.087486 | 0.087109 | 0.086726 | 0.086344 | 0.085964 | 0.085586 | 0.085208 | 0.084833 | 0.084463 | 0.084097
ID | Residential | Multi-Family - Reg. Income | Existing | Interior Lighting | Exempted Lighting | 0.0067245 | 0.0063952 | 0.0059221 | 0.0053442 | 0.0046768 | 0.0039588 | 0.0032015 | 0.002638 | 0.0022168 | 0.001896 | 0.0016525 | 0.0014652 | 0.0013187 | 0.0012057 | 0.0011115 | 0.0010303 | 0.00096222 | 0.00090536 | 0.00086392 | 0.00083029 | 0.00080264 | 0.00078121
ID | Residential | Multi-Family - Reg. Income | Existing | Exterior Lighting | General Service Lighting | 0.091434 | 0.088696 | 0.083657 | 0.077103 | 0.069206 | 0.06084 | 0.053883 | 0.048615 | 0.044439 | 0.040943 | 0.038081 | 0.035697 | 0.033665 | 0.031965 | 0.030375 | 0.028992 | 0.027787 | 0.026733 | 0.025828 | 0.024856 | 0.023916 | 0.023026
ID | Residential | Multi-Family - Reg. Income | Existing | Appliances | Clothes Washer | 0.098921 | 0.098608 | 0.098295 | 0.097983 | 0.097672 | 0.097362 | 0.097053 | 0.096745 | 0.096438 | 0.096132 | 0.095827 | 0.095523 | 0.095219 | 0.094917 | 0.094616 | 0.094316 | 0.094016 | 0.093718 | 0.093421 | 0.093124 | 0.092829 | 0.092534
ID | Residential | Multi-Family - Reg. Income | Existing | Appliances | Clothes Dryer | 0.62731 | 0.62576 | 0.62427 | 0.62282 | 0.62138 | 0.61994 | 0.61848 | 0.617 | 0.61548 | 0.61392 | 0.6123 | 0.61064 | 0.60894 | 0.60721 | 0.60546 | 0.60369 | 0.6019 | 0.6001 | 0.59828 | 0.59646 | 0.59463 | 0.5928
ID | Residential | Multi-Family - Reg. Income | Existing | Appliances | Dishwasher | 0.050257 | 0.049955 | 0.049654 | 0.049355 | 0.049058 | 0.048762 | 0.048468 | 0.048176 | 0.047886 | 0.047598 | 0.047311 | 0.047026 | 0.046743 | 0.046461 | 0.046182 | 0.045903 | 0.045627 | 0.045352 | 0.045079 | 0.044808 | 0.044538 | 0.044269
ID | Residential | Multi-Family - Reg. Income | Existing | Appliances | Refrigerator | 0.64805 | 0.64483 | 0.6416 | 0.63836 | 0.63513 | 0.63192 | 0.62873 | 0.62558 | 0.62247 | 0.61941 | 0.61641 | 0.61347 | 0.61059 | 0.60777 | 0.60499 | 0.60225 | 0.59956 | 0.59691 | 0.59429 | 0.5917 | 0.58915 | 0.58662
ID | Residential | Multi-Family - Reg. Income | Existing | Appliances | Freezer | 0.34987 | 0.3456 | 0.34139 | 0.33722 | 0.33311 | 0.32905 | 0.32504 | 0.32108 | 0.31716 | 0.3133 | 0.30948 | 0.3057 | 0.30198 | 0.29829 | 0.29466 | 0.29106 | 0.28752 | 0.28401 | 0.28055 | 0.27713 | 0.27375 | 0.27041
ID | Residential | Multi-Family - Reg. Income | Existing | Appliances | Second Refrigerator | 0.35487 | 0.3449 | 0.33473 | 0.32451 | 0.31436 | 0.30439 | 0.2947 | 0.28537 | 0.27648 | 0.26808 | 0.26023 | 0.25297 | 0.24625 | 0.24 | 0.23419 | 0.22878 | 0.22372 | 0.21899 | 0.21455 | 0.21037 | 0.20643 | 0.20271
ID | Residential | Multi-Family - Reg. Income | Existing | Appliances | Stove/Oven | 0.15699 | 0.15626 | 0.15552 | 0.15477 | 0.15401 | 0.15325 | 0.15249 | 0.15174 | 0.151 | 0.15027 | 0.14956 | 0.14885 | 0.14816 | 0.14749 | 0.14683 | 0.14619 | 0.14557 | 0.14495 | 0.14434 | 0.14375 | 0.14315 | 0.14257
ID | Residential | Multi-Family - Reg. Income | Existing | Appliances | Microwave | 0.15664 | 0.15601 | 0.15539 | 0.15477 | 0.15415 | 0.15353 | 0.15292 | 0.15231 | 0.1517 | 0.15109 | 0.15049 | 0.14988 | 0.14928 | 0.14869 | 0.14809 | 0.1475 | 0.14691 | 0.14632 | 0.14574 | 0.14515 | 0.14457 | 0.144
ID | Residential | Multi-Family - Reg. Income | Existing | Appliances | Dehumidifier | 0.021835 | 0.021525 | 0.021181 | 0.02082 | 0.020453 | 0.020091 | 0.019743 | 0.019415 | 0.019113 | 0.018841 | 0.018604 | 0.018395 | 0.01821 | 0.018045 | 0.017896 | 0.01776 | 0.017636 | 0.017522 | 0.017415 | 0.017315 | 0.017221 | 0.017131
ID | Residential | Multi-Family - Reg. Income | Existing | Appliances | Air Purifier | 0.03205 | 0.031922 | 0.031794 | 0.031667 | 0.03154 | 0.031414 | 0.031289 | 0.031163 | 0.031039 | 0.030915 | 0.030791 | 0.030668 | 0.030545 | 0.030423 | 0.030301 | 0.03018 | 0.030059 | 0.029939 | 0.029819 | 0.0297 | 0.029581 | 0.029463
ID | Residential | Multi-Family - Reg. Income | Existing | Electronics | Personal Computers | 0.068585 | 0.065792 | 0.06261 | 0.059352 | 0.056265 | 0.053545 | 0.051342 | 0.049553 | 0.048092 | 0.046894 | 0.045905 | 0.045083 | 0.044393 | 0.04381 | 0.043312 | 0.042881 | 0.042505 | 0.042171 | 0.041872 | 0.041601 | 0.041352 | 0.041121
ID | Residential | Multi-Family - Reg. Income | Existing | Electronics | Monitor | 0.087904 | 0.084118 | 0.079683 | 0.07509 | 0.070732 | 0.066923 | 0.063915 | 0.061548 | 0.059693 | 0.058249 | 0.057134 | 0.056282 | 0.05564 | 0.055167 | 0.054828 | 0.054598 | 0.054455 | 0.054381 | 0.054363 | 0.054389 | 0.054452 | 0.054543
ID | Residential | Multi-Family - Reg. Income | Existing | Electronics | Laptops | 0.085479 | 0.083321 | 0.081164 | 0.079494 | 0.078213 | 0.077243 | 0.076523 | 0.076003 | 0.075642 | 0.07541 | 0.075281 | 0.075234 | 0.075254 | 0.075326 | 0.075442 | 0.075591 | 0.075769 | 0.075969 | 0.076187 | 0.07642 | 0.076665 | 0.076919
ID | Residential | Multi-Family - Reg. Income | Existing | Electronics | TVs | 0.14853 | 0.1978 | 0.24545 | 0.28777 | 0.32177 | 0.34912 | 0.37115 | 0.38892 | 0.40328 | 0.41492 | 0.42438 | 0.4321 | 0.43843 | 0.44364 | 0.44796 | 0.45156 | 0.4546 | 0.45717 | 0.45939 | 0.46131 | 0.463 | 0.4645
ID | Residential | Multi-Family - Reg. Income | Existing | Electronics | Printer/Fax/Copier | 0.023103 | 0.022664 | 0.022157 | 0.021652 | 0.021206 | 0.020864 | 0.020605 | 0.020413 | 0.020274 | 0.020178 | 0.020116 | 0.020081 | 0.020069 | 0.020074 | 0.020093 | 0.020124 | 0.020164 | 0.020211 | 0.020264 | 0.020323 | 0.020385 | 0.02045
ID | Residential | Multi-Family - Reg. Income | Existing | Electronics | Set-top Boxes/DVRs | 0.010368 | 0.010286 | 0.010189 | 0.010088 | 0.009993 | 0.0099111 | 0.0098487 | 0.0098019 | 0.0097676 | 0.0097432 | 0.0097269 | 0.0097169 | 0.009712 | 0.0097113 | 0.0097138 | 0.009719 | 0.0097263 | 0.0097353 | 0.0097457 | 0.0097571 | 0.0097694 | 0.0097825
ID | Residential | Multi-Family - Reg. Income | Existing | Electronics | Devices and Gadgets | 0.57144 | 0.5736 | 0.57577 | 0.57795 | 0.58014 | 0.58234 | 0.58454 | 0.58676 | 0.58898 | 0.59121 | 0.59345 | 0.5957 | 0.59795 | 0.60022 | 0.60249 | 0.60477 | 0.60706 | 0.60936 | 0.61167 | 0.61398 | 0.61631 | 0.61864
ID | Residential | Multi-Family - Reg. Income | Existing | Miscellaneous | Electric Vehicle Chargers | 0.064744 | 0.07925 | 0.095143 | 0.11165 | 0.12787 | 0.14403 | 0.15987 | 0.17529 | 0.19059 | 0.20614 | 0.22206 | 0.23826 | 0.25468 | 0.27123 | 0.28778 | 0.30441 | 0.32119 | 0.33817 | 0.35514 | 0.37233 | 0.38942 | 0.40629
ID | Residential | Multi-Family - Reg. Income | Existing | Miscellaneous | Pool Pump | 0.032903 | 0.027247 | 0.022779 | 0.019259 | 0.016506 | 0.014383 | 0.012789 | 0.011591 | 0.010687 | 0.010004 | 0.0094858 | 0.0090906 | 0.0087873 | 0.0085528 | 0.0083696 | 0.0082249 | 0.0081089 | 0.0080144 | 0.0079359 | 0.0078695 | 0.0078122 | 0.0077616
ID | Residential | Multi-Family - Reg. Income | Existing | Miscellaneous | Pool Heater | 0 | 0 | 0 | 0 | 0 | 0 | 0 | 0 | 0 | 0 | 0 | 0 | 0 | 0 | 0 | 0 | 0 | 0 | 0 | 0 | 0 | 0
ID | Residential | Multi-Family - Reg. Income | Existing | Miscellaneous | Hot Tub/Spa | 0.094493 | 0.097857 | 0.10198 | 0.10346 | 0.10465 | 0.10541 | 0.1056 | 0.10512 | 0.10391 | 0.10191 | 0.099855 | 0.097648 | 0.095817 | 0.094286 | 0.092995 | 0.091403 | 0.089919 | 0.089301 | 0.088738 | 0.088219 | 0.087736 | 0.087281
ID | Residential | Multi-Family - Reg. Income | Existing | Miscellaneous | Furnace Fan | 0.062415 | 0.062614 | 0.062791 | 0.062954 | 0.06311 | 0.063266 | 0.063427 | 0.063599 | 0.063786 | 0.063993 | 0.064222 | 0.064477 | 0.064762 | 0.065078 | 0.065428 | 0.065814 | 0.066233 | 0.066684 | 0.067163 | 0.067668 | 0.068198 | 0.068752
ID | Residential | Multi-Family - Reg. Income | Existing | Miscellaneous | Well Pump | 0.084148 | 0.083811 | 0.083476 | 0.083142 | 0.082809 | 0.082478 | 0.082148 | 0.08182 | 0.081492 | 0.081166 | 0.080842 | 0.080518 | 0.080196 | 0.079875 | 0.079556 | 0.079238 | 0.078921 | 0.078605 | 0.078291 | 0.077977 | 0.077666 | 0.077355
ID | Residential | Multi-Family - Reg. Income | Existing | Miscellaneous | Bathroom Exhaust Fan | 0.0080278 | 0.0079957 | 0.0079637 | 0.0079319 | 0.0079002 | 0.0078686 | 0.0078371 | 0.0078057 | 0.0077745 | 0.0077434 | 0.0077124 | 0.0076816 | 0.0076509 | 0.0076203 | 0.0075898 | 0.0075594 | 0.0075292 | 0.0074991 | 0.0074691 | 0.0074392 | 0.0074094 | 0.0073798
ID | Residential | Multi-Family - Reg. Income | Existing | Miscellaneous | Miscellaneous | 1.6937 | 1.686 | 1.6784 | 1.6709 | 1.6633 | 1.6558 | 1.6484 | 1.6409 | 1.6335 | 1.6262 | 1.6188 | 1.6115 | 1.6043 | 1.597 | 1.5898 | 1.5827 | 1.5755 | 1.5684 | 1.5614 | 1.5543 | 1.5473 | 1.5403
ID | Residential | Multi-Family - Reg. Income | Existing | Generation | Solar PV | -0.093604 | -0.10632 | -0.1188 | -0.1323 | -0.14633 | -0.16286 | -0.17974 | -0.2039 | -0.22955 | -0.25456 | -0.28362 | -0.31383 | -0.34103 | -0.36733 | -0.39287 | -0.41765 | -0.44169 | -0.46492 | -0.48722 | -0.50854 | -0.52897 | -0.54859
ID | Residential | Multi-Family - Reg. Income | New | Cooling | Central AC | 0 | 0.0078394 | 0.018085 | 0.026561 | 0.036084 | 0.045651 | 0.055308 | 0.065213 | 0.075325 | 0.085603 | 0.096139 | 0.10701 | 0.11815 | 0.12957 | 0.14132 | 0.15392 | 0.167 | 0.18056 | 0.19452 | 0.20882 | 0.22356 | 0.23876
ID | Residential | Multi-Family - Reg. Income | New | Cooling | Room AC | 0 | 0.00084737 | 0.0019517 | 0.0030253 | 0.0040727 | 0.0051469 | 0.0062311 | 0.0073432 | 0.0084785 | 0.0096325 | 0.010815 | 0.012036 | 0.013287 | 0.014568 | 0.015888 | 0.017306 | 0.018783 | 0.020314 | 0.021894 | 0.02351 | 0.025175 | 0.026891
ID | Residential | Multi-Family - Reg. Income | New | Cooling | Air-Source Heat Pump | 0 | 0 | 0 | 0 | 0 | 0 | 0 | 0 | 0 | 0 | 0 | 0 | 0 | 0 | 0 | 0 | 0 | 0 | 0 | 0 | 0 | 0
ID | Residential | Multi-Family - Reg. Income | New | Cooling | Geothermal Heat Pump | 0 | 0 | 0 | 0 | 0 | 0 | 0 | 0 | 0 | 0 | 0 | 0 | 0 | 0 | 0 | 0 | 0 | 0 | 0 | 0 | 0 | 0
ID | Residential | Multi-Family - Reg. Income | New | Cooling | Evaporative Cooler | 0 | 0 | 0 | 0 | 0 | 0 | 0 | 0 | 0 | 0 | 0 | 0 | 0 | 0 | 0 | 0 | 0 | 0 | 0 | 0 | 0 | 0
ID | Residential | Multi-Family - Reg. Income | New | Cooling | Ductless Mini Split Heat Pump | 0 | 0 | 0 | 0 | 0 | 0 | 0 | 0 | 0 | 0 | 0 | 0 | 0 | 0 | 0 | 0 | 0 | 0 | 0 | 0 | 0 | 0
ID | Residential | Multi-Family - Reg. Income | New | Space Heating | Electric Room Heat | 0 | 0.0042094 | 0.0098512 | 0.015591 | 0.021223 | 0.026925 | 0.032726 | 0.038907 | 0.044887 | 0.051203 | 0.057726 | 0.064813 | 0.071505 | 0.07873 | 0.086221 | 0.094481 | 0.10218 | 0.11067 | 0.11945 | 0.12908 | 0.13779 | 0.14743
ID | Residential | Multi-Family - Reg. Income | New | Space Heating | Electric Furnace | 0 | 0.018074 | 0.042299 | 0.066944 | 0.091126 | 0.11561 | 0.14052 | 0.16706 | 0.19274 | 0.21986 | 0.24787 | 0.2783 | 0.30703 | 0.33805 | 0.37022 | 0.40569 | 0.43876 | 0.4752 | 0.51289 | 0.55424 | 0.59163 | 0.63304
ID | Residential | Multi-Family - Reg. Income | New | Space Heating | Air-Source Heat Pump | 0 | 0 | 0 | 0 | 0 | 0 | 0 | 0 | 0 | 0 | 0 | 0 | 0 | 0 | 0 | 0 | 0 | 0 | 0 | 0 | 0 | 0
ID | Residential | Multi-Family - Reg. Income | New | Space Heating | Geothermal Heat Pump | 0 | 0 | 0 | 0 | 0 | 0 | 0 | 0 | 0 | 0 | 0 | 0 | 0 | 0 | 0 | 0 | 0 | 0 | 0 | 0 | 0 | 0
ID | Residential | Multi-Family - Reg. Income | New | Space Heating | Ductless Mini Split Heat Pump | 0 | 0 | 0 | 0 | 0 | 0 | 0 | 0 | 0 | 0 | 0 | 0 | 0 | 0 | 0 | 0 | 0 | 0 | 0 | 0 | 0 | 0
ID | Residential | Multi-Family - Reg. Income | New | Water Heating | Water Heater (<= 55 Gal) | 0 | 0.023788 | 0.055263 | 0.086401 | 0.11732 | 0.14841 | 0.17987 | 0.2122 | 0.2453 | 0.27903 | 0.3137 | 0.34955 | 0.38642 | 0.4243 | 0.46341 | 0.50383 | 0.54582 | 0.58934 | 0.63414 | 0.67994 | 0.72708 | 0.77564
ID | Residential | Multi-Family - Reg. Income | New | Water Heating | Water Heater (> 55 Gal) | 0 | 0 | 0 | 0 | 0 | 0 | 0 | 0 | 0 | 0 | 0 | 0 | 0 | 0 | 0 | 0 | 0 | 0 | 0 | 0 | 0 | 0
ID | Residential | Multi-Family - Reg. Income | New | Interior Lighting | General Service Lighting | 0 | 0.0088126 | 0.017715 | 0.026009 | 0.032168 | 0.038266 | 0.044163 | 0.049655 | 0.055599 | 0.060786 | 0.06578 | 0.070682 | 0.075446 | 0.080207 | 0.084441 | 0.088647 | 0.092861 | 0.097071 | 0.10131 | 0.10501 | 0.1086 | 0.1123
ID | Residential | Multi-Family - Reg. Income | New | Interior Lighting | Linear Lighting | 0 | 0.0017813 | 0.0040656 | 0.0062447 | 0.0083221 | 0.010337 | 0.012303 | 0.014255 | 0.016186 | 0.01808 | 0.019962 | 0.021847 | 0.023721 | 0.025583 | 0.027442 | 0.029303 | 0.03118 | 0.033068 | 0.03495 | 0.03681 | 0.038661 | 0.040507
ID | Residential | Multi-Family - Reg. Income | New | Interior Lighting | Exempted Lighting | 0 | 2.8306e-05 | 5.8256e-05 | 8.3759e-05 | 0.00010412 | 0.00012431 | 0.00014319 | 0.00016355 | 0.00018405 | 0.00020217 | 0.00021916 | 0.00023501 | 0.00024988 | 0.00026479 | 0.0002771 | 0.00028772 | 0.0002983 | 0.00030947 | 0.00032248 | 0.00033565 | 0.00034898 | 0.0003624
ID | Residential | Multi-Family - Reg. Income | New | Exterior Lighting | General Service Lighting | 0 | 0.001079 | 0.0019965 | 0.0026814 | 0.0032004 | 0.0037323 | 0.0041889 | 0.0047609 | 0.0053457 | 0.0058582 | 0.0063514 | 0.0068238 | 0.0072736 | 0.0077181 | 0.0080841 | 0.0084459 | 0.0088076 | 0.0091687 | 0.0095338 | 0.0098385 | 0.010124 | 0.010421
ID | Residential | Multi-Family - Reg. Income | New | Appliances | Clothes Washer | 0 | 0.0019174 | 0.0043798 | 0.0067328 | 0.008989 | 0.011181 | 0.013323 | 0.015455 | 0.017566 | 0.019646 | 0.021717 | 0.023794 | 0.025862 | 0.027922 | 0.029984 | 0.032053 | 0.034142 | 0.036246 | 0.038348 | 0.040429 | 0.042507 | 0.044586
ID | Residential | Multi-Family - Reg. Income | New | Appliances | Clothes Dryer | 0 | 0.012293 | 0.028079 | 0.043164 | 0.057628 | 0.071678 | 0.085413 | 0.099079 | 0.11261 | 0.12595 | 0.13922 | 0.15253 | 0.16579 | 0.17899 | 0.19221 | 0.20547 | 0.21886 | 0.23235 | 0.24582 | 0.25916 | 0.27248 | 0.2858
ID | Residential | Multi-Family - Reg. Income | New | Appliances | Dishwasher | 0 | 0.00097136 | 0.0022125 | 0.0033914 | 0.0045149 | 0.0055996 | 0.0066536 | 0.0076962 | 0.0087224 | 0.0097274 | 0.010722 | 0.011714 | 0.012696 | 0.013667 | 0.014635 | 0.0156 | 0.016569 | 0.01754 | 0.018504 | 0.019453 | 0.020394 | 0.02133
ID | Residential | Multi-Family - Reg. Income | New | Appliances | Refrigerator | 0 | 0.012318 | 0.028117 | 0.043189 | 0.057615 | 0.071605 | 0.085257 | 0.098817 | 0.11222 | 0.12541 | 0.13851 | 0.15163 | 0.16468 | 0.17765 | 0.19061 | 0.2036 | 0.21669 | 0.22986 | 0.24298 | 0.25596 | 0.2689 | 0.28181
ID | Residential | Multi-Family - Reg. Income | New | Appliances | Freezer | 0 | 0.0067201 | 0.015212 | 0.023173 | 0.030658 | 0.037788 | 0.044621 | 0.051293 | 0.057771 | 0.064028 | 0.070136 | 0.076148 | 0.08202 | 0.087749 | 0.093379 | 0.098918 | 0.10441 | 0.10984 | 0.11516 | 0.12031 | 0.12535 | 0.13029
ID | Residential | Multi-Family - Reg. Income | New | Appliances | Second Refrigerator | 0 | 0.0044703 | 0.010139 | 0.015474 | 0.020512 | 0.02533 | 0.029968 | 0.034514 | 0.038946 | 0.043246 | 0.047461 | 0.051626 | 0.055712 | 0.059717 | 0.063668 | 0.067572 | 0.071461 | 0.07532 | 0.079116 | 0.082811 | 0.086444 | 0.090021
ID | Residential | Multi-Family - Reg. Income | New | Appliances | Stove/Oven | 0 | 0.0030024 | 0.0068525 | 0.010525 | 0.014041 | 0.017449 | 0.020776 | 0.02408 | 0.027347 | 0.03056 | 0.033753 | 0.03695 | 0.040129 | 0.043289 | 0.046448 | 0.049611 | 0.052801 | 0.056008 | 0.059207 | 0.062368 | 0.065519 | 0.068667
ID | Residential | Multi-Family - Reg. Income | New | Appliances | Microwave | 0 | 0.0030336 | 0.0069238 | 0.010635 | 0.014187 | 0.017631 | 0.020992 | 0.024331 | 0.027631 | 0.030878 | 0.034104 | 0.037334 | 0.040547 | 0.043739 | 0.046931 | 0.050127 | 0.05335 | 0.056591 | 0.059823 | 0.063016 | 0.066201 | 0.069381
ID | Residential | Multi-Family - Reg. Income | New | Appliances | Dehumidifier | 0 | 0.00035872 | 0.00081871 | 0.0012575 | 0.0016775 | 0.0020848 | 0.0024822 | 0.002877 | 0.0032673 | 0.0036512 | 0.0040326 | 0.0044146 | 0.0047945 | 0.005172 | 0.0055494 | 0.0059273 | 0.0063085 | 0.0066917 | 0.0070738 | 0.0074514 | 0.007828 | 0.008204
ID | Residential | Multi-Family - Reg. Income | New | Appliances | Air Purifier | 0 | 0.00062072 | 0.0014167 | 0.002176 | 0.0029027 | 0.0036075 | 0.0042952 | 0.0049783 | 0.0056536 | 0.0063179 | 0.006978 | 0.007639 | 0.0082963 | 0.0089495 | 0.0096026 | 0.010257 | 0.010916 | 0.011579 | 0.01224 | 0.012894 | 0.013545 | 0.014196
ID | Residential | Multi-Family - Reg. Income | New | Electronics | Personal Computers | 0 | 0.00086077 | 0.0019646 | 0.0030175 | 0.0040253 | 0.0050026 | 0.0059563 | 0.0069036 | 0.0078401 | 0.0087613 | 0.0096767 | 0.010593 | 0.011505 | 0.012411 | 0.013316 | 0.014223 | 0.015138 | 0.016057 | 0.016974 | 0.01788 | 0.018784 | 0.019686
ID | Residential | Multi-Family - Reg. Income | New | Electronics | Monitor | 0 | 0.00097524 | 0.0022432 | 0.0034725 | 0.0046685 | 0.0058472 | 0.0070164 | 0.0081959 | 0.0093804 | 0.010565 | 0.01176 | 0.012974 | 0.014201 | 0.015438 | 0.016695 | 0.017971 | 0.019276 | 0.020607 | 0.021954 | 0.023307 | 0.024676 | 0.026063
ID | Residential | Multi-Family - Reg. Income | New | Electronics | Laptops | 0 | 0.0013843 | 0.0031841 | 0.0049289 | 0.0066264 | 0.0082996 | 0.0099591 | 0.011633 | 0.013315 | 0.014995 | 0.016692 | 0.018416 | 0.020157 | 0.021913 | 0.023696 | 0.025508 | 0.027361 | 0.029249 | 0.031162 | 0.033082 | 0.035025 | 0.036995
ID | Residential | Multi-Family - Reg. Income | New | Electronics | TVs | 0 | 0.0088014 | 0.020201 | 0.031203 | 0.04186 | 0.052316 | 0.062641 | 0.073013 | 0.083384 | 0.093707 | 0.10408 | 0.11458 | 0.12514 | 0.13576 | 0.14649 | 0.15735 | 0.16841 | 0.17964 | 0.19097 | 0.2023 | 0.21373 | 0.22526
ID | Residential | Multi-Family - Reg. Income | New | Electronics | Printer/Fax/Copier | 0 | 0.00036785 | 0.00084613 | 0.0013098 | 0.0017609 | 0.0022055 | 0.0026465 | 0.0030914 | 0.0035382 | 0.0039849 | 0.0044356 | 0.0048937 | 0.0053564 | 0.0058232 | 0.0062971 | 0.0067785 | 0.0072708 | 0.0077727 | 0.0082808 | 0.0087911 | 0.0093076 | 0.0098309
ID | Residential | Multi-Family - Reg. Income | New | Electronics | Set-top Boxes/DVRs | 0 | 0.00018396 | 0.00042224 | 0.0006522 | 0.00087493 | 0.0010935 | 0.0013093 | 0.0015261 | 0.0017429 | 0.0019586 | 0.0021755 | 0.002395 | 0.0026157 | 0.0028376 | 0.0030618 | 0.0032888 | 0.00352 | 0.0037549 | 0.0039917 | 0.0042285 | 0.0044672 | 0.0047082
ID | Residential | Multi-Family - Reg. Income | New | Electronics | Devices and Gadgets | 0 | 0.011154 | 0.025655 | 0.039714 | 0.053392 | 0.066873 | 0.080245 | 0.093734 | 0.10728 | 0.12082 | 0.13449 | 0.14838 | 0.16241 | 0.17656 | 0.19093 | 0.20553 | 0.22045 | 0.23567 | 0.25108 | 0.26655 | 0.28221 | 0.29808
ID | Residential | Multi-Family - Reg. Income | New | Miscellaneous | Electric Vehicle Chargers | 0 | 0.001541 | 0.0042394 | 0.0076722 | 0.011769 | 0.01654 | 0.021947 | 0.028002 | 0.034716 | 0.042129 | 0.050324 | 0.059348 | 0.069174 | 0.079788 | 0.091199 | 0.10345 | 0.11664 | 0.13079 | 0.14578 | 0.16164 | 0.17832 | 0.19576
ID | Residential | Multi-Family - Reg. Income | New | Miscellaneous | Pool Pump | 0 | 0.0001623 | 0.00037042 | 0.00056895 | 0.00075897 | 0.00094324 | 0.0011231 | 0.0013017 | 0.0014782 | 0.0016519 | 0.0018245 | 0.0019974 | 0.0021692 | 0.00234 | 0.0025108 | 0.0026818 | 0.0028542 | 0.0030276 | 0.0032005 | 0.0033713 | 0.0035417 | 0.0037118
ID | Residential | Multi-Family - Reg. Income | New | Miscellaneous | Pool Heater | 0 | 0 | 0 | 0 | 0 | 0 | 0 | 0 | 0 | 0 | 0 | 0 | 0 | 0 | 0 | 0 | 0 | 0 | 0 | 0 | 0 | 0
ID | Residential | Multi-Family - Reg. Income | New | Miscellaneous | Hot Tub/Spa | 0 | 0.0027932 | 0.006375 | 0.0086136 | 0.010756 | 0.012834 | 0.014862 | 0.016876 | 0.018867 | 0.020825 | 0.022579 | 0.024126 | 0.025743 | 0.027412 | 0.029133 | 0.030644 | 0.032184 | 0.034139 | 0.036088 | 0.038015 | 0.039936 | 0.041854
ID | Residential | Multi-Family - Reg. Income | New | Miscellaneous | Furnace Fan | 0 | 0.0010958 | 0.0025334 | 0.0039418 | 0.0053268 | 0.0067067 | 0.0080902 | 0.0095005 | 0.010932 | 0.012379 | 0.013854 | 0.015369 | 0.016916 | 0.018494 | 0.020112 | 0.021773 | 0.023489 | 0.025257 | 0.027066 | 0.028904 | 0.030785 | 0.032712
ID | Residential | Multi-Family - Reg. Income | New | Miscellaneous | Well Pump | 0 | 0.0016297 | 0.0037195 | 0.0057131 | 0.0076211 | 0.0094714 | 0.011277 | 0.013071 | 0.014844 | 0.016588 | 0.018321 | 0.020056 | 0.021782 | 0.023497 | 0.025212 | 0.026929 | 0.02866 | 0.030401 | 0.032137 | 0.033853 | 0.035564 | 0.037272
ID | Residential | Multi-Family - Reg. Income | New | Miscellaneous | Bathroom Exhaust Fan | 0 | 0.00015548 | 0.00035485 | 0.00054504 | 0.00072707 | 0.00090359 | 0.0010759 | 0.001247 | 0.0014161 | 0.0015825 | 0.0017478 | 0.0019134 | 0.002078 | 0.0022416 | 0.0024052 | 0.002569 | 0.0027342 | 0.0029003 | 0.0030659 | 0.0032296 | 0.0033928 | 0.0035558
ID | Residential | Multi-Family - Reg. Income | New | Miscellaneous | Miscellaneous | 0 | 0.032785 | 0.074788 | 0.11481 | 0.15308 | 0.19015 | 0.22628 | 0.26214 | 0.29755 | 0.33234 | 0.36687 | 0.40142 | 0.43574 | 0.4698 | 0.50383 | 0.53787 | 0.57216 | 0.60661 | 0.64092 | 0.67479 | 0.70853 | 0.74218
ID | Residential | Multi-Family - Reg. Income | New | Generation | Solar PV | 0 | -0.0020673 | -0.0052935 | -0.0090909 | -0.013468 | -0.018702 | -0.024674 | -0.032573 | -0.041813 | -0.052023 | -0.064276 | -0.078172 | -0.092627 | -0.10806 | -0.1245 | -0.14194 | -0.1604 | -0.17981 | -0.2 | -0.22078 | -0.24222 | -0.26433
ID | Residential | Manufactured Home - Reg. Income | Existing | Cooling | Central AC | 0.83776 | 0.83487 | 0.83135 | 0.82412 | 0.8196 | 0.82067 | 0.82161 | 0.82252 | 0.82349 | 0.82459 | 0.8259 | 0.8275 | 0.82946 | 0.83183 | 0.83467 | 0.84094 | 0.8477 | 0.85492 | 0.8626 | 0.87077 | 0.87938 | 0.88842
ID | Residential | Manufactured Home - Reg. Income | Existing | Cooling | Room AC | 0.10963 | 0.10859 | 0.10745 | 0.10628 | 0.10514 | 0.10488 | 0.10474 | 0.10477 | 0.10495 | 0.10526 | 0.10569 | 0.10622 | 0.10685 | 0.10756 | 0.10834 | 0.10958 | 0.11087 | 0.11222 | 0.11363 | 0.11508 | 0.11658 | 0.11811
ID | Residential | Manufactured Home - Reg. Income | Existing | Cooling | Air-Source Heat Pump | 0.14739 | 0.14783 | 0.14816 | 0.14847 | 0.14878 | 0.15021 | 0.15165 | 0.1531 | 0.15456 | 0.15603 | 0.15752 | 0.15904 | 0.16057 | 0.16214 | 0.16374 | 0.16595 | 0.1682 | 0.1705 | 0.17284 | 0.17523 | 0.17765 | 0.18012
ID | Residential | Manufactured Home - Reg. Income | Existing | Cooling | Geothermal Heat Pump | 0 | 0 | 0 | 0 | 0 | 0 | 0 | 0 | 0 | 0 | 0 | 0 | 0 | 0 | 0 | 0 | 0 | 0 | 0 | 0 | 0 | 0
ID | Residential | Manufactured Home - Reg. Income | Existing | Cooling | Evaporative Cooler | 0.12051 | 0.11955 | 0.11857 | 0.11758 | 0.11659 | 0.11649 | 0.11638 | 0.11626 | 0.11616 | 0.11606 | 0.11597 | 0.1159 | 0.11585 | 0.11583 | 0.11583 | 0.11625 | 0.11668 | 0.11713 | 0.11759 | 0.11806 | 0.11853 | 0.11902
ID | Residential | Manufactured Home - Reg. Income | Existing | Cooling | Ductless Mini Split Heat Pump | 0 | 0 | 0 | 0 | 0 | 0 | 0 | 0 | 0 | 0 | 0 | 0 | 0 | 0 | 0 | 0 | 0 | 0 | 0 | 0 | 0 | 0
ID | Residential | Manufactured Home - Reg. Income | Existing | Space Heating | Electric Room Heat | 1.4003 | 1.4218 | 1.4437 | 1.473 | 1.4886 | 1.5052 | 1.5223 | 1.5473 | 1.558 | 1.5767 | 1.5961 | 1.624 | 1.6372 | 1.6589 | 1.6813 | 1.7134 | 1.7299 | 1.7553 | 1.7814 | 1.8168 | 1.8357 | 1.8639
ID | Residential | Manufactured Home - Reg. Income | Existing | Space Heating | Electric Furnace | 8.4203 | 8.5497 | 8.681 | 8.8575 | 8.9513 | 9.0511 | 9.1536 | 9.304 | 9.3682 | 9.481 | 9.5978 | 9.7655 | 9.8446 | 9.9751 | 10.1102 | 10.3028 | 10.4023 | 10.5549 | 10.7119 | 10.9249 | 11.0383 | 11.2077
ID | Residential | Manufactured Home - Reg. Income | Existing | Space Heating | Air-Source Heat Pump | 0.86945 | 0.88871 | 0.90756 | 0.9313 | 0.94642 | 0.96215 | 0.97811 | 0.99908 | 1.0107 | 1.0273 | 1.0441 | 1.0662 | 1.0783 | 1.0958 | 1.1135 | 1.1373 | 1.1506 | 1.1697 | 1.1891 | 1.2147 | 1.229 | 1.2494
ID | Residential | Manufactured Home - Reg. Income | Existing | Space Heating | Geothermal Heat Pump | 0 | 0 | 0 | 0 | 0 | 0 | 0 | 0 | 0 | 0 | 0 | 0 | 0 | 0 | 0 | 0 | 0 | 0 | 0 | 0 | 0 | 0
ID | Residential | Manufactured Home - Reg. Income | Existing | Space Heating | Ductless Mini Split Heat Pump | 0 | 0 | 0 | 0 | 0 | 0 | 0 | 0 | 0 | 0 | 0 | 0 | 0 | 0 | 0 | 0 | 0 | 0 | 0 | 0 | 0 | 0
ID | Residential | Manufactured Home - Reg. Income | Existing | Water Heating | Water Heater (<= 55 Gal) | 2.1873 | 2.2176 | 2.2482 | 2.2793 | 2.3108 | 2.3427 | 2.3751 | 2.4079 | 2.4412 | 2.4749 | 2.5091 | 2.5438 | 2.579 | 2.6146 | 2.6507 | 2.6874 | 2.7245 | 2.7622 | 2.8003 | 2.839 | 2.8783 | 2.9181
ID | Residential | Manufactured Home - Reg. Income | Existing | Water Heating | Water Heater (> 55 Gal) | 0 | 0 | 0 | 0 | 0 | 0 | 0 | 0 | 0 | 0 | 0 | 0 | 0 | 0 | 0 | 0 | 0 | 0 | 0 | 0 | 0 | 0
ID | Residential | Manufactured Home - Reg. Income | Existing | Interior Lighting | General Service Lighting | 1.1537 | 1.116 | 1.0628 | 1.0016 | 0.92695 | 0.84765 | 0.7637 | 0.69229 | 0.63404 | 0.58297 | 0.53956 | 0.50275 | 0.47119 | 0.44446 | 0.42061 | 0.39982 | 0.38166 | 0.36575 | 0.35201 | 0.33843 | 0.32606 | 0.31487
ID | Residential | Manufactured Home - Reg. Income | Existing | Interior Lighting | Linear Lighting | 0.14511 | 0.14453 | 0.14395 | 0.14338 | 0.14278 | 0.14218 | 0.14158 | 0.14098 | 0.14038 | 0.13976 | 0.13915 | 0.13853 | 0.13792 | 0.13731 | 0.13669 | 0.13606 | 0.13544 | 0.13483 | 0.13421 | 0.1336 | 0.133 | 0.1324
ID | Residential | Manufactured Home - Reg. Income | Existing | Interior Lighting | Exempted Lighting | 0.0060409 | 0.005747 | 0.0053244 | 0.0048077 | 0.0042105 | 0.0035682 | 0.0028906 | 0.0023865 | 0.0020097 | 0.0017225 | 0.0015044 | 0.0013365 | 0.001205 | 0.0011035 | 0.0010187 | 0.00094532 | 0.00088368 | 0.00083209 | 0.00079451 | 0.00076398 | 0.00073884 | 0.00071934
ID | Residential | Manufactured Home - Reg. Income | Existing | Exterior Lighting | General Service Lighting | 0.25504 | 0.24593 | 0.23061 | 0.21111 | 0.18798 | 0.16339 | 0.14311 | 0.1276 | 0.1153 | 0.10509 | 0.096776 | 0.089903 | 0.084112 | 0.079302 | 0.074907 | 0.071128 | 0.067871 | 0.065053 | 0.06265 | 0.060137 | 0.057738 | 0.055491
ID | Residential | Manufactured Home - Reg. Income | Existing | Appliances | Clothes Washer | 0.11917 | 0.11879 | 0.11841 | 0.11804 | 0.11766 | 0.11729 | 0.11691 | 0.11654 | 0.11617 | 0.11581 | 0.11544 | 0.11507 | 0.11471 | 0.11434 | 0.11398 | 0.11362 | 0.11326 | 0.1129 | 0.11254 | 0.11218 | 0.11183 | 0.11147
ID | Residential | Manufactured Home - Reg. Income | Existing | Appliances | Clothes Dryer | 0.69262 | 0.69091 | 0.68927 | 0.68766 | 0.68607 | 0.68448 | 0.68287 | 0.68124 | 0.67956 | 0.67783 | 0.67605 | 0.67421 | 0.67234 | 0.67043 | 0.6685 | 0.66654 | 0.66456 | 0.66257 | 0.66057 | 0.65856 | 0.65654 | 0.65452
ID | Residential | Manufactured Home - Reg. Income | Existing | Appliances | Dishwasher | 0.04763 | 0.047343 | 0.047058 | 0.046775 | 0.046493 | 0.046213 | 0.045935 | 0.045658 | 0.045383 | 0.04511 | 0.044838 | 0.044568 | 0.044299 | 0.044033 | 0.043767 | 0.043504 | 0.043242 | 0.042981 | 0.042722 | 0.042465 | 0.042209 | 0.041955
ID | Residential | Manufactured Home - Reg. Income | Existing | Appliances | Refrigerator | 0.65576 | 0.65251 | 0.64924 | 0.64596 | 0.64269 | 0.63944 | 0.63621 | 0.63302 | 0.62988 | 0.62678 | 0.62375 | 0.62077 | 0.61786 | 0.615 | 0.61219 | 0.60942 | 0.6067 | 0.60401 | 0.60136 | 0.59875 | 0.59616 | 0.59361
ID | Residential | Manufactured Home - Reg. Income | Existing | Appliances | Freezer | 0.77145 | 0.76205 | 0.75276 | 0.74358 | 0.73451 | 0.72556 | 0.71671 | 0.70797 | 0.69934 | 0.69081 | 0.68239 | 0.67407 | 0.66585 | 0.65773 | 0.64971 | 0.64179 | 0.63397 | 0.62624 | 0.6186 | 0.61106 | 0.60361 | 0.59625
ID | Residential | Manufactured Home - Reg. Income | Existing | Appliances | Second Refrigerator | 0.4413 | 0.4289 | 0.41626 | 0.40355 | 0.39092 | 0.37853 | 0.36648 | 0.35488 | 0.34382 | 0.33337 | 0.32361 | 0.31458 | 0.30622 | 0.29846 | 0.29123 | 0.2845 | 0.27821 | 0.27232 | 0.2668 | 0.26161 | 0.25671 | 0.25208
ID | Residential | Manufactured Home - Reg. Income | Existing | Appliances | Stove/Oven | 0.15198 | 0.15128 | 0.15056 | 0.14983 | 0.14909 | 0.14836 | 0.14762 | 0.1469 | 0.14618 | 0.14547 | 0.14478 | 0.1441 | 0.14343 | 0.14278 | 0.14215 | 0.14153 | 0.14092 | 0.14032 | 0.13974 | 0.13916 | 0.13858 | 0.13802
ID | Residential | Manufactured Home - Reg. Income | Existing | Appliances | Microwave | 0.12256 | 0.12207 | 0.12159 | 0.1211 | 0.12062 | 0.12013 | 0.11965 | 0.11917 | 0.1187 | 0.11822 | 0.11775 | 0.11728 | 0.11681 | 0.11634 | 0.11588 | 0.11541 | 0.11495 | 0.11449 | 0.11403 | 0.11358 | 0.11312 | 0.11267
ID | Residential | Manufactured Home - Reg. Income | Existing | Appliances | Dehumidifier | 0.0095696 | 0.0094337 | 0.0092833 | 0.0091249 | 0.0089641 | 0.0088055 | 0.0086528 | 0.008509 | 0.0083766 | 0.0082576 | 0.0081536 | 0.0080621 | 0.0079809 | 0.0079084 | 0.0078431 | 0.0077838 | 0.0077295 | 0.0076793 | 0.0076326 | 0.0075888 | 0.0075474 | 0.0075081
ID | Residential | Manufactured Home - Reg. Income | Existing | Appliances | Air Purifier | 0.0274 | 0.02729 | 0.027181 | 0.027072 | 0.026964 | 0.026856 | 0.026749 | 0.026642 | 0.026535 | 0.026429 | 0.026323 | 0.026218 | 0.026113 | 0.026009 | 0.025905 | 0.025801 | 0.025698 | 0.025595 | 0.025493 | 0.025391 | 0.025289 | 0.025188
ID | Residential | Manufactured Home - Reg. Income | Existing | Electronics | Personal Computers | 0.13074 | 0.12542 | 0.11935 | 0.11314 | 0.10726 | 0.10207 | 0.097873 | 0.094461 | 0.091677 | 0.089393 | 0.087507 | 0.08594 | 0.084626 | 0.083515 | 0.082565 | 0.081744 | 0.081026 | 0.08039 | 0.07982 | 0.079303 | 0.078829 | 0.078388
ID | Residential | Manufactured Home - Reg. Income | Existing | Electronics | Monitor | 0.096382 | 0.091954 | 0.08682 | 0.08152 | 0.076485 | 0.072056 | 0.068507 | 0.065662 | 0.063379 | 0.061546 | 0.060072 | 0.058886 | 0.057929 | 0.057156 | 0.05653 | 0.056021 | 0.055606 | 0.055266 | 0.054985 | 0.054753 | 0.054559 | 0.054396
ID | Residential | Manufactured Home - Reg. Income | Existing | Electronics | Laptops | 0.082852 | 0.080439 | 0.078029 | 0.076092 | 0.074533 | 0.073277 | 0.072261 | 0.07144 | 0.070772 | 0.070228 | 0.069783 | 0.069416 | 0.069113 | 0.06886 | 0.068647 | 0.068467 | 0.068312 | 0.068178 | 0.068061 | 0.067956 | 0.067863 | 0.067777
ID | Residential | Manufactured Home - Reg. Income | Existing | Electronics | TVs | 0.26497 | 0.35288 | 0.43789 | 0.51339 | 0.57405 | 0.62284 | 0.66213 | 0.69384 | 0.71946 | 0.74023 | 0.75711 | 0.77088 | 0.78217 | 0.79146 | 0.79917 | 0.8056 | 0.81101 | 0.81561 | 0.81956 | 0.82299 | 0.82601 | 0.82869
ID | Residential | Manufactured Home - Reg. Income | Existing | Electronics | Printer/Fax/Copier | 0.034348 | 0.033563 | 0.032677 | 0.031797 | 0.031005 | 0.030367 | 0.029853 | 0.029438 | 0.029102 | 0.028829 | 0.028607 | 0.028425 | 0.028275 | 0.028151 | 0.028047 | 0.02796 | 0.027887 | 0.027824 | 0.027769 | 0.027721 | 0.027678 | 0.02764
ID | Residential | Manufactured Home - Reg. Income | Existing | Electronics | Set-top Boxes/DVRs | 0.058459 | 0.058 | 0.057453 | 0.056884 | 0.056347 | 0.055885 | 0.055533 | 0.055269 | 0.055076 | 0.054938 | 0.054846 | 0.05479 | 0.054763 | 0.054758 | 0.054773 | 0.054802 | 0.054843 | 0.054894 | 0.054952 | 0.055017 | 0.055086 | 0.05516
ID | Residential | Manufactured Home - Reg. Income | Existing | Electronics | Devices and Gadgets | 0.76013 | 0.75955 | 0.75897 | 0.75839 | 0.75781 | 0.75723 | 0.75665 | 0.75607 | 0.75549 | 0.75491 | 0.75433 | 0.75375 | 0.75317 | 0.7526 | 0.75202 | 0.75144 | 0.75087 | 0.75029 | 0.74972 | 0.74914 | 0.74857 | 0.748
ID | Residential | Manufactured Home - Reg. Income | Existing | Miscellaneous | Electric Vehicle Chargers | 0.058131 | 0.071156 | 0.085426 | 0.10025 | 0.11481 | 0.12932 | 0.14355 | 0.15738 | 0.17113 | 0.18509 | 0.19938 | 0.21393 | 0.22867 | 0.24353 | 0.25839 | 0.27332 | 0.28839 | 0.30363 | 0.31887 | 0.3343 | 0.34965 | 0.3648
ID | Residential | Manufactured Home - Reg. Income | Existing | Miscellaneous | Pool Pump | 0 | 0 | 0 | 0 | 0 | 0 | 0 | 0 | 0 | 0 | 0 | 0 | 0 | 0 | 0 | 0 | 0 | 0 | 0 | 0 | 0 | 0
ID | Residential | Manufactured Home - Reg. Income | Existing | Miscellaneous | Pool Heater | 0 | 0 | 0 | 0 | 0 | 0 | 0 | 0 | 0 | 0 | 0 | 0 | 0 | 0 | 0 | 0 | 0 | 0 | 0 | 0 | 0 | 0
ID | Residential | Manufactured Home - Reg. Income | Existing | Miscellaneous | Hot Tub/Spa | 0.38844 | 0.40227 | 0.41922 | 0.42528 | 0.4302 | 0.4333 | 0.43408 | 0.43214 | 0.42716 | 0.41893 | 0.41048 | 0.40141 | 0.39388 | 0.38759 | 0.38228 | 0.37573 | 0.36963 | 0.36709 | 0.36478 | 0.36265 | 0.36066 | 0.35879
ID | Residential | Manufactured Home - Reg. Income | Existing | Miscellaneous | Furnace Fan | 0.068645 | 0.069118 | 0.069574 | 0.070021 | 0.070467 | 0.07092 | 0.071387 | 0.071873 | 0.072383 | 0.072921 | 0.073494 | 0.074103 | 0.074752 | 0.075445 | 0.076184 | 0.076971 | 0.077804 | 0.078681 | 0.079598 | 0.080555 | 0.081548 | 0.082578
ID | Residential | Manufactured Home - Reg. Income | Existing | Miscellaneous | Well Pump | 0.011451 | 0.011406 | 0.01136 | 0.011315 | 0.011269 | 0.011224 | 0.011179 | 0.011135 | 0.01109 | 0.011046 | 0.011001 | 0.010957 | 0.010914 | 0.01087 | 0.010827 | 0.010783 | 0.01074 | 0.010697 | 0.010654 | 0.010612 | 0.010569 | 0.010527
ID | Residential | Manufactured Home - Reg. Income | Existing | Miscellaneous | Bathroom Exhaust Fan | 0.0098374 | 0.0097981 | 0.0097589 | 0.0097198 | 0.009681 | 0.0096422 | 0.0096037 | 0.0095653 | 0.009527 | 0.0094889 | 0.0094509 | 0.0094131 | 0.0093755 | 0.009338 | 0.0093006 | 0.0092634 | 0.0092264 | 0.0091895 | 0.0091527 | 0.0091161 | 0.0090796 | 0.0090433
ID | Residential | Manufactured Home - Reg. Income | Existing | Miscellaneous | Miscellaneous | 3.4487 | 3.4332 | 3.4177 | 3.4023 | 3.3869 | 3.3717 | 3.3565 | 3.3413 | 3.3263 | 3.3113 | 3.2963 | 3.2815 | 3.2667 | 3.2519 | 3.2373 | 3.2227 | 3.2082 | 3.1937 | 3.1793 | 3.165 | 3.1507 | 3.1365
ID | Residential | Manufactured Home - Reg. Income | Existing | Generation | Solar PV | -0.21262 | -0.2415 | -0.26985 | -0.30052 | -0.3324 | -0.36994 | -0.40827 | -0.46315 | -0.52143 | -0.57822 | -0.64424 | -0.71286 | -0.77464 | -0.83439 | -0.8924 | -0.94869 | -1.0033 | -1.056 | -1.1067 | -1.1551 | -1.2015 | -1.2461
ID | Residential | Manufactured Home - Reg. Income | New | Cooling | Central AC | 0 | 0.013333 | 0.030323 | 0.044024 | 0.059772 | 0.075547 | 0.09147 | 0.1078 | 0.12447 | 0.14142 | 0.15879 | 0.17671 | 0.19509 | 0.21391 | 0.23328 | 0.25403 | 0.27555 | 0.29784 | 0.32081 | 0.34433 | 0.36859 | 0.39361
ID | Residential | Manufactured Home - Reg. Income | New | Cooling | Room AC | 0 | 0.0016816 | 0.0038732 | 0.0060036 | 0.0080822 | 0.010214 | 0.012366 | 0.014573 | 0.016826 | 0.019116 | 0.021463 | 0.023885 | 0.026368 | 0.028911 | 0.031529 | 0.034344 | 0.037274 | 0.040314 | 0.043448 | 0.046656 | 0.04996 | 0.053365
ID | Residential | Manufactured Home - Reg. Income | New | Cooling | Air-Source Heat Pump | 0 | 0.0026788 | 0.0060551 | 0.0093372 | 0.012539 | 0.015824 | 0.01914 | 0.02254 | 0.026012 | 0.029541 | 0.033158 | 0.03689 | 0.040716 | 0.044635 | 0.048669 | 0.052999 | 0.057505 | 0.062182 | 0.067004 | 0.071941 | 0.077026 | 0.082268
ID | Residential | Manufactured Home - Reg. Income | New | Cooling | Geothermal Heat Pump | 0 | 0 | 0 | 0 | 0 | 0 | 0 | 0 | 0 | 0 | 0 | 0 | 0 | 0 | 0 | 0 | 0 | 0 | 0 | 0 | 0 | 0
ID | Residential | Manufactured Home - Reg. Income | New | Cooling | Evaporative Cooler | 0 | 0.0020156 | 0.0046004 | 0.007066 | 0.0094259 | 0.011804 | 0.014161 | 0.016536 | 0.01892 | 0.0213 | 0.023698 | 0.026132 | 0.028587 | 0.031059 | 0.033564 | 0.036229 | 0.038962 | 0.041757 | 0.044595 | 0.047452 | 0.050351 | 0.053295
ID | Residential | Manufactured Home - Reg. Income | New | Cooling | Ductless Mini Split Heat Pump | 0 | 0 | 0 | 0 | 0 | 0 | 0 | 0 | 0 | 0 | 0 | 0 | 0 | 0 | 0 | 0 | 0 | 0 | 0 | 0 | 0 | 0
ID | Residential | Manufactured Home - Reg. Income | New | Space Heating | Electric Room Heat | 0 | 0.024016 | 0.056205 | 0.088951 | 0.12108 | 0.15362 | 0.18671 | 0.22198 | 0.2561 | 0.29213 | 0.32935 | 0.36978 | 0.40796 | 0.44918 | 0.49193 | 0.53905 | 0.583 | 0.63142 | 0.6815 | 0.73643 | 0.78612 | 0.84114
ID | Residential | Manufactured Home - Reg. Income | New | Space Heating | Electric Furnace | 0 | 0.14441 | 0.33797 | 0.53488 | 0.72809 | 0.92373 | 1.1227 | 1.3348 | 1.54 | 1.7566 | 1.9804 | 2.2236 | 2.4532 | 2.701 | 2.958 | 3.2414 | 3.5057 | 3.7968 | 4.098 | 4.4283 | 4.7271 | 5.0579
ID | Residential | Manufactured Home - Reg. Income | New | Space Heating | Air-Source Heat Pump | 0 | 0.016975 | 0.038959 | 0.061327 | 0.08327 | 0.10549 | 0.12809 | 0.15218 | 0.17547 | 0.20008 | 0.2255 | 0.25312 | 0.27919 | 0.30734 | 0.33653 | 0.36866 | 0.39863 | 0.43166 | 0.46582 | 0.50331 | 0.53722 | 0.57477
ID | Residential | Manufactured Home - Reg. Income | New | Space Heating | Geothermal Heat Pump | 0 | 0 | 0 | 0 | 0 | 0 | 0 | 0 | 0 | 0 | 0 | 0 | 0 | 0 | 0 | 0 | 0 | 0 | 0 | 0 | 0 | 0
ID | Residential | Manufactured Home - Reg. Income | New | Space Heating | Ductless Mini Split Heat Pump | 0 | 0 | 0 | 0 | 0 | 0 | 0 | 0 | 0 | 0 | 0 | 0 | 0 | 0 | 0 | 0 | 0 | 0 | 0 | 0 | 0 | 0
ID | Residential | Manufactured Home - Reg. Income | New | Water Heating | Water Heater (<= 55 Gal) | 0 | 0.04312 | 0.10018 | 0.15662 | 0.21267 | 0.26903 | 0.32605 | 0.38466 | 0.44466 | 0.50579 | 0.56863 | 0.63364 | 0.70047 | 0.76913 | 0.84003 | 0.91329 | 0.98941 | 1.0683 | 1.1495 | 1.2325 | 1.318 | 1.406
ID | Residential | Manufactured Home - Reg. Income | New | Water Heating | Water Heater (> 55 Gal) | 0 | 0 | 0 | 0 | 0 | 0 | 0 | 0 | 0 | 0 | 0 | 0 | 0 | 0 | 0 | 0 | 0 | 0 | 0 | 0 | 0 | 0
ID | Residential | Manufactured Home - Reg. Income | New | Interior Lighting | General Service Lighting | 0 | 0.013969 | 0.02808 | 0.041226 | 0.05099 | 0.060654 | 0.070002 | 0.078708 | 0.088129 | 0.096351 | 0.10427 | 0.11204 | 0.11959 | 0.12714 | 0.13385 | 0.14051 | 0.14719 | 0.15387 | 0.16059 | 0.16646 | 0.17214 | 0.178
ID | Residential | Manufactured Home - Reg. Income | New | Interior Lighting | Linear Lighting | 0 | 0.0036535 | 0.0083386 | 0.012808 | 0.017062 | 0.021188 | 0.025214 | 0.029213 | 0.033166 | 0.037041 | 0.040892 | 0.044748 | 0.048582 | 0.052392 | 0.056193 | 0.059998 | 0.063835 | 0.067694 | 0.071542 | 0.075344 | 0.079127 | 0.082896
ID | Residential | Manufactured Home - Reg. Income | New | Interior Lighting | Exempted Lighting | 0 | 3.3919e-05 | 6.9809e-05 | 0.00010037 | 0.00012477 | 0.00014897 | 0.00017159 | 0.00019598 | 0.00022055 | 0.00024227 | 0.00026262 | 0.00028161 | 0.00029943 | 0.00031729 | 0.00033205 | 0.00034478 | 0.00035746 | 0.00037084 | 0.00038643 | 0.00040221 | 0.00041819 | 0.00043426
ID | Residential | Manufactured Home - Reg. Income | New | Exterior Lighting | General Service Lighting | 0 | 0.0033513 | 0.0062013 | 0.0083284 | 0.0099404 | 0.011593 | 0.013011 | 0.014787 | 0.016604 | 0.018196 | 0.019727 | 0.021195 | 0.022592 | 0.023972 | 0.025109 | 0.026233 | 0.027356 | 0.028478 | 0.029612 | 0.030558 | 0.031446 | 0.032368
ID | Residential | Manufactured Home - Reg. Income | New | Appliances | Clothes Washer | 0 | 0.0023098 | 0.0052761 | 0.0081107 | 0.010829 | 0.013469 | 0.01605 | 0.018618 | 0.021161 | 0.023667 | 0.026161 | 0.028663 | 0.031155 | 0.033636 | 0.03612 | 0.038613 | 0.041129 | 0.043664 | 0.046196 | 0.048702 | 0.051206 | 0.05371
ID | Residential | Manufactured Home - Reg. Income | New | Appliances | Clothes Dryer | 0 | 0.013573 | 0.031003 | 0.047658 | 0.063628 | 0.079141 | 0.094306 | 0.10939 | 0.12434 | 0.13906 | 0.15371 | 0.16841 | 0.18306 | 0.19763 | 0.21223 | 0.22687 | 0.24165 | 0.25654 | 0.27141 | 0.28614 | 0.30085 | 0.31556
ID | Residential | Manufactured Home - Reg. Income | New | Appliances | Dishwasher | 0 | 0.00092058 | 0.0020968 | 0.0032141 | 0.0042789 | 0.0053069 | 0.0063058 | 0.0072938 | 0.0082664 | 0.0092189 | 0.010161 | 0.011101 | 0.012032 | 0.012953 | 0.01387 | 0.014785 | 0.015703 | 0.016623 | 0.017537 | 0.018436 | 0.019328 | 0.020215
ID | Residential | Manufactured Home - Reg. Income | New | Appliances | Refrigerator | 0 | 0.012465 | 0.028452 | 0.043703 | 0.0583 | 0.072457 | 0.086272 | 0.099993 | 0.11356 | 0.1269 | 0.14016 | 0.15344 | 0.16664 | 0.17976 | 0.19288 | 0.20602 | 0.21927 | 0.23259 | 0.24588 | 0.259 | 0.2721 | 0.28517
ID | Residential | Manufactured Home - Reg. Income | New | Appliances | Freezer | 0 | 0.014818 | 0.033542 | 0.051096 | 0.067601 | 0.083322 | 0.09839 | 0.1131 | 0.12739 | 0.14118 | 0.15465 | 0.16791 | 0.18085 | 0.19349 | 0.2059 | 0.21811 | 0.23023 | 0.24221 | 0.25393 | 0.26529 | 0.2764 | 0.28729
ID | Residential | Manufactured Home - Reg. Income | New | Appliances | Second Refrigerator | 0 | 0.005559 | 0.012608 | 0.019243 | 0.025507 | 0.0315 | 0.037267 | 0.04292 | 0.048432 | 0.053779 | 0.05902 | 0.0642 | 0.069281 | 0.074261 | 0.079175 | 0.08403 | 0.088865 | 0.093665 | 0.098386 | 0.10298 | 0.1075 | 0.11195
ID | Residential | Manufactured Home - Reg. Income | New | Appliances | Stove/Oven | 0 | 0.0029066 | 0.0066338 | 0.010189 | 0.013592 | 0.016892 | 0.020113 | 0.023312 | 0.026474 | 0.029584 | 0.032675 | 0.035771 | 0.038848 | 0.041907 | 0.044965 | 0.048028 | 0.051116 | 0.054221 | 0.057317 | 0.060377 | 0.063428 | 0.066475
ID | Residential | Manufactured Home - Reg. Income | New | Appliances | Microwave | 0 | 0.0023737 | 0.0054176 | 0.0083213 | 0.011101 | 0.013796 | 0.016426 | 0.019038 | 0.02162 | 0.024161 | 0.026685 | 0.029213 | 0.031726 | 0.034224 | 0.036722 | 0.039223 | 0.041745 | 0.044281 | 0.046809 | 0.049308 | 0.0518 | 0.054288
ID | Residential | Manufactured Home - Reg. Income | New | Appliances | Dehumidifier | 0 | 0.00015722 | 0.00035882 | 0.00055114 | 0.00073521 | 0.0009137 | 0.0010879 | 0.0012609 | 0.001432 | 0.0016002 | 0.0017674 | 0.0019348 | 0.0021013 | 0.0022667 | 0.0024322 | 0.0025978 | 0.0027648 | 0.0029328 | 0.0031003 | 0.0032658 | 0.0034308 | 0.0035956
ID | Residential | Manufactured Home - Reg. Income | New | Appliances | Air Purifier | 0 | 0.00053066 | 0.0012111 | 0.0018603 | 0.0024816 | 0.0030841 | 0.003672 | 0.004256 | 0.0048334 | 0.0054012 | 0.0059656 | 0.0065307 | 0.0070926 | 0.007651 | 0.0082093 | 0.0087685 | 0.0093322 | 0.0098991 | 0.010464 | 0.011023 | 0.01158 | 0.012136
ID | Residential | Manufactured Home - Reg. Income | New | Electronics | Personal Computers | 0 | 0.0016409 | 0.003745 | 0.0057522 | 0.0076734 | 0.0095363 | 0.011354 | 0.01316 | 0.014945 | 0.016701 | 0.018446 | 0.020194 | 0.021931 | 0.023658 | 0.025384 | 0.027113 | 0.028857 | 0.03061 | 0.032358 | 0.034085 | 0.035807 | 0.037527
ID | Residential | Manufactured Home - Reg. Income | New | Electronics | Monitor | 0 | 0.0010645 | 0.0024373 | 0.0037558 | 0.0050265 | 0.0062671 | 0.0074862 | 0.008705 | 0.0099179 | 0.011119 | 0.012321 | 0.013532 | 0.014744 | 0.015956 | 0.017176 | 0.018405 | 0.019652 | 0.020914 | 0.02218 | 0.02344 | 0.024705 | 0.025975
ID | Residential | Manufactured Home - Reg. Income | New | Electronics | Laptops | 0 | 0.0013356 | 0.0030583 | 0.0047127 | 0.0063071 | 0.0078638 | 0.0093933 | 0.010923 | 0.012445 | 0.013952 | 0.01546 | 0.016979 | 0.0185 | 0.020021 | 0.021552 | 0.023094 | 0.024659 | 0.026242 | 0.027831 | 0.029412 | 0.030998 | 0.032593
ID | Residential | Manufactured Home - Reg. Income | New | Electronics | TVs | 0 | 0.015702 | 0.03604 | 0.055668 | 0.074679 | 0.093333 | 0.11175 | 0.13026 | 0.14876 | 0.16718 | 0.18568 | 0.20442 | 0.22326 | 0.2422 | 0.26134 | 0.28071 | 0.30044 | 0.32049 | 0.3407 | 0.36092 | 0.38129 | 0.40186
ID | Residential | Manufactured Home - Reg. Income | New | Electronics | Printer/Fax/Copier | 0 | 0.00054441 | 0.0012466 | 0.0019209 | 0.0025708 | 0.0032053 | 0.0038287 | 0.0044521 | 0.0050724 | 0.0056868 | 0.0063014 | 0.0069207 | 0.0075405 | 0.0081606 | 0.0087846 | 0.0094133 | 0.010051 | 0.010696 | 0.011344 | 0.011988 | 0.012635 | 0.013285
ID | Residential | Manufactured Home - Reg. Income | New | Electronics | Set-top Boxes/DVRs | 0 | 0.0010373 | 0.0023808 | 0.0036775 | 0.0049334 | 0.0061657 | 0.0073826 | 0.008605 | 0.0098274 | 0.011044 | 0.012267 | 0.013504 | 0.014749 | 0.016 | 0.017264 | 0.018544 | 0.019848 | 0.021172 | 0.022508 | 0.023843 | 0.025189 | 0.026548
ID | Residential | Manufactured Home - Reg. Income | New | Electronics | Devices and Gadgets | 0 | 0.014769 | 0.033818 | 0.052112 | 0.069743 | 0.086956 | 0.10387 | 0.12078 | 0.13761 | 0.15428 | 0.17095 | 0.18775 | 0.20457 | 0.22139 | 0.23832 | 0.25538 | 0.27268 | 0.29018 | 0.30775 | 0.32523 | 0.34277 | 0.36041
ID | Residential | Manufactured Home - Reg. Income | New | Miscellaneous | Electric Vehicle Chargers | 0 | 0.0013836 | 0.0038064 | 0.0068887 | 0.010567 | 0.014851 | 0.019705 | 0.025142 | 0.031171 | 0.037826 | 0.045184 | 0.053287 | 0.062109 | 0.071639 | 0.081884 | 0.092885 | 0.10473 | 0.11743 | 0.13089 | 0.14513 | 0.16011 | 0.17577
ID | Residential | Manufactured Home - Reg. Income | New | Miscellaneous | Pool Pump | 0 | 0 | 0 | 0 | 0 | 0 | 0 | 0 | 0 | 0 | 0 | 0 | 0 | 0 | 0 | 0 | 0 | 0 | 0 | 0 | 0 | 0
ID | Residential | Manufactured Home - Reg. Income | New | Miscellaneous | Pool Heater | 0 | 0 | 0 | 0 | 0 | 0 | 0 | 0 | 0 | 0 | 0 | 0 | 0 | 0 | 0 | 0 | 0 | 0 | 0 | 0 | 0 | 0
ID | Residential | Manufactured Home - Reg. Income | New | Miscellaneous | Hot Tub/Spa | 0 | 0.011482 | 0.026206 | 0.035408 | 0.044216 | 0.052757 | 0.061092 | 0.069372 | 0.077556 | 0.085607 | 0.092815 | 0.099177 | 0.10582 | 0.11269 | 0.11976 | 0.12597 | 0.1323 | 0.14033 | 0.14835 | 0.15627 | 0.16417 | 0.17205
ID | Residential | Manufactured Home - Reg. Income | New | Miscellaneous | Furnace Fan | 0 | 0.0012101 | 0.0028092 | 0.004389 | 0.0059559 | 0.0075299 | 0.0091213 | 0.010756 | 0.012429 | 0.014134 | 0.015886 | 0.017698 | 0.019562 | 0.021478 | 0.023458 | 0.025506 | 0.027635 | 0.029844 | 0.03212 | 0.034451 | 0.036854 | 0.039332
ID | Residential | Manufactured Home - Reg. Income | New | Miscellaneous | Well Pump | 0 | 0.00022178 | 0.00050618 | 0.00077747 | 0.0010371 | 0.0012889 | 0.0015347 | 0.0017787 | 0.00202 | 0.0022574 | 0.0024932 | 0.0027294 | 0.0029642 | 0.0031976 | 0.003431 | 0.0036646 | 0.0039003 | 0.0041372 | 0.0043734 | 0.0046069 | 0.0048397 | 0.0050722
ID | Residential | Manufactured Home - Reg. Income | New | Miscellaneous | Bathroom Exhaust Fan | 0 | 0.00019052 | 0.00043484 | 0.00066789 | 0.00089096 | 0.0011073 | 0.0013184 | 0.001528 | 0.0017353 | 0.0019392 | 0.0021418 | 0.0023447 | 0.0025465 | 0.0027469 | 0.0029474 | 0.0031481 | 0.0033506 | 0.0035541 | 0.0037571 | 0.0039576 | 0.0041576 | 0.0043573
ID | Residential | Manufactured Home - Reg. Income | New | Miscellaneous | Miscellaneous | 0 | 0.066757 | 0.15228 | 0.23379 | 0.31171 | 0.38719 | 0.46077 | 0.53378 | 0.60587 | 0.67671 | 0.74704 | 0.81738 | 0.88726 | 0.95662 | 1.0259 | 1.0952 | 1.165 | 1.2352 | 1.3051 | 1.374 | 1.4427 | 1.5113
ID | Residential | Manufactured Home - Reg. Income | New | Generation | Solar PV | 0 | -0.0046959 | -0.012024 | -0.02065 | -0.030591 | -0.042482 | -0.056046 | -0.073988 | -0.094977 | -0.11817 | -0.146 | -0.17757 | -0.2104 | -0.24545 | -0.2828 | -0.32241 | -0.36434 | -0.40843 | -0.45429 | -0.50149 | -0.5502 | -0.60041
UT | Residential | Single Family - Mod. Income | Existing | Cooling | Central AC | 632.1637 | 631.5766 | 630.5287 | 626.5414 | 624.7602 | 626.1569 | 627.5154 | 628.9072 | 630.3986 | 632.0516 | 633.924 | 636.07 | 638.5403 | 641.3825 | 644.6412 | 647.9931 | 651.7634 | 655.9408 | 660.5109 | 665.4865 | 670.8419 | 676.5535
UT | Residential | Single Family - Mod. Income | Existing | Cooling | Room AC | 9.9446 | 9.876 | 9.7982 | 9.7179 | 9.6408 | 9.628 | 9.6272 | 9.6426 | 9.6724 | 9.7151 | 9.7693 | 9.8338 | 9.9077 | 9.9899 | 10.0797 | 10.171 | 10.2685 | 10.3717 | 10.48 | 10.5931 | 10.7105 | 10.8321
UT | Residential | Single Family - Mod. Income | Existing | Cooling | Air-Source Heat Pump | 7.529 | 7.5744 | 7.6142 | 7.6535 | 7.6924 | 7.7767 | 7.8617 | 7.9477 | 8.0348 | 8.1232 | 8.2131 | 8.3048 | 8.3983 | 8.4939 | 8.5916 | 8.6871 | 8.7854 | 8.8863 | 8.9897 | 9.0955 | 9.2037 | 9.3141
UT | Residential | Single Family - Mod. Income | Existing | Cooling | Geothermal Heat Pump | 6.956 | 6.9343 | 6.9086 | 6.8803 | 6.8506 | 6.8608 | 6.8715 | 6.8836 | 6.8979 | 6.9153 | 6.9366 | 6.9625 | 6.9938 | 7.0311 | 7.0749 | 7.1221 | 7.1771 | 7.2361 | 7.2989 | 7.3653 | 7.4351 | 7.508
UT | Residential | Single Family - Mod. Income | Existing | Cooling | Evaporative Cooler | 40.4431 | 40.2178 | 39.9852 | 39.7478 | 39.5078 | 39.4977 | 39.4862 | 39.4752 | 39.4664 | 39.4614 | 39.4617 | 39.4687 | 39.4838 | 39.5083 | 39.5414 | 39.5613 | 39.5887 | 39.6231 | 39.6639 | 39.7105 | 39.7626 | 39.8197
UT | Residential | Single Family - Mod. Income | Existing | Cooling | Ductless Mini Split Heat Pump | 2.2635 | 2.3604 | 2.4615 | 2.5669 | 2.6768 | 2.8078 | 2.9451 | 3.089 | 3.2399 | 3.398 | 3.5636 | 3.7373 | 3.9193 | 4.11 | 4.3099 | 4.5169 | 4.7338 | 4.961 | 5.1989 | 5.4481 | 5.7092 | 5.9826
UT | Residential | Single Family - Mod. Income | Existing | Space Heating | Electric Room Heat | 73.3996 | 75.9651 | 78.6385 | 81.7978 | 84.3476 | 86.9923 | 89.7531 | 93.0596 | 95.6517 | 98.8037 | 102.0999 | 106.0337 | 109.1521 | 112.9215 | 116.8587 | 121.5043 | 125.2045 | 129.6425 | 134.2634 | 139.7033 | 144.0735 | 149.2734
UT | Residential | Single Family - Mod. Income | Existing | Space Heating | Electric Furnace | 344.0961 | 356.123 | 368.6557 | 383.4664 | 395.4201 | 407.8182 | 420.7607 | 436.2615 | 448.4136 | 463.1899 | 478.6424 | 497.0841 | 511.7029 | 529.3737 | 547.8315 | 569.61 | 586.9562 | 607.7617 | 629.4244 | 654.9264 | 675.414 | 699.791
UT | Residential | Single Family - Mod. Income | Existing | Space Heating | Air-Source Heat Pump | 23.5477 | 24.5832 | 25.6299 | 26.8419 | 27.8581 | 28.9069 | 29.9941 | 31.2627 | 32.2886 | 33.4989 | 34.7532 | 36.2193 | 37.4003 | 38.7964 | 40.2433 | 41.9277 | 43.2822 | 44.8882 | 46.5544 | 48.5019 | 50.0755 | 51.9348
UT | Residential | Single Family - Mod. Income | Existing | Space Heating | Geothermal Heat Pump | 10.6996 | 10.9962 | 11.3038 | 11.6774 | 11.9615 | 12.2584 | 12.5719 | 12.9621 | 13.254 | 13.6258 | 14.02 | 14.5044 | 14.8808 | 15.3499 | 15.8464 | 16.4441 | 16.9196 | 17.4972 | 18.1013 | 18.8175 | 19.391 | 20.0776
UT | Residential | Single Family - Mod. Income | Existing | Space Heating | Ductless Mini Split Heat Pump | 7.312 | 7.6251 | 7.9516 | 8.3296 | 8.6472 | 8.9751 | 9.3153 | 9.7123 | 10.0342 | 10.4138 | 10.8075 | 11.2676 | 11.6394 | 12.0787 | 12.5342 | 13.0642 | 13.4912 | 13.9962 | 14.5197 | 15.1308 | 15.625 | 16.2081
UT | Residential | Single Family - Mod. Income | Existing | Water Heating | Water Heater (<= 55 Gal) | 111.357 | 117.021 | 122.973 | 129.2279 | 135.8008 | 142.7081 | 149.9667 | 157.5945 | 165.6102 | 174.0337 | 182.8856 | 192.1878 | 201.9631 | 212.2356 | 223.0306 | 234.3747 | 246.2957 | 258.8231 | 271.9877 | 285.8219 | 300.3598 | 315.637
UT | Residential | Single Family - Mod. Income | Existing | Water Heating | Water Heater (> 55 Gal) | 7.2192 | 7.1842 | 7.13 | 7.068 | 7.0077 | 6.9575 | 6.9248 | 6.9157 | 6.9359 | 6.9903 | 7.0831 | 7.2181 | 7.3922 | 7.6028 | 7.8476 | 8.1252 | 8.4343 | 8.774 | 9.1437 | 9.5432 | 9.9723 | 10.4313
UT | Residential | Single Family - Mod. Income | Existing | Interior Lighting | General Service Lighting | 249.8289 | 243.3183 | 233.3798 | 221.7664 | 207.026 | 191.2943 | 174.5174 | 160.152 | 148.4992 | 138.1419 | 129.2948 | 121.7651 | 115.2768 | 109.7717 | 104.7903 | 100.4203 | 96.5806 | 93.1974 | 90.2725 | 87.2966 | 84.5598 | 82.0662
UT | Residential | Single Family - Mod. Income | Existing | Interior Lighting | Linear Lighting | 29.7161 | 29.6685 | 29.6211 | 29.5737 | 29.515 | 29.4555 | 29.3953 | 29.3345 | 29.2734 | 29.2026 | 29.1314 | 29.0599 | 28.9883 | 28.9166 | 28.8376 | 28.7587 | 28.6797 | 28.6008 | 28.522 | 28.4432 | 28.3686 | 28.2964
UT | Residential | Single Family - Mod. Income | Existing | Interior Lighting | Exempted Lighting | 1.6507 | 1.6481 | 1.6454 | 1.6275 | 1.5881 | 1.5307 | 1.4483 | 1.352 | 1.2422 | 1.1294 | 1.0294 | 0.94619 | 0.88682 | 0.8474 | 0.82363 | 0.82359 | 0.83154 | 0.83983 | 0.84646 | 0.84883 | 0.84679 | 0.83515
UT | Residential | Single Family - Mod. Income | Existing | Exterior Lighting | General Service Lighting | 59.0644 | 57.6075 | 54.6239 | 50.6339 | 45.7357 | 40.5242 | 36.1666 | 32.8897 | 30.2967 | 28.1164 | 26.3302 | 24.8389 | 23.5631 | 22.4947 | 21.4814 | 20.5973 | 19.8252 | 19.1494 | 18.5699 | 17.9334 | 17.3117 | 16.72
UT | Residential | Single Family - Mod. Income | Existing | Appliances | Clothes Washer | 28.3307 | 28.4128 | 28.4952 | 28.5778 | 28.5962 | 28.5504 | 28.5048 | 28.4592 | 28.4136 | 28.3682 | 28.3228 | 28.2775 | 28.2322 | 28.187 | 28.1419 | 28.0969 | 28.052 | 28.0071 | 27.9623 | 27.9175 | 27.8729 | 27.8283
UT | Residential | Single Family - Mod. Income | Existing | Appliances | Clothes Dryer | 155.675 | 156.2094 | 156.7586 | 157.317 | 157.8798 | 158.4429 | 159.0025 | 159.5558 | 160.1001 | 160.633 | 161.1528 | 161.6615 | 162.1607 | 162.6521 | 163.1369 | 163.6163 | 164.0911 | 164.5623 | 165.0305 | 165.4962 | 165.9601 | 166.4226
UT | Residential | Single Family - Mod. Income | Existing | Appliances | Dishwasher | 18.2994 | 18.2961 | 18.2928 | 18.2895 | 18.2862 | 18.2829 | 18.2796 | 18.2763 | 18.273 | 18.2697 | 18.2664 | 18.2631 | 18.2598 | 18.2565 | 18.2532 | 18.2499 | 18.2466 | 18.2433 | 18.24 | 18.2367 | 18.2334 | 18.2301
UT | Residential | Single Family - Mod. Income | Existing | Appliances | Refrigerator | 146.3455 | 145.3634 | 144.3409 | 143.2938 | 142.2374 | 141.1856 | 140.1498 | 139.1413 | 138.1702 | 137.2455 | 136.3754 | 135.5671 | 134.8147 | 134.1132 | 133.4578 | 132.8443 | 132.269 | 131.7283 | 131.219 | 130.7383 | 130.2836 | 129.8525
UT | Residential | Single Family - Mod. Income | Existing | Appliances | Freezer | 95.0093 | 94.3963 | 93.7872 | 93.1821 | 92.5809 | 91.9836 | 91.3901 | 90.8005 | 90.2147 | 89.6326 | 89.0544 | 88.4798 | 87.909 | 87.3418 | 86.7783 | 86.2185 | 85.6622 | 85.1096 | 84.5605 | 84.015 | 83.473 | 82.9344
UT | Residential | Single Family - Mod. Income | Existing | Appliances | Second Refrigerator | 111.3398 | 108.5362 | 105.6212 | 102.6463 | 99.658 | 96.6979 | 93.8024 | 91.0047 | 88.3339 | 85.8162 | 83.4744 | 81.3289 | 79.361 | 77.554 | 75.8926 | 74.3632 | 72.9534 | 71.6518 | 70.4484 | 69.3339 | 68.3 | 67.3391
UT | Residential | Single Family - Mod. Income | Existing | Appliances | Stove/Oven | 24.6807 | 24.6263 | 24.5684 | 24.5081 | 24.4466 | 24.3845 | 24.3226 | 24.2614 | 24.2012 | 24.1423 | 24.0851 | 24.0297 | 23.9762 | 23.9249 | 23.8758 | 23.8289 | 23.7838 | 23.7402 | 23.6978 | 23.6564 | 23.6157 | 23.5757
UT | Residential | Single Family - Mod. Income | Existing | Appliances | Microwave | 32.9722 | 32.9195 | 32.8668 | 32.8142 | 32.7617 | 32.7093 | 32.657 | 32.6047 | 32.5526 | 32.5005 | 32.4485 | 32.3966 | 32.3447 | 32.293 | 32.2413 | 32.1897 | 32.1382 | 32.0868 | 32.0355 | 31.9842 | 31.933 | 31.8819
UT | Residential | Single Family - Mod. Income | Existing | Appliances | Dehumidifier | 7.4539 | 7.3657 | 7.2657 | 7.1589 | 7.0498 | 6.9417 | 6.8378 | 6.7404 | 6.6515 | 6.5728 | 6.5056 | 6.4481 | 6.3986 | 6.3557 | 6.3184 | 6.2857 | 6.2569 | 6.2313 | 6.2083 | 6.1875 | 6.1686 | 6.1513
UT | Residential | Single Family - Mod. Income | Existing | Appliances | Air Purifier | 11.2023 | 11.1844 | 11.1665 | 11.1486 | 11.1308 | 11.113 | 11.0952 | 11.0775 | 11.0597 | 11.042 | 11.0244 | 11.0067 | 10.9891 | 10.9715 | 10.954 | 10.9365 | 10.919 | 10.9015 | 10.8841 | 10.8666 | 10.8493 | 10.8319
UT | Residential | Single Family - Mod. Income | Existing | Electronics | Personal Computers | 26.2782 | 25.2688 | 24.1044 | 22.9051 | 21.7664 | 20.7638 | 19.9577 | 19.3085 | 18.7845 | 18.3606 | 18.0167 | 17.7366 | 17.5075 | 17.3192 | 17.1635 | 17.0338 | 16.9249 | 16.8326 | 16.7535 | 16.6851 | 16.6252 | 16.572
UT | Residential | Single Family - Mod. Income | Existing | Electronics | Monitor | 17.8961 | 17.199 | 16.3708 | 15.5114 | 14.701 | 14.0036 | 13.4703 | 13.0687 | 12.7727 | 12.5615 | 12.4183 | 12.3298 | 12.2855 | 12.2767 | 12.2966 | 12.3399 | 12.402 | 12.4796 | 12.5699 | 12.6707 | 12.7801 | 12.8967
UT | Residential | Single Family - Mod. Income | Existing | Electronics | Laptops | 19.8418 | 19.46 | 19.0802 | 18.8151 | 18.6422 | 18.5433 | 18.5043 | 18.5135 | 18.5618 | 18.6417 | 18.7474 | 18.8743 | 19.0185 | 19.1771 | 19.3476 | 19.5281 | 19.7172 | 19.9136 | 20.1163 | 20.3246 | 20.5379 | 20.7557
UT | Residential | Single Family - Mod. Income | Existing | Electronics | TVs | 49.1281 | 66.3075 | 82.96 | 97.855 | 110.0076 | 119.9681 | 128.1767 | 134.9856 | 140.6765 | 145.4749 | 149.5612 | 153.0796 | 156.1455 | 158.8514 | 161.2712 | 163.464 | 165.4771 | 167.3484 | 169.1082 | 170.7809 | 172.3857 | 173.9384
UT | Residential | Single Family - Mod. Income | Existing | Electronics | Printer/Fax/Copier | 6.0465 | 5.9672 | 5.8706 | 5.7753 | 5.6959 | 5.6442 | 5.6148 | 5.6035 | 5.6066 | 5.6215 | 5.646 | 5.6782 | 5.7168 | 5.7606 | 5.8087 | 5.8604 | 5.9152 | 5.9725 | 6.032 | 6.0935 | 6.1566 | 6.2212
UT | Residential | Single Family - Mod. Income | Existing | Electronics | Set-top Boxes/DVRs | 10.4605 | 10.4346 | 10.3934 | 10.3488 | 10.3105 | 10.2862 | 10.282 | 10.2942 | 10.3194 | 10.3553 | 10.3997 | 10.4512 | 10.5084 | 10.5703 | 10.6361 | 10.7051 | 10.7768 | 10.8508 | 10.9268 | 11.0044 | 11.0835 | 11.164
UT | Residential | Single Family - Mod. Income | Existing | Electronics | Devices and Gadgets | 154.5017 | 156.2044 | 157.9259 | 159.6664 | 161.426 | 163.2051 | 165.0037 | 166.8222 | 168.6607 | 170.5194 | 172.3987 | 174.2987 | 176.2196 | 178.1616 | 180.1251 | 182.1102 | 184.1172 | 186.1463 | 188.1978 | 190.2719 | 192.3688 | 194.4888
UT | Residential | Single Family - Mod. Income | Existing | Miscellaneous | Electric Vehicle Chargers | 0 | 0 | 0 | 0 | 0 | 0 | 0 | 0 | 0 | 0 | 0 | 0 | 0 | 0 | 0 | 0 | 0 | 0 | 0 | 0 | 0 | 0
UT | Residential | Single Family - Mod. Income | Existing | Miscellaneous | Pool Pump | 6.8007 | 5.6451 | 4.7309 | 4.0095 | 3.4445 | 3.0088 | 2.6819 | 2.4364 | 2.2519 | 2.113 | 2.0084 | 1.9293 | 1.8694 | 1.8239 | 1.7892 | 1.7625 | 1.7418 | 1.7257 | 1.7129 | 1.7026 | 1.6943 | 1.6874
UT | Residential | Single Family - Mod. Income | Existing | Miscellaneous | Pool Heater | 4.4267 | 4.4196 | 4.4125 | 4.4054 | 4.3984 | 4.3914 | 4.3843 | 4.3773 | 4.3703 | 4.3633 | 4.3563 | 4.3494 | 4.3424 | 4.3355 | 4.3285 | 4.3216 | 4.3147 | 4.3078 | 4.3009 | 4.294 | 4.2871 | 4.2803
UT | Residential | Single Family - Mod. Income | Existing | Miscellaneous | Hot Tub/Spa | 25.8816 | 26.8677 | 28.0678 | 28.5422 | 28.9414 | 29.2204 | 29.3436 | 29.2827 | 29.0155 | 28.5245 | 28.0166 | 27.4634 | 27.0134 | 26.6458 | 26.3441 | 25.9556 | 25.5957 | 25.4811 | 25.3815 | 25.2939 | 25.2159 | 25.1456
UT | Residential | Single Family - Mod. Income | Existing | Miscellaneous | Furnace Fan | 94.1346 | 94.6021 | 95.0408 | 95.4645 | 95.8854 | 96.3148 | 96.7625 | 96.206 | 95.4622 | 94.739 | 94.0422 | 93.3766 | 92.7468 | 92.1565 | 91.6092 | 91.1077 | 90.6469 | 90.2224 | 89.83 | 89.4661 | 89.1275 | 88.8115
UT | Residential | Single Family - Mod. Income | Existing | Miscellaneous | Well Pump | 5.0476 | 5.0395 | 5.0315 | 5.0234 | 5.0154 | 5.0074 | 4.9993 | 4.9913 | 4.9834 | 4.9754 | 4.9674 | 4.9595 | 4.9515 | 4.9436 | 4.9357 | 4.9278 | 4.9199 | 4.9121 | 4.9042 | 4.8963 | 4.8885 | 4.8807
UT | Residential | Single Family - Mod. Income | Existing | Miscellaneous | Bathroom Exhaust Fan | 4.359 | 4.3521 | 4.3451 | 4.3381 | 4.3312 | 4.3243 | 4.3174 | 4.3104 | 4.3036 | 4.2967 | 4.2898 | 4.2829 | 4.2761 | 4.2692 | 4.2624 | 4.2556 | 4.2488 | 4.242 | 4.2352 | 4.2284 | 4.2216 | 4.2149
UT | Residential | Single Family - Mod. Income | Existing | Miscellaneous | Miscellaneous | 92.6014 | 92.7268 | 92.8523 | 92.978 | 93.1039 | 93.23 | 93.3562 | 93.4826 | 93.6092 | 93.7359 | 93.8628 | 93.9899 | 94.1172 | 94.2446 | 94.3722 | 94.5 | 94.6279 | 94.7561 | 94.8844 | 95.0128 | 95.1415 | 95.2703
UT | Residential | Single Family - Mod. Income | Existing | Generation | Solar PV | -162.5673 | -191.913 | -202.132 | -212.1669 | -222.9429 | -234.72 | -247.827 | -263.0473 | -279.7834 | -300.112 | -320.9821 | -344.2735 | -366.6633 | -388.374 | -409.2241 | -429.2722 | -448.5553 | -467.1323 | -485.0709 | -502.4508 | -519.3573 | -535.8641
UT | Residential | Single Family - Mod. Income | New | Cooling | Central AC | 0 | 12.8794 | 25.5294 | 36.3361 | 48.9897 | 61.9561 | 75.2981 | 88.9971 | 103.0482 | 117.4973 | 132.4137 | 147.8059 | 163.6112 | 179.8154 | 196.4705 | 213.4137 | 230.7529 | 248.5231 | 266.751 | 285.4827 | 304.7231 | 324.4861
UT | Residential | Single Family - Mod. Income | New | Cooling | Room AC | 0 | 0.20291 | 0.40134 | 0.60122 | 0.80384 | 1.0159 | 1.2341 | 1.4581 | 1.6879 | 1.9241 | 2.1681 | 2.4198 | 2.6782 | 2.9432 | 3.2156 | 3.4934 | 3.7784 | 4.071 | 4.3713 | 4.6796 | 4.9962 | 5.3211
UT | Residential | Single Family - Mod. Income | New | Cooling | Air-Source Heat Pump | 0 | 0.18224 | 0.35457 | 0.52818 | 0.70417 | 0.88837 | 1.0779 | 1.2725 | 1.4721 | 1.6774 | 1.8893 | 2.1079 | 2.3325 | 2.5627 | 2.7993 | 3.04 | 3.2871 | 3.5407 | 3.8012 | 4.0686 | 4.3432 | 4.6251
UT | Residential | Single Family - Mod. Income | New | Cooling | Geothermal Heat Pump | 0 | 0.14086 | 0.27864 | 0.41749 | 0.55825 | 0.70564 | 0.85729 | 1.013 | 1.1727 | 1.337 | 1.5065 | 1.6815 | 1.8611 | 2.0453 | 2.2346 | 2.4277 | 2.6259 | 2.8292 | 3.038 | 3.2524 | 3.4724 | 3.6983
UT | Residential | Single Family - Mod. Income | New | Cooling | Evaporative Cooler | 0 | 0.90018 | 1.7629 | 2.6149 | 3.4618 | 4.3319 | 5.2104 | 6.0957 | 6.9869 | 7.8866 | 8.799 | 9.7239 | 10.6566 | 11.5957 | 12.544 | 13.4936 | 14.451 | 15.4167 | 16.3911 | 17.3746 | 18.3673 | 19.3692
UT | Residential | Single Family - Mod. Income | New | Cooling | Ductless Mini Split Heat Pump | 0 | 0.057884 | 0.1184 | 0.18344 | 0.25366 | 0.33153 | 0.41652 | 0.50896 | 0.60933 | 0.71839 | 0.83716 | 0.96632 | 1.1061 | 1.2572 | 1.4205 | 1.596 | 1.7853 | 1.9893 | 2.2092 | 2.4459 | 2.7007 | 2.9747
UT | Residential | Single Family - Mod. Income | New | Space Heating | Electric Room Heat | 0 | 1.7064 | 3.4905 | 5.4323 | 7.4777 | 9.6709 | 12.0225 | 14.6034 | 17.2217 | 20.092 | 23.1691 | 26.5866 | 29.9776 | 33.7156 | 37.6991 | 42.1249 | 46.4316 | 51.2173 | 56.3041 | 61.9901 | 67.4511 | 73.5462
UT | Residential | Single Family - Mod. Income | New | Space Heating | Electric Furnace | 0 | 7.9996 | 16.3635 | 25.4664 | 35.0554 | 45.3371 | 56.3614 | 68.4605 | 80.7349 | 94.1909 | 108.6162 | 124.6374 | 140.5342 | 158.0581 | 176.7326 | 197.4808 | 217.6703 | 240.1057 | 263.9526 | 290.6086 | 316.2097 | 344.7831
UT | Residential | Single Family - Mod. Income | New | Space Heating | Air-Source Heat Pump | 0 | 0.62317 | 1.2528 | 1.9381 | 2.6599 | 3.4337 | 4.2635 | 5.1743 | 6.0981 | 7.1109 | 8.1967 | 9.4027 | 10.5992 | 11.9182 | 13.3239 | 14.8839 | 16.4019 | 18.0892 | 19.8829 | 21.8883 | 23.8143 | 25.9641
UT | Residential | Single Family - Mod. Income | New | Space Heating | Geothermal Heat Pump | 0 | 0.23192 | 0.47446 | 0.7385 | 1.0166 | 1.315 | 1.6349 | 1.986 | 2.3422 | 2.7327 | 3.1513 | 3.6162 | 4.0775 | 4.586 | 5.1279 | 5.73 | 6.3159 | 6.967 | 7.659 | 8.4326 | 9.1755 | 10.0047
UT | Residential | Single Family - Mod. Income | New | Space Heating | Ductless Mini Split Heat Pump | 0 | 0.18382 | 0.37601 | 0.58519 | 0.80553 | 1.0418 | 1.2951 | 1.5731 | 1.8552 | 2.1644 | 2.4959 | 2.864 | 3.2293 | 3.632 | 4.0611 | 4.5379 | 5.0018 | 5.5173 | 6.0653 | 6.6778 | 7.2661 | 7.9227
UT | Residential | Single Family - Mod. Income | New | Water Heating | Water Heater (<= 55 Gal) | 0 | 3.0207 | 6.2267 | 9.7213 | 13.5459 | 17.7372 | 22.3256 | 27.3328 | 32.7861 | 38.7307 | 45.2241 | 52.3076 | 59.9992 | 68.3344 | 77.3765 | 87.1716 | 97.7753 | 109.2493 | 121.6579 | 135.0721 | 149.5619 | 165.2059
UT | Residential | Single Family - Mod. Income | New | Water Heating | Water Heater (> 55 Gal) | 0 | 0.09779 | 0.20157 | 0.3147 | 0.43852 | 0.5742 | 0.72274 | 0.88484 | 1.0614 | 1.2538 | 1.464 | 1.6933 | 1.9423 | 2.2122 | 2.5049 | 2.822 | 3.1653 | 3.5367 | 3.9384 | 4.3727 | 4.8417 | 5.3482
UT | Residential | Single Family - Mod. Income | New | Interior Lighting | General Service Lighting | 0 | 4.4991 | 7.8958 | 11.1719 | 13.6274 | 16.1622 | 18.6823 | 21.0149 | 23.6155 | 25.9161 | 28.1501 | 30.3565 | 32.5161 | 34.6785 | 36.6072 | 38.5156 | 40.406 | 42.28 | 44.1715 | 45.8159 | 47.4947 | 49.212
UT | Residential | Single Family - Mod. Income | New | Interior Lighting | Linear Lighting | 0 | 0.95732 | 1.8748 | 2.7809 | 3.6715 | 4.56 | 5.4471 | 6.3308 | 7.2104 | 8.0825 | 8.9574 | 9.835 | 10.7106 | 11.5828 | 12.4499 | 13.3158 | 14.1806 | 15.0449 | 15.9091 | 16.7737 | 17.634 | 18.4915
UT | Residential | Single Family - Mod. Income | New | Interior Lighting | Exempted Lighting | 0 | 0.053178 | 0.10414 | 0.14589 | 0.18054 | 0.21064 | 0.23272 | 0.25425 | 0.27355 | 0.29079 | 0.31135 | 0.33387 | 0.35765 | 0.382 | 0.4054 | 0.43419 | 0.46108 | 0.48556 | 0.50889 | 0.5312 | 0.55272 | 0.5743
UT | Residential | Single Family - Mod. Income | New | Exterior Lighting | General Service Lighting | 0 | 1.2434 | 2.0336 | 2.6076 | 3.0679 | 3.5636 | 3.9873 | 4.5494 | 5.1257 | 5.6379 | 6.133 | 6.6118 | 7.072 | 7.5283 | 7.9065 | 8.2788 | 8.6466 | 9.0106 | 9.3794 | 9.6839 | 9.9924 | 10.3076
UT | Residential | Single Family - Mod. Income | New | Appliances | Clothes Washer | 0 | 0.73344 | 1.4428 | 2.1498 | 2.8524 | 3.5485 | 4.2435 | 4.9359 | 5.6251 | 6.3133 | 7.0037 | 7.6963 | 8.3872 | 9.0755 | 9.7633 | 10.4502 | 11.1362 | 11.8218 | 12.5073 | 13.1931 | 13.8791 | 14.5654
UT | Residential | Single Family - Mod. Income | New | Appliances | Clothes Dryer | 0 | 4.0736 | 8.012 | 11.9352 | 15.8685 | 19.8259 | 23.8106 | 27.8146 | 31.8345 | 35.8826 | 39.9778 | 44.1198 | 48.2875 | 52.4746 | 56.6942 | 60.9432 | 65.2228 | 69.5359 | 73.8841 | 78.2703 | 82.6937 | 87.156
UT | Residential | Single Family - Mod. Income | New | Appliances | Dishwasher | 0 | 0.47229 | 0.92625 | 1.3758 | 1.824 | 2.2724 | 2.7213 | 3.1698 | 3.6175 | 4.0659 | 4.5169 | 4.9707 | 5.4246 | 5.8781 | 6.3326 | 6.7877 | 7.2436 | 7.7005 | 8.1586 | 8.6182 | 9.0792 | 9.5417
UT | Residential | Single Family - Mod. Income | New | Appliances | Refrigerator | 0 | 3.4003 | 6.6597 | 9.8786 | 13.0783 | 16.2707 | 19.4575 | 22.6324 | 25.7928 | 28.9484 | 32.1144 | 35.2902 | 38.4588 | 41.6152 | 44.7696 | 47.9195 | 51.0656 | 54.2102 | 57.3541 | 60.4996 | 63.6459 | 66.7939
UT | Residential | Single Family - Mod. Income | New | Appliances | Freezer | 0 | 2.4367 | 4.7489 | 7.0098 | 9.2349 | 11.4329 | 13.6055 | 15.7485 | 17.8602 | 19.9478 | 22.0218 | 24.0819 | 26.1164 | 28.1222 | 30.1066 | 32.0679 | 34.0069 | 35.9252 | 37.8236 | 39.7037 | 41.565 | 43.4085
UT | Residential | Single Family - Mod. Income | New | Appliances | Second Refrigerator | 0 | 1.7202 | 3.3592 | 4.9681 | 6.5577 | 8.1342 | 9.6986 | 11.2477 | 12.7803 | 14.3014 | 15.8184 | 17.3312 | 18.8313 | 20.3164 | 21.7917 | 23.2557 | 24.7091 | 26.1529 | 27.5877 | 29.0144 | 30.4328 | 31.8434
UT | Residential | Single Family - Mod. Income | New | Appliances | Stove/Oven | 0 | 0.62814 | 1.2301 | 1.8247 | 2.4156 | 3.0051 | 3.5937 | 4.18 | 4.7637 | 5.3464 | 5.9311 | 6.5177 | 7.1028 | 7.6857 | 8.2682 | 8.8498 | 9.4308 | 10.0114 | 10.5919 | 11.1727 | 11.7536 | 12.3349
UT | Residential | Single Family - Mod. Income | New | Appliances | Microwave | 0 | 0.84977 | 1.6642 | 2.4685 | 3.2679 | 4.0654 | 4.8617 | 5.6549 | 6.4445 | 7.2329 | 8.0239 | 8.8173 | 9.609 | 10.3975 | 11.1855 | 11.9724 | 12.7583 | 13.5438 | 14.3292 | 15.1149 | 15.9008 | 16.6871
UT | Residential | Single Family - Mod. Income | New | Appliances | Dehumidifier | 0 | 0.16296 | 0.31913 | 0.47337 | 0.62667 | 0.77961 | 0.9323 | 1.0844 | 1.2358 | 1.387 | 1.5387 | 1.6909 | 1.8427 | 1.9939 | 2.145 | 2.2959 | 2.4466 | 2.5972 | 2.7478 | 2.8985 | 3.0492 | 3.2
UT | Residential | Single Family - Mod. Income | New | Appliances | Air Purifier | 0 | 0.28871 | 0.56541 | 0.83867 | 1.1103 | 1.3812 | 1.6517 | 1.9212 | 2.1895 | 2.4574 | 2.7261 | 2.9957 | 3.2646 | 3.5326 | 3.8003 | 4.0676 | 4.3346 | 4.6015 | 4.8683 | 5.1353 | 5.4023 | 5.6695
UT | Residential | Single Family - Mod. Income | New | Electronics | Personal Computers | 0 | 0.43888 | 0.85949 | 1.2749 | 1.6878 | 2.0997 | 2.5109 | 2.9205 | 3.3283 | 3.7355 | 4.144 | 4.5538 | 4.9627 | 5.3699 | 5.7769 | 6.1833 | 6.5892 | 6.9949 | 7.4005 | 7.8063 | 8.2122 | 8.6183
UT | Residential | Single Family - Mod. Income | New | Electronics | Monitor | 0 | 0.26548 | 0.52648 | 0.7908 | 1.0601 | 1.3355 | 1.6173 | 1.9049 | 2.1984 | 2.4985 | 2.8068 | 3.1233 | 3.4468 | 3.7768 | 4.1144 | 4.4595 | 4.8123 | 5.1731 | 5.5423 | 5.9201 | 6.3066 | 6.7022
UT | Residential | Single Family - Mod. Income | New | Electronics | Laptops | 0 | 0.42964 | 0.85204 | 1.2798 | 1.7157 | 2.1614 | 2.6174 | 3.0829 | 3.5578 | 4.0435 | 4.5424 | 5.0547 | 5.5781 | 6.1122 | 6.6586 | 7.2171 | 7.7881 | 8.3721 | 8.9695 | 9.5809 | 10.2065 | 10.8466
UT | Residential | Single Family - Mod. Income | New | Electronics | TVs | 0 | 3.8876 | 7.6829 | 11.5 | 15.3634 | 19.2873 | 23.2753 | 27.3201 | 31.419 | 35.5848 | 39.8368 | 44.1758 | 48.5815 | 53.0481 | 57.5898 | 62.2038 | 66.8924 | 71.6592 | 76.5066 | 81.4385 | 86.4551 | 91.5589
UT | Residential | Single Family - Mod. Income | New | Electronics | Printer/Fax/Copier | 0 | 0.12873 | 0.25529 | 0.38345 | 0.51405 | 0.64759 | 0.78421 | 0.92369 | 1.066 | 1.2115 | 1.361 | 1.5145 | 1.6713 | 1.8313 | 1.995 | 2.1624 | 2.3334 | 2.5084 | 2.6874 | 2.8706 | 3.058 | 3.2498
UT | Residential | Single Family - Mod. Income | New | Electronics | Set-top Boxes/DVRs | 0 | 0.24786 | 0.48984 | 0.7332 | 0.97952 | 1.2297 | 1.484 | 1.7418 | 2.0032 | 2.2688 | 2.5399 | 2.8165 | 3.0974 | 3.3822 | 3.6717 | 3.9659 | 4.2648 | 4.5687 | 4.8778 | 5.1922 | 5.5121 | 5.8375
UT | Residential | Single Family - Mod. Income | New | Electronics | Devices and Gadgets | 0 | 4.0322 | 7.9965 | 12.011 | 16.102 | 20.2848 | 24.5641 | 28.9332 | 33.39 | 37.9486 | 42.6309 | 47.4387 | 52.3513 | 57.3634 | 62.4912 | 67.7328 | 73.0915 | 78.5724 | 84.1793 | 89.9176 | 95.7886 | 101.7963
UT | Residential | Single Family - Mod. Income | New | Miscellaneous | Electric Vehicle Chargers | 0 | 0 | 0 | 0 | 0 | 0 | 0 | 0 | 0 | 0 | 0 | 0 | 0 | 0 | 0 | 0 | 0 | 0 | 0 | 0 | 0 | 0
UT | Residential | Single Family - Mod. Income | New | Miscellaneous | Pool Pump | 0 | 0.044639 | 0.087422 | 0.12967 | 0.17167 | 0.21356 | 0.25539 | 0.29706 | 0.33853 | 0.37995 | 0.4215 | 0.46318 | 0.50477 | 0.54619 | 0.58759 | 0.62892 | 0.67021 | 0.71147 | 0.75273 | 0.794 | 0.83528 | 0.87659
UT | Residential | Single Family - Mod. Income | New | Miscellaneous | Pool Heater | 0 | 0.11409 | 0.22342 | 0.3314 | 0.43873 | 0.5458 | 0.6527 | 0.75919 | 0.8652 | 0.97104 | 1.0772 | 1.1838 | 1.29 | 1.3959 | 1.5017 | 1.6073 | 1.7129 | 1.8183 | 1.9237 | 2.0292 | 2.1347 | 2.2403
UT | Residential | Single Family - Mod. Income | New | Miscellaneous | Hot Tub/Spa | 0 | 1.0181 | 1.9938 | 2.6251 | 3.2526 | 3.8787 | 4.5036 | 5.1263 | 5.7461 | 6.365 | 6.9156 | 7.415 | 7.9376 | 8.4776 | 9.0329 | 9.508 | 10.0147 | 10.6313 | 11.2477 | 11.8645 | 12.4814 | 13.0986
UT | Residential | Single Family - Mod. Income | New | Miscellaneous | Furnace Fan | 0 | 2.1759 | 4.3174 | 6.4888 | 8.7051 | 10.9754 | 13.303 | 15.5064 | 17.6716 | 19.8335 | 22.0025 | 24.1783 | 26.349 | 28.5113 | 30.6722 | 32.8299 | 34.985 | 37.139 | 39.2925 | 41.4471 | 43.6021 | 45.7583
UT | Residential | Single Family - Mod. Income | New | Miscellaneous | Well Pump | 0 | 0.13009 | 0.25477 | 0.37789 | 0.50028 | 0.62237 | 0.74425 | 0.86569 | 0.98656 | 1.1073 | 1.2283 | 1.3498 | 1.471 | 1.5917 | 1.7124 | 1.8328 | 1.9531 | 2.0734 | 2.1936 | 2.3139 | 2.4342 | 2.5546
UT | Residential | Single Family - Mod. Income | New | Miscellaneous | Bathroom Exhaust Fan | 0 | 0.11234 | 0.22001 | 0.32634 | 0.43203 | 0.53746 | 0.64273 | 0.74759 | 0.85198 | 0.95621 | 1.0608 | 1.1657 | 1.2703 | 1.3746 | 1.4788 | 1.5828 | 1.6867 | 1.7905 | 1.8944 | 1.9982 | 2.1021 | 2.2061
UT | Residential | Single Family - Mod. Income | New | Miscellaneous | Miscellaneous | 0 | 2.3936 | 4.7015 | 6.9944 | 9.2869 | 11.5876 | 13.898 | 16.2134 | 18.5319 | 20.8607 | 23.2105 | 25.5812 | 27.9603 | 30.3443 | 32.7407 | 35.1476 | 37.5657 | 39.9966 | 42.441 | 44.9006 | 47.375 | 49.8649
UT | Residential | Single Family - Mod. Income | New | Generation | Solar PV | 0 | -4.954 | -10.2348 | -15.9604 | -22.2382 | -29.1734 | -36.8941 | -45.6223 | -55.3891 | -66.7891 | -79.3727 | -93.7007 | -108.9283 | -125.0464 | -141.9729 | -159.6604 | -178.069 | -197.1767 | -216.9682 | -237.4453 | -258.61 | -280.4737
UT | Residential | Multi-Family - Mod. Income | Existing | Cooling | Central AC | 71.6408 | 71.443 | 71.1905 | 70.6127 | 70.2746 | 70.292 | 70.301 | 70.3098 | 70.3256 | 70.3553 | 70.4053 | 70.4817 | 70.5899 | 70.7352 | 70.9226 | 71.1175 | 71.3558 | 71.6359 | 71.9562 | 72.3179 | 72.7181 | 73.0979
UT | Residential | Multi-Family - Mod. Income | Existing | Cooling | Room AC | 3.8117 | 3.7779 | 3.7405 | 3.702 | 3.6646 | 3.6515 | 3.6427 | 3.6399 | 3.6425 | 3.6497 | 3.6611 | 3.6763 | 3.6948 | 3.7163 | 3.7405 | 3.765 | 3.7917 | 3.8203 | 3.8506 | 3.8826 | 3.916 | 3.9506
UT | Residential | Multi-Family - Mod. Income | Existing | Cooling | Air-Source Heat Pump | 0.93469 | 0.93828 | 0.94114 | 0.94389 | 0.94658 | 0.95481 | 0.96306 | 0.97136 | 0.97973 | 0.98821 | 0.99681 | 1.0056 | 1.0145 | 1.0235 | 1.0328 | 1.0418 | 1.051 | 1.0605 | 1.0702 | 1.0802 | 1.0904 | 1.1008
UT | Residential | Multi-Family - Mod. Income | Existing | Cooling | Geothermal Heat Pump | 0 | 0 | 0 | 0 | 0 | 0 | 0 | 0 | 0 | 0 | 0 | 0 | 0 | 0 | 0 | 0 | 0 | 0 | 0 | 0 | 0 | 0
UT | Residential | Multi-Family - Mod. Income | Existing | Cooling | Evaporative Cooler | 2.4675 | 2.4478 | 2.4278 | 2.4076 | 2.3873 | 2.381 | 2.3745 | 2.3682 | 2.362 | 2.356 | 2.3503 | 2.3451 | 2.3404 | 2.3362 | 2.3325 | 2.3281 | 2.3241 | 2.3205 | 2.3173 | 2.3145 | 2.3119 | 2.3097
UT | Residential | Multi-Family - Mod. Income | Existing | Cooling | Ductless Mini Split Heat Pump | 0.2755 | 0.2866 | 0.29816 | 0.31018 | 0.32268 | 0.33766 | 0.35332 | 0.3697 | 0.38682 | 0.40472 | 0.42343 | 0.443 | 0.46346 | 0.48484 | 0.5072 | 0.53028 | 0.55441 | 0.57962 | 0.60596 | 0.63348 | 0.66223 | 0.69228
UT | Residential | Multi-Family - Mod. Income | Existing | Space Heating | Electric Room Heat | 6.8426 | 7.0661 | 7.2985 | 7.5745 | 7.7927 | 8.0184 | 8.2535 | 8.5373 | 8.7542 | 9.021 | 9.2995 | 9.6344 | 9.8936 | 10.2104 | 10.5407 | 10.933 | 11.2384 | 11.6084 | 11.9928 | 12.4482 | 12.8063 | 13.2362
UT | Residential | Multi-Family - Mod. Income | Existing | Space Heating | Electric Furnace | 48.7658 | 50.3591 | 52.0149 | 53.982 | 55.5372 | 57.1456 | 58.821 | 60.8438 | 62.3896 | 64.291 | 66.2756 | 68.6625 | 70.5102 | 72.7677 | 75.1215 | 77.9174 | 80.0942 | 82.7309 | 85.4706 | 88.7165 | 91.2685 | 94.332
UT | Residential | Multi-Family - Mod. Income | Existing | Space Heating | Air-Source Heat Pump | 1.7343 | 1.8065 | 1.879 | 1.9633 | 2.0329 | 2.1045 | 2.1785 | 2.2653 | 2.3342 | 2.4159 | 2.5004 | 2.5997 | 2.678 | 2.7713 | 2.8677 | 2.9805 | 3.0693 | 3.1755 | 3.2854 | 3.4146 | 3.5169 | 3.6386
UT | Residential | Multi-Family - Mod. Income | Existing | Space Heating | Geothermal Heat Pump | 0 | 0 | 0 | 0 | 0 | 0 | 0 | 0 | 0 | 0 | 0 | 0 | 0 | 0 | 0 | 0 | 0 | 0 | 0 | 0 | 0 | 0
UT | Residential | Multi-Family - Mod. Income | Existing | Space Heating | Ductless Mini Split Heat Pump | 0.52797 | 0.54926 | 0.5714 | 0.59712 | 0.6184 | 0.64031 | 0.66298 | 0.68957 | 0.71072 | 0.73583 | 0.76182 | 0.79234 | 0.81652 | 0.84529 | 0.87506 | 0.90988 | 0.93735 | 0.9701 | 1.004 | 1.0437 | 1.0752 | 1.1127
UT | Residential | Multi-Family - Mod. Income | Existing | Water Heating | Water Heater (<= 55 Gal) | 52.2574 | 54.7834 | 57.4315 | 60.2076 | 63.1178 | 66.1688 | 69.3672 | 72.7202 | 76.2353 | 79.9203 | 83.7834 | 87.8332 | 92.0788 | 96.5297 | 101.1956 | 106.0872 | 111.2151 | 116.5909 | 122.2266 | 128.1347 | 134.3283 | 140.8214
UT | Residential | Multi-Family - Mod. Income | Existing | Water Heating | Water Heater (> 55 Gal) | 0 | 0 | 0 | 0 | 0 | 0 | 0 | 0 | 0 | 0 | 0 | 0 | 0 | 0 | 0 | 0 | 0 | 0 | 0 | 0 | 0 | 0
UT | Residential | Multi-Family - Mod. Income | Existing | Interior Lighting | General Service Lighting | 46.3234 | 44.7376 | 42.5351 | 40.0015 | 36.9386 | 33.6811 | 30.2334 | 27.3061 | 24.9152 | 22.8279 | 21.0566 | 19.5565 | 18.2738 | 17.1886 | 16.2247 | 15.3872 | 14.658 | 14.021 | 13.4719 | 12.9338 | 12.4456 | 12.0053
UT | Residential | Multi-Family - Mod. Income | Existing | Interior Lighting | Linear Lighting | 4.4695 | 4.4516 | 4.4338 | 4.4161 | 4.3978 | 4.3796 | 4.3614 | 4.3432 | 4.3251 | 4.3065 | 4.288 | 4.2696 | 4.2512 | 4.2329 | 4.2143 | 4.1957 | 4.1773 | 4.1589 | 4.1405 | 4.1223 | 4.1043 | 4.0865
UT | Residential | Multi-Family - Mod. Income | Existing | Interior Lighting | Exempted Lighting | 0.29707 | 0.29588 | 0.2947 | 0.29143 | 0.28551 | 0.27705 | 0.26496 | 0.25062 | 0.23383 | 0.21613 | 0.19955 | 0.18472 | 0.17292 | 0.16379 | 0.1572 | 0.15442 | 0.15342 | 0.15348 | 0.15407 | 0.15473 | 0.1553 | 0.15469
UT | Residential | Multi-Family - Mod. Income | Existing | Exterior Lighting | General Service Lighting | 4.8554 | 4.6945 | 4.4136 | 4.0528 | 3.6219 | 3.1644 | 2.7857 | 2.4975 | 2.2688 | 2.0784 | 1.923 | 1.794 | 1.6848 | 1.5938 | 1.5098 | 1.4372 | 1.3743 | 1.3196 | 1.2728 | 1.2233 | 1.1757 | 1.1309
UT | Residential | Multi-Family - Mod. Income | Existing | Appliances | Clothes Washer | 6.1243 | 6.1273 | 6.1303 | 6.1333 | 6.1363 | 6.1393 | 6.1423 | 6.1453 | 6.1483 | 6.1513 | 6.1543 | 6.1573 | 6.1603 | 6.1633 | 6.1663 | 6.1693 | 6.1723 | 6.1754 | 6.1784 | 6.1814 | 6.1844 | 6.1874
UT | Residential | Multi-Family - Mod. Income | Existing | Appliances | Clothes Dryer | 39.3439 | 39.3831 | 39.4258 | 39.4705 | 39.516 | 39.5612 | 39.6054 | 39.6476 | 39.6873 | 39.7238 | 39.7567 | 39.7865 | 39.8137 | 39.8385 | 39.8614 | 39.8826 | 39.9024 | 39.921 | 39.9385 | 39.9551 | 39.9709 | 39.986
UT | Residential | Multi-Family - Mod. Income | Existing | Appliances | Dishwasher | 3.3662 | 3.3575 | 3.3489 | 3.3402 | 3.3316 | 3.323 | 3.3144 | 3.3058 | 3.2973 | 3.2888 | 3.2803 | 3.2718 | 3.2633 | 3.2549 | 3.2465 | 3.2381 | 3.2297 | 3.2214 | 3.2131 | 3.2048 | 3.1965 | 3.1882
UT | Residential | Multi-Family - Mod. Income | Existing | Appliances | Refrigerator | 43.4063 | 43.0114 | 42.6061 | 42.1954 | 41.7836 | 41.375 | 40.9727 | 40.5801 | 40.2 | 39.835 | 39.4873 | 39.1589 | 38.8479 | 38.5529 | 38.2723 | 38.0048 | 37.7492 | 37.5045 | 37.2697 | 37.0439 | 36.8263 | 36.6163
UT | Residential | Multi-Family - Mod. Income | Existing | Appliances | Freezer | 14.9988 | 14.8662 | 14.7347 | 14.6045 | 14.4754 | 14.3474 | 14.2206 | 14.0949 | 13.9703 | 13.8468 | 13.7244 | 13.6031 | 13.4829 | 13.3637 | 13.2456 | 13.1285 | 13.0124 | 12.8974 | 12.7834 | 12.6704 | 12.5584 | 12.4474
UT | Residential | Multi-Family - Mod. Income | Existing | Appliances | Second Refrigerator | 13.7468 | 13.3684 | 12.9781 | 12.5822 | 12.1866 | 11.7962 | 11.4154 | 11.0483 | 10.6983 | 10.3684 | 10.0612 | 9.7791 | 9.5195 | 9.2804 | 9.0598 | 8.8558 | 8.6671 | 8.492 | 8.3293 | 8.1778 | 8.0365 | 7.9044
UT | Residential | Multi-Family - Mod. Income | Existing | Appliances | Stove/Oven | 9.713 | 9.6683 | 9.6224 | 9.5757 | 9.5287 | 9.4817 | 9.4349 | 9.3885 | 9.3427 | 9.2976 | 9.2532 | 9.2097 | 9.1672 | 9.1255 | 9.0849 | 9.0453 | 9.0065 | 8.9684 | 8.9308 | 8.8938 | 8.8571 | 8.8209
UT | Residential | Multi-Family - Mod. Income | Existing | Appliances | Microwave | 10.4917 | 10.4497 | 10.4079 | 10.3663 | 10.3248 | 10.2835 | 10.2424 | 10.2014 | 10.1606 | 10.12 | 10.0795 | 10.0392 | 9.999 | 9.959 | 9.9192 | 9.8795 | 9.84 | 9.8006 | 9.7614 | 9.7224 | 9.6835 | 9.6448
UT | Residential | Multi-Family - Mod. Income | Existing | Appliances | Dehumidifier | 1.4625 | 1.4417 | 1.4187 | 1.3945 | 1.37 | 1.3457 | 1.3224 | 1.3004 | 1.2802 | 1.262 | 1.2461 | 1.2321 | 1.2197 | 1.2086 | 1.1986 | 1.1896 | 1.1813 | 1.1736 | 1.1665 | 1.1598 | 1.1534 | 1.1474
UT | Residential | Multi-Family - Mod. Income | Existing | Appliances | Air Purifier | 2.1467 | 2.1381 | 2.1296 | 2.1211 | 2.1126 | 2.1041 | 2.0957 | 2.0873 | 2.079 | 2.0707 | 2.0624 | 2.0541 | 2.0459 | 2.0377 | 2.0296 | 2.0215 | 2.0134 | 2.0053 | 1.9973 | 1.9893 | 1.9813 | 1.9734
UT | Residential | Multi-Family - Mod. Income | Existing | Electronics | Personal Computers | 4.9214 | 4.721 | 4.4926 | 4.2588 | 4.0374 | 3.8422 | 3.6841 | 3.5557 | 3.4509 | 3.3649 | 3.2939 | 3.2349 | 3.1855 | 3.1436 | 3.1079 | 3.077 | 3.05 | 3.026 | 3.0046 | 2.9851 | 2.9672 | 2.9507
UT | Residential | Multi-Family - Mod. Income | Existing | Electronics | Monitor | 5.8878 | 5.6342 | 5.3372 | 5.0295 | 4.7376 | 4.4825 | 4.281 | 4.1224 | 3.9982 | 3.9015 | 3.8268 | 3.7697 | 3.7268 | 3.6951 | 3.6724 | 3.657 | 3.6474 | 3.6424 | 3.6412 | 3.643 | 3.6472 | 3.6533
UT | Residential | Multi-Family - Mod. Income | Existing | Electronics | Laptops | 4.7924 | 4.6714 | 4.5505 | 4.4569 | 4.385 | 4.3307 | 4.2903 | 4.2611 | 4.2409 | 4.2279 | 4.2207 | 4.218 | 4.2191 | 4.2232 | 4.2297 | 4.2381 | 4.248 | 4.2592 | 4.2715 | 4.2845 | 4.2982 | 4.3125
UT | Residential | Multi-Family - Mod. Income | Existing | Electronics | TVs | 11.4981 | 15.4341 | 19.2457 | 22.6449 | 25.4011 | 27.6432 | 29.4742 | 30.9765 | 32.216 | 33.2455 | 34.1071 | 34.8347 | 35.4552 | 35.9903 | 36.4571 | 36.8697 | 37.239 | 37.5738 | 37.8814 | 38.1672 | 38.436 | 38.6912
UT | Residential | Multi-Family - Mod. Income | Existing | Electronics | Printer/Fax/Copier | 1.5475 | 1.518 | 1.484 | 1.4502 | 1.4204 | 1.3975 | 1.3801 | 1.3672 | 1.3579 | 1.3515 | 1.3473 | 1.345 | 1.3442 | 1.3445 | 1.3458 | 1.3479 | 1.3506 | 1.3537 | 1.3573 | 1.3612 | 1.3654 | 1.3697
UT | Residential | Multi-Family - Mod. Income | Existing | Electronics | Set-top Boxes/DVRs | 1.7339 | 1.7258 | 1.7151 | 1.7037 | 1.6934 | 1.6854 | 1.6806 | 1.6785 | 1.6785 | 1.6802 | 1.6833 | 1.6875 | 1.6926 | 1.6985 | 1.7049 | 1.7118 | 1.719 | 1.7267 | 1.7345 | 1.7426 | 1.7509 | 1.7594
UT | Residential | Multi-Family - Mod. Income | Existing | Electronics | Devices and Gadgets | 38.0213 | 38.1652 | 38.3098 | 38.4548 | 38.6005 | 38.7466 | 38.8934 | 39.0407 | 39.1885 | 39.3369 | 39.4859 | 39.6354 | 39.7855 | 39.9362 | 40.0874 | 40.2392 | 40.3916 | 40.5445 | 40.6981 | 40.8522 | 41.0069 | 41.1622
UT | Residential | Multi-Family - Mod. Income | Existing | Miscellaneous | Electric Vehicle Chargers | 0 | 0 | 0 | 0 | 0 | 0 | 0 | 0 | 0 | 0 | 0 | 0 | 0 | 0 | 0 | 0 | 0 | 0 | 0 | 0 | 0 | 0
UT | Residential | Multi-Family - Mod. Income | Existing | Miscellaneous | Pool Pump | 0.10058 | 0.083286 | 0.06963 | 0.05887 | 0.050453 | 0.043966 | 0.039094 | 0.03543 | 0.032668 | 0.03058 | 0.028996 | 0.027787 | 0.02686 | 0.026144 | 0.025584 | 0.025141 | 0.024787 | 0.024498 | 0.024258 | 0.024055 | 0.02388 | 0.023725
UT | Residential | Multi-Family - Mod. Income | Existing | Miscellaneous | Pool Heater | 0.2694 | 0.26832 | 0.26725 | 0.26618 | 0.26512 | 0.26406 | 0.263 | 0.26195 | 0.2609 | 0.25986 | 0.25882 | 0.25778 | 0.25675 | 0.25572 | 0.2547 | 0.25368 | 0.25267 | 0.25166 | 0.25065 | 0.24965 | 0.24865 | 0.24765
UT | Residential | Multi-Family - Mod. Income | Existing | Miscellaneous | Hot Tub/Spa | 2.02 | 2.0919 | 2.1801 | 2.2116 | 2.2371 | 2.2533 | 2.2573 | 2.2472 | 2.2214 | 2.1785 | 2.1346 | 2.0874 | 2.0483 | 2.0156 | 1.9879 | 1.9539 | 1.9222 | 1.909 | 1.897 | 1.8859 | 1.8755 | 1.8658
UT | Residential | Multi-Family - Mod. Income | Existing | Miscellaneous | Furnace Fan | 5.3635 | 5.3974 | 5.4302 | 5.4628 | 5.496 | 5.5304 | 5.5665 | 5.605 | 5.5945 | 5.5396 | 5.4865 | 5.4354 | 5.3865 | 5.34 | 5.2962 | 5.2551 | 5.2164 | 5.1799 | 5.1454 | 5.1126 | 5.0813 | 5.0514
UT | Residential | Multi-Family - Mod. Income | Existing | Miscellaneous | Well Pump | 0.61633 | 0.61387 | 0.61141 | 0.60897 | 0.60653 | 0.60411 | 0.60169 | 0.59928 | 0.59689 | 0.5945 | 0.59212 | 0.58975 | 0.58739 | 0.58504 | 0.5827 | 0.58037 | 0.57805 | 0.57574 | 0.57344 | 0.57114 | 0.56886 | 0.56658
UT | Residential | Multi-Family - Mod. Income | Existing | Miscellaneous | Bathroom Exhaust Fan | 0.5377 | 0.53555 | 0.53341 | 0.53128 | 0.52915 | 0.52704 | 0.52493 | 0.52283 | 0.52074 | 0.51865 | 0.51658 | 0.51451 | 0.51245 | 0.5104 | 0.50836 | 0.50633 | 0.5043 | 0.50229 | 0.50028 | 0.49828 | 0.49628 | 0.4943
UT | Residential | Multi-Family - Mod. Income | Existing | Miscellaneous | Miscellaneous | 62.1796 | 62.1141 | 62.0487 | 61.9833 | 61.9181 | 61.8529 | 61.7877 | 61.7226 | 61.6576 | 61.5927 | 61.5278 | 61.463 | 61.3983 | 61.3336 | 61.2691 | 61.2045 | 61.1401 | 61.0757 | 61.0114 | 60.9471 | 60.8829 | 60.8188
UT | Residential | Multi-Family - Mod. Income | Existing | Generation | Solar PV | -4.5963 | -5.4129 | -5.6874 | -5.9554 | -6.2429 | -6.5569 | -6.9064 | -7.3129 | -7.7595 | -8.3033 | -8.8593 | -9.4793 | -10.0716 | -10.6423 | -11.1866 | -11.7065 | -12.2029 | -12.6778 | -13.133 | -13.5708 | -13.9937 | -14.4038
UT | Residential | Multi-Family - Mod. Income | New | Cooling | Central AC | 0 | 1.5948 | 3.1636 | 4.5094 | 6.0804 | 7.6905 | 9.3468 | 11.0471 | 12.791 | 14.5837 | 16.4332 | 18.3403 | 20.2982 | 22.3052 | 24.3673 | 26.4643 | 28.6097 | 30.8079 | 33.0618 | 35.377 | 37.7542 | 40.1626
UT | Residential | Multi-Family - Mod. Income | New | Cooling | Room AC | 0 | 0.085116 | 0.16861 | 0.25277 | 0.33809 | 0.42734 | 0.51915 | 0.61341 | 0.71007 | 0.80945 | 0.91196 | 1.0177 | 1.1262 | 1.2375 | 1.3518 | 1.4683 | 1.5879 | 1.7105 | 1.8364 | 1.9656 | 2.0981 | 2.2341
UT | Residential | Multi-Family - Mod. Income | New | Cooling | Air-Source Heat Pump | 0 | 0.02452 | 0.047812 | 0.071289 | 0.095089 | 0.11999 | 0.14561 | 0.17191 | 0.19888 | 0.22661 | 0.25522 | 0.28471 | 0.315 | 0.34604 | 0.37793 | 0.41038 | 0.44367 | 0.47783 | 0.51289 | 0.54888 | 0.58582 | 0.62372
UT | Residential | Multi-Family - Mod. Income | New | Cooling | Geothermal Heat Pump | 0 | 0 | 0 | 0 | 0 | 0 | 0 | 0 | 0 | 0 | 0 | 0 | 0 | 0 | 0 | 0 | 0 | 0 | 0 | 0 | 0 | 0
UT | Residential | Multi-Family - Mod. Income | New | Cooling | Evaporative Cooler | 0 | 0.060035 | 0.11776 | 0.17479 | 0.23149 | 0.28972 | 0.34851 | 0.40773 | 0.46734 | 0.5275 | 0.58845 | 0.65021 | 0.71246 | 0.77514 | 0.83841 | 0.90174 | 0.96556 | 1.0299 | 1.0948 | 1.1603 | 1.2264 | 1.293
UT | Residential | Multi-Family - Mod. Income | New | Cooling | Ductless Mini Split Heat Pump | 0 | 0.0077014 | 0.015778 | 0.024463 | 0.033839 | 0.044236 | 0.055578 | 0.067915 | 0.081308 | 0.095858 | 0.11169 | 0.12891 | 0.14753 | 0.16765 | 0.1894 | 0.21277 | 0.23797 | 0.26513 | 0.29437 | 0.32586 | 0.35974 | 0.39616
UT | Residential | Multi-Family - Mod. Income | New | Space Heating | Electric Room Heat | 0 | 0.17389 | 0.35626 | 0.55485 | 0.76405 | 0.98832 | 1.2287 | 1.4925 | 1.7601 | 2.0534 | 2.3676 | 2.7164 | 3.0624 | 3.4438 | 3.8501 | 4.3014 | 4.7404 | 5.2281 | 5.7464 | 6.3255 | 6.8815 | 7.5018
UT | Residential | Multi-Family - Mod. Income | New | Space Heating | Electric Furnace | 0 | 1.2393 | 2.539 | 3.9543 | 5.4453 | 7.0436 | 8.7568 | 10.6369 | 12.544 | 14.6341 | 16.8735 | 19.3594 | 21.8252 | 24.5432 | 27.4388 | 30.6553 | 33.784 | 37.2599 | 40.9534 | 45.0809 | 49.0431 | 53.4642
UT | Residential | Multi-Family - Mod. Income | New | Space Heating | Air-Source Heat Pump | 0 | 0.049838 | 0.10043 | 0.15552 | 0.21355 | 0.27575 | 0.34243 | 0.41561 | 0.48983 | 0.57118 | 0.65834 | 0.7551 | 0.85106 | 0.95685 | 1.0696 | 1.1946 | 1.3163 | 1.4514 | 1.5951 | 1.7557 | 1.9098 | 2.0818
UT | Residential | Multi-Family - Mod. Income | New | Space Heating | Geothermal Heat Pump | 0 | 0 | 0 | 0 | 0 | 0 | 0 | 0 | 0 | 0 | 0 | 0 | 0 | 0 | 0 | 0 | 0 | 0 | 0 | 0 | 0 | 0
UT | Residential | Multi-Family - Mod. Income | New | Space Heating | Ductless Mini Split Heat Pump | 0 | 0.014413 | 0.029528 | 0.045987 | 0.063327 | 0.081915 | 0.10184 | 0.1237 | 0.14588 | 0.17019 | 0.19623 | 0.22514 | 0.25382 | 0.28543 | 0.3191 | 0.35651 | 0.3929 | 0.43332 | 0.47627 | 0.52428 | 0.57035 | 0.62177
UT | Residential | Multi-Family - Mod. Income | New | Water Heating | Water Heater (<= 55 Gal) | 0 | 1.5496 | 3.1992 | 4.9983 | 6.9674 | 9.1248 | 11.4859 | 14.0622 | 16.8678 | 19.9255 | 23.2636 | 26.9032 | 30.8544 | 35.1358 | 39.7789 | 44.8076 | 50.25 | 56.1376 | 62.5028 | 69.3818 | 76.8102 | 84.8278
UT | Residential | Multi-Family - Mod. Income | New | Water Heating | Water Heater (> 55 Gal) | 0 | 0 | 0 | 0 | 0 | 0 | 0 | 0 | 0 | 0 | 0 | 0 | 0 | 0 | 0 | 0 | 0 | 0 | 0 | 0 | 0 | 0
UT | Residential | Multi-Family - Mod. Income | New | Interior Lighting | General Service Lighting | 0 | 0.59199 | 1.0404 | 1.4731 | 1.7976 | 2.1324 | 2.4652 | 2.7732 | 3.1163 | 3.4198 | 3.7143 | 4.0049 | 4.2892 | 4.5738 | 4.8275 | 5.0784 | 5.3269 | 5.573 | 5.8213 | 6.037 | 6.257 | 6.4818
UT | Residential | Multi-Family - Mod. Income | New | Interior Lighting | Linear Lighting | 0 | 0.12592 | 0.24698 | 0.36661 | 0.48506 | 0.60319 | 0.72108 | 0.83851 | 0.95539 | 1.0718 | 1.1884 | 1.3054 | 1.422 | 1.5381 | 1.654 | 1.7696 | 1.885 | 2.0003 | 2.1156 | 2.2308 | 2.3458 | 2.4606
UT | Residential | Multi-Family - Mod. Income | New | Interior Lighting | Exempted Lighting | 0 | 0.0083692 | 0.016416 | 0.023336 | 0.029449 | 0.034925 | 0.039332 | 0.043538 | 0.04726 | 0.050629 | 0.054261 | 0.058007 | 0.061901 | 0.065851 | 0.069771 | 0.074445 | 0.078943 | 0.083317 | 0.087607 | 0.0918 | 0.095941 | 0.10001
UT | Residential | Multi-Family - Mod. Income | New | Exterior Lighting | General Service Lighting | 0 | 0.076748 | 0.12568 | 0.16129 | 0.18983 | 0.22056 | 0.24682 | 0.28163 | 0.31731 | 0.349 | 0.37962 | 0.4092 | 0.43762 | 0.4658 | 0.48913 | 0.51209 | 0.53476 | 0.55718 | 0.57989 | 0.59861 | 0.61755 | 0.6369
UT | Residential | Multi-Family - Mod. Income | New | Appliances | Clothes Washer | 0 | 0.17331 | 0.34148 | 0.50917 | 0.67736 | 0.84662 | 1.017 | 1.1883 | 1.3604 | 1.5336 | 1.7088 | 1.886 | 2.0642 | 2.2434 | 2.4239 | 2.6057 | 2.7888 | 2.9734 | 3.1594 | 3.3471 | 3.5363 | 3.7272
UT | Residential | Multi-Family - Mod. Income | New | Appliances | Clothes Dryer | 0 | 1.1254 | 2.2169 | 3.3049 | 4.3957 | 5.4928 | 6.5972 | 7.7067 | 8.8206 | 9.9418 | 11.0753 | 12.2208 | 13.3732 | 14.5307 | 15.6968 | 16.8706 | 18.0524 | 19.243 | 20.4427 | 21.6524 | 22.8717 | 24.1012
UT | Residential | Multi-Family - Mod. Income | New | Appliances | Dishwasher | 0 | 0.09497 | 0.18654 | 0.2773 | 0.36776 | 0.45824 | 0.5488 | 0.63926 | 0.72956 | 0.81994 | 0.91081 | 1.0021 | 1.0935 | 1.1847 | 1.2762 | 1.3677 | 1.4593 | 1.5511 | 1.6431 | 1.7353 | 1.8278 | 1.9205
UT | Residential | Multi-Family - Mod. Income | New | Appliances | Refrigerator | 0 | 1.1025 | 2.1626 | 3.2102 | 4.2516 | 5.2903 | 6.3269 | 7.3594 | 8.3871 | 9.4128 | 10.4412 | 11.4719 | 12.5 | 13.524 | 14.5469 | 15.5679 | 16.5874 | 17.6059 | 18.6237 | 19.6415 | 20.6591 | 21.6767
UT | Residential | Multi-Family - Mod. Income | New | Appliances | Freezer | 0 | 0.4205 | 0.82079 | 1.2124 | 1.5979 | 1.9786 | 2.3547 | 2.7256 | 3.0911 | 3.4523 | 3.8108 | 4.1667 | 4.518 | 4.8643 | 5.2067 | 5.545 | 5.8794 | 6.21 | 6.537 | 6.8607 | 7.181 | 7.498
UT | Residential | Multi-Family - Mod. Income | New | Appliances | Second Refrigerator | 0 | 0.23217 | 0.45408 | 0.67205 | 0.88743 | 1.101 | 1.3128 | 1.5225 | 1.7299 | 1.9358 | 2.1409 | 2.3452 | 2.5478 | 2.7484 | 2.9475 | 3.145 | 3.3411 | 3.5357 | 3.729 | 3.9212 | 4.1121 | 4.3018
UT | Residential | Multi-Family - Mod. Income | New | Appliances | Stove/Oven | 0 | 0.27022 | 0.53003 | 0.78677 | 1.042 | 1.2965 | 1.5505 | 1.8035 | 2.0553 | 2.3067 | 2.5587 | 2.8112 | 3.0631 | 3.314 | 3.5647 | 3.8149 | 4.0646 | 4.3142 | 4.5635 | 4.8129 | 5.0622 | 5.3115
UT | Residential | Multi-Family - Mod. Income | New | Appliances | Microwave | 0 | 0.29558 | 0.57976 | 0.86058 | 1.1397 | 1.4181 | 1.6959 | 1.9727 | 2.2481 | 2.5231 | 2.7987 | 3.075 | 3.3505 | 3.625 | 3.8991 | 4.1728 | 4.446 | 4.7189 | 4.9917 | 5.2644 | 5.5371 | 5.8098
UT | Residential | Multi-Family - Mod. Income | New | Appliances | Dehumidifier | 0 | 0.034951 | 0.068554 | 0.10176 | 0.13477 | 0.16769 | 0.20054 | 0.23326 | 0.26583 | 0.29834 | 0.33094 | 0.3636 | 0.39619 | 0.42864 | 0.46106 | 0.49341 | 0.52572 | 0.55799 | 0.59025 | 0.6225 | 0.65474 | 0.68699
UT | Residential | Multi-Family - Mod. Income | New | Appliances | Air Purifier | 0 | 0.060478 | 0.11863 | 0.17608 | 0.2332 | 0.29016 | 0.34701 | 0.40363 | 0.45999 | 0.51625 | 0.57265 | 0.62918 | 0.68556 | 0.74171 | 0.7978 | 0.85379 | 0.90969 | 0.96554 | 1.0214 | 1.0772 | 1.133 | 1.1887
UT | Residential | Multi-Family - Mod. Income | New | Electronics | Personal Computers | 0 | 0.089847 | 0.17623 | 0.26159 | 0.34644 | 0.43107 | 0.51552 | 0.59964 | 0.68337 | 0.76695 | 0.85073 | 0.93471 | 1.0185 | 1.1019 | 1.1852 | 1.2684 | 1.3515 | 1.4344 | 1.5173 | 1.6002 | 1.6831 | 1.766
UT | Residential | Multi-Family - Mod. Income | New | Electronics | Monitor | 0 | 0.09502 | 0.18784 | 0.281 | 0.37505 | 0.47031 | 0.56685 | 0.66451 | 0.76322 | 0.86325 | 0.96504 | 1.0686 | 1.1735 | 1.2795 | 1.387 | 1.496 | 1.6064 | 1.7183 | 1.8319 | 1.9471 | 2.0639 | 2.1825
UT | Residential | Multi-Family - Mod. Income | New | Electronics | Laptops | 0 | 0.11289 | 0.22317 | 0.33386 | 0.44561 | 0.55878 | 0.67348 | 0.78951 | 0.90678 | 1.0256 | 1.1466 | 1.2696 | 1.3942 | 1.5202 | 1.6479 | 1.7774 | 1.9086 | 2.0416 | 2.1765 | 2.3133 | 2.4522 | 2.593
UT | Residential | Multi-Family - Mod. Income | New | Electronics | TVs | 0 | 0.99459 | 1.9687 | 2.9489 | 3.9411 | 4.9485 | 5.972 | 7.01 | 8.0617 | 9.1303 | 10.2201 | 11.3315 | 12.4597 | 13.6033 | 14.7657 | 15.9462 | 17.1454 | 18.3642 | 19.603 | 20.8629 | 22.1439 | 23.4465
UT | Residential | Multi-Family - Mod. Income | New | Electronics | Printer/Fax/Copier | 0 | 0.035841 | 0.07085 | 0.10599 | 0.14147 | 0.1774 | 0.21381 | 0.25065 | 0.28788 | 0.32561 | 0.36401 | 0.40307 | 0.44262 | 0.48262 | 0.52317 | 0.56427 | 0.60591 | 0.64814 | 0.69096 | 0.73441 | 0.77849 | 0.82322
UT | Residential | Multi-Family - Mod. Income | New | Electronics | Set-top Boxes/DVRs | 0 | 0.04491 | 0.088893 | 0.13315 | 0.17796 | 0.22344 | 0.26966 | 0.31653 | 0.36402 | 0.41227 | 0.46148 | 0.51166 | 0.56261 | 0.61425 | 0.66673 | 0.72004 | 0.77419 | 0.82922 | 0.88516 | 0.94204 | 0.99989 | 1.0587
UT | Residential | Multi-Family - Mod. Income | New | Electronics | Devices and Gadgets | 0 | 1.0795 | 2.134 | 3.1924 | 4.261 | 5.3432 | 6.44 | 7.5495 | 8.6709 | 9.8074 | 10.9638 | 12.1403 | 13.3316 | 14.5363 | 15.7579 | 16.9957 | 18.25 | 19.5219 | 20.8117 | 22.1205 | 23.4481 | 24.7952
UT | Residential | Multi-Family - Mod. Income | New | Miscellaneous | Electric Vehicle Chargers | 0 | 0 | 0 | 0 | 0 | 0 | 0 | 0 | 0 | 0 | 0 | 0 | 0 | 0 | 0 | 0 | 0 | 0 | 0 | 0 | 0 | 0
UT | Residential | Multi-Family - Mod. Income | New | Miscellaneous | Pool Pump | 0 | 0.00072165 | 0.0014155 | 0.0021011 | 0.0027827 | 0.0034623 | 0.0041407 | 0.0048164 | 0.0054889 | 0.0061602 | 0.0068331 | 0.0075076 | 0.0081804 | 0.0088505 | 0.0095198 | 0.010188 | 0.010855 | 0.011521 | 0.012187 | 0.012853 | 0.013519 | 0.014185
UT | Residential | Multi-Family - Mod. Income | New | Miscellaneous | Pool Heater | 0 | 0.0075897 | 0.014887 | 0.022098 | 0.029265 | 0.036414 | 0.043548 | 0.050654 | 0.057727 | 0.064787 | 0.071864 | 0.078958 | 0.086034 | 0.093081 | 0.10012 | 0.10715 | 0.11416 | 0.12117 | 0.12817 | 0.13518 | 0.14218 | 0.14918
UT | Residential | Multi-Family - Mod. Income | New | Miscellaneous | Hot Tub/Spa | 0 | 0.086857 | 0.17037 | 0.22443 | 0.27818 | 0.33178 | 0.38527 | 0.43855 | 0.49158 | 0.54452 | 0.59159 | 0.63423 | 0.67885 | 0.72493 | 0.77231 | 0.81282 | 0.85599 | 0.90854 | 0.96105 | 1.0136 | 1.0661 | 1.1186
UT | Residential | Multi-Family - Mod. Income | New | Miscellaneous | Furnace Fan | 0 | 0.13605 | 0.27146 | 0.40996 | 0.5525 | 0.69971 | 0.85187 | 1.009 | 1.1596 | 1.3014 | 1.4435 | 1.586 | 1.7282 | 1.8697 | 2.0111 | 2.1523 | 2.2932 | 2.434 | 2.5746 | 2.7153 | 2.856 | 2.9966
UT | Residential | Multi-Family - Mod. Income | New | Miscellaneous | Well Pump | 0 | 0.017364 | 0.034058 | 0.050555 | 0.066953 | 0.083307 | 0.099628 | 0.11589 | 0.13207 | 0.14822 | 0.16441 | 0.18064 | 0.19683 | 0.21295 | 0.22905 | 0.24513 | 0.26118 | 0.27721 | 0.29324 | 0.30926 | 0.32528 | 0.3413
UT | Residential | Multi-Family - Mod. Income | New | Miscellaneous | Bathroom Exhaust Fan | 0 | 0.015148 | 0.029713 | 0.044105 | 0.058411 | 0.072679 | 0.086918 | 0.1011 | 0.11522 | 0.12931 | 0.14344 | 0.15759 | 0.17172 | 0.18578 | 0.19983 | 0.21386 | 0.22786 | 0.24185 | 0.25583 | 0.2698 | 0.28378 | 0.29775
UT | Residential | Multi-Family - Mod. Income | New | Miscellaneous | Miscellaneous | 0 | 1.7569 | 3.4563 | 5.1457 | 6.8349 | 8.5296 | 10.2309 | 11.9356 | 13.6424 | 15.3561 | 17.0841 | 18.826 | 20.5738 | 22.3248 | 24.0842 | 25.8507 | 27.6248 | 29.4074 | 31.1993 | 33.0014 | 34.8134 | 36.636
UT | Residential | Multi-Family - Mod. Income | New | Generation | Solar PV | 0 | -0.15311 | -0.31681 | -0.49441 | -0.68913 | -0.9042 | -1.1436 | -1.4141 | -1.7169 | -2.0701 | -2.4599 | -2.9035 | -3.3748 | -3.8737 | -4.3974 | -4.9444 | -5.5136 | -6.1042 | -6.7158 | -7.3483 | -8.0017 | -8.6765
UT | Residential | Manufactured Home - Mod. Income | Existing | Cooling | Central AC | 13.3022 | 13.2647 | 13.2172 | 13.1099 | 13.0466 | 13.0493 | 13.0505 | 13.0517 | 13.0542 | 13.0593 | 13.0682 | 13.082 | 13.1018 | 13.1286 | 13.1632 | 13.1992 | 13.2434 | 13.2953 | 13.3546 | 13.4217 | 13.4959 | 13.5768
UT | Residential | Manufactured Home - Mod. Income | Existing | Cooling | Room AC | 0.26193 | 0.25962 | 0.25707 | 0.25444 | 0.25188 | 0.251 | 0.25042 | 0.25025 | 0.25044 | 0.25095 | 0.25175 | 0.2528 | 0.25408 | 0.25557 | 0.25724 | 0.25893 | 0.26078 | 0.26275 | 0.26484 | 0.26705 | 0.26934 | 0.27173
UT | Residential | Manufactured Home - Mod. Income | Existing | Cooling | Air-Source Heat Pump | 0.68753 | 0.69009 | 0.69214 | 0.69411 | 0.69604 | 0.70204 | 0.70806 | 0.71412 | 0.72024 | 0.72643 | 0.73273 | 0.73913 | 0.74565 | 0.75232 | 0.75913 | 0.76571 | 0.77249 | 0.77946 | 0.78662 | 0.79394 | 0.80143 | 0.80907
UT | Residential | Manufactured Home - Mod. Income | Existing | Cooling | Geothermal Heat Pump | 0 | 0 | 0 | 0 | 0 | 0 | 0 | 0 | 0 | 0 | 0 | 0 | 0 | 0 | 0 | 0 | 0 | 0 | 0 | 0 | 0 | 0
UT | Residential | Manufactured Home - Mod. Income | Existing | Cooling | Evaporative Cooler | 4.0396 | 4.0074 | 3.9747 | 3.9416 | 3.9084 | 3.898 | 3.8875 | 3.877 | 3.8669 | 3.8571 | 3.8478 | 3.8393 | 3.8315 | 3.8247 | 3.8187 | 3.8114 | 3.8049 | 3.799 | 3.7938 | 3.7891 | 3.785 | 3.7813
UT | Residential | Manufactured Home - Mod. Income | Existing | Cooling | Ductless Mini Split Heat Pump | 0 | 0 | 0 | 0 | 0 | 0 | 0 | 0 | 0 | 0 | 0 | 0 | 0 | 0 | 0 | 0 | 0 | 0 | 0 | 0 | 0 | 0
UT | Residential | Manufactured Home - Mod. Income | Existing | Space Heating | Electric Room Heat | 3.8705 | 3.9969 | 4.1284 | 4.2845 | 4.4079 | 4.5356 | 4.6686 | 4.8291 | 4.9518 | 5.1027 | 5.2602 | 5.4497 | 5.5963 | 5.7755 | 5.9623 | 6.1842 | 6.357 | 6.5663 | 6.7837 | 7.0413 | 7.2439 | 7.487
UT | Residential | Manufactured Home - Mod. Income | Existing | Space Heating | Electric Furnace | 14.4317 | 14.9032 | 15.3932 | 15.9754 | 16.4356 | 16.9116 | 17.4074 | 18.006 | 18.4635 | 19.0262 | 19.6135 | 20.3199 | 20.8667 | 21.5348 | 22.2314 | 23.0588 | 23.703 | 24.4833 | 25.2941 | 26.2547 | 27.0099 | 27.9165
UT | Residential | Manufactured Home - Mod. Income | Existing | Space Heating | Air-Source Heat Pump | 2.2551 | 2.3485 | 2.4427 | 2.5521 | 2.6424 | 2.7353 | 2.8314 | 2.9441 | 3.0334 | 3.1396 | 3.2493 | 3.3783 | 3.4801 | 3.6013 | 3.7266 | 3.8732 | 3.9887 | 4.1268 | 4.2697 | 4.4376 | 4.5705 | 4.7288
UT | Residential | Manufactured Home - Mod. Income | Existing | Space Heating | Geothermal Heat Pump | 0 | 0 | 0 | 0 | 0 | 0 | 0 | 0 | 0 | 0 | 0 | 0 | 0 | 0 | 0 | 0 | 0 | 0 | 0 | 0 | 0 | 0
UT | Residential | Manufactured Home - Mod. Income | Existing | Space Heating | Ductless Mini Split Heat Pump | 0 | 0 | 0 | 0 | 0 | 0 | 0 | 0 | 0 | 0 | 0 | 0 | 0 | 0 | 0 | 0 | 0 | 0 | 0 | 0 | 0 | 0
UT | Residential | Manufactured Home - Mod. Income | Existing | Water Heating | Water Heater (<= 55 Gal) | 8.1927 | 8.5888 | 9.0039 | 9.4391 | 9.8954 | 10.3737 | 10.8751 | 11.4008 | 11.9519 | 12.5296 | 13.1353 | 13.7702 | 14.4358 | 15.1336 | 15.8651 | 16.632 | 17.4359 | 18.2787 | 19.1623 | 20.0885 | 21.0595 | 22.0775
UT | Residential | Manufactured Home - Mod. Income | Existing | Water Heating | Water Heater (> 55 Gal) | 0 | 0 | 0 | 0 | 0 | 0 | 0 | 0 | 0 | 0 | 0 | 0 | 0 | 0 | 0 | 0 | 0 | 0 | 0 | 0 | 0 | 0
UT | Residential | Manufactured Home - Mod. Income | Existing | Interior Lighting | General Service Lighting | 7.5259 | 7.2831 | 6.9396 | 6.544 | 6.0605 | 5.5469 | 5.0031 | 4.5403 | 4.1629 | 3.8316 | 3.5499 | 3.3108 | 3.1057 | 2.932 | 2.7766 | 2.6412 | 2.5228 | 2.4189 | 2.3291 | 2.2402 | 2.1591 | 2.0856
UT | Residential | Manufactured Home - Mod. Income | Existing | Interior Lighting | Linear Lighting | 1.1019 | 1.0975 | 1.0931 | 1.0887 | 1.0841 | 1.0796 | 1.075 | 1.0705 | 1.0659 | 1.0613 | 1.0566 | 1.0519 | 1.0473 | 1.0426 | 1.0379 | 1.0331 | 1.0284 | 1.0237 | 1.0191 | 1.0144 | 1.0099 | 1.0054
UT | Residential | Manufactured Home - Mod. Income | Existing | Interior Lighting | Exempted Lighting | 0.038277 | 0.038123 | 0.037971 | 0.037537 | 0.036743 | 0.035607 | 0.033984 | 0.032059 | 0.029813 | 0.027451 | 0.02525 | 0.023296 | 0.02176 | 0.020591 | 0.019763 | 0.019449 | 0.019367 | 0.019413 | 0.019516 | 0.019615 | 0.019687 | 0.019591
UT | Residential | Manufactured Home - Mod. Income | Existing | Exterior Lighting | General Service Lighting | 1.6961 | 1.6379 | 1.5381 | 1.4105 | 1.2585 | 1.097 | 0.96359 | 0.86182 | 0.78108 | 0.71396 | 0.65921 | 0.61388 | 0.57557 | 0.5437 | 0.5144 | 0.48914 | 0.4673 | 0.44836 | 0.43218 | 0.41514 | 0.39882 | 0.38348
UT | Residential | Manufactured Home - Mod. Income | Existing | Appliances | Clothes Washer | 0.86021 | 0.86063 | 0.86105 | 0.86147 | 0.86189 | 0.86231 | 0.86273 | 0.86315 | 0.8599 | 0.85646 | 0.85303 | 0.84962 | 0.84622 | 0.84284 | 0.83947 | 0.83611 | 0.83276 | 0.82943 | 0.82612 | 0.82281 | 0.81952 | 0.81624
UT | Residential | Manufactured Home - Mod. Income | Existing | Appliances | Clothes Dryer | 4.6364 | 4.641 | 4.646 | 4.6513 | 4.6566 | 4.662 | 4.6672 | 4.6721 | 4.6768 | 4.6811 | 4.685 | 4.6885 | 4.6917 | 4.6946 | 4.6973 | 4.6998 | 4.7022 | 4.7044 | 4.7064 | 4.7084 | 4.7102 | 4.712
UT | Residential | Manufactured Home - Mod. Income | Existing | Appliances | Dishwasher | 0.33966 | 0.33878 | 0.33791 | 0.33704 | 0.33616 | 0.3353 | 0.33443 | 0.33357 | 0.3327 | 0.33184 | 0.33099 | 0.33013 | 0.32928 | 0.32843 | 0.32758 | 0.32673 | 0.32589 | 0.32505 | 0.32421 | 0.32337 | 0.32253 | 0.3217
UT | Residential | Manufactured Home - Mod. Income | Existing | Appliances | Refrigerator | 4.7388 | 4.6957 | 4.6515 | 4.6066 | 4.5617 | 4.5171 | 4.4732 | 4.4303 | 4.3888 | 4.349 | 4.311 | 4.2751 | 4.2412 | 4.209 | 4.1783 | 4.1491 | 4.1212 | 4.0945 | 4.0689 | 4.0442 | 4.0205 | 3.9975
UT | Residential | Manufactured Home - Mod. Income | Existing | Appliances | Freezer | 4.2171 | 4.1798 | 4.1428 | 4.1062 | 4.0699 | 4.0339 | 3.9983 | 3.9629 | 3.9279 | 3.8932 | 3.8588 | 3.8247 | 3.7908 | 3.7573 | 3.7241 | 3.6912 | 3.6586 | 3.6262 | 3.5942 | 3.5624 | 3.5309 | 3.4997
UT | Residential | Manufactured Home - Mod. Income | Existing | Appliances | Second Refrigerator | 2.3639 | 2.2989 | 2.2318 | 2.1637 | 2.0956 | 2.0285 | 1.963 | 1.8999 | 1.8397 | 1.783 | 1.7302 | 1.6816 | 1.637 | 1.5959 | 1.5579 | 1.5229 | 1.4904 | 1.4603 | 1.4323 | 1.4063 | 1.382 | 1.3593
UT | Residential | Manufactured Home - Mod. Income | Existing | Appliances | Stove/Oven | 0.61331 | 0.61049 | 0.60759 | 0.60464 | 0.60167 | 0.5987 | 0.59575 | 0.59282 | 0.58993 | 0.58708 | 0.58428 | 0.58153 | 0.57884 | 0.57622 | 0.57365 | 0.57115 | 0.5687 | 0.56629 | 0.56392 | 0.56158 | 0.55927 | 0.55698
UT | Residential | Manufactured Home - Mod. Income | Existing | Appliances | Microwave | 0.87404 | 0.87054 | 0.86706 | 0.86359 | 0.86014 | 0.8567 | 0.85327 | 0.84986 | 0.84646 | 0.84307 | 0.8397 | 0.83634 | 0.83299 | 0.82966 | 0.82634 | 0.82304 | 0.81975 | 0.81647 | 0.8132 | 0.80995 | 0.80671 | 0.80348
UT | Residential | Manufactured Home - Mod. Income | Existing | Appliances | Dehumidifier | 0.068243 | 0.067274 | 0.066201 | 0.065072 | 0.063925 | 0.062794 | 0.061705 | 0.06068 | 0.059736 | 0.058887 | 0.058145 | 0.057493 | 0.056914 | 0.056397 | 0.055931 | 0.055508 | 0.055121 | 0.054763 | 0.05443 | 0.054117 | 0.053822 | 0.053542
UT | Residential | Manufactured Home - Mod. Income | Existing | Appliances | Air Purifier | 0.1954 | 0.19461 | 0.19384 | 0.19306 | 0.19229 | 0.19152 | 0.19075 | 0.18999 | 0.18923 | 0.18847 | 0.18772 | 0.18697 | 0.18622 | 0.18548 | 0.18473 | 0.18399 | 0.18326 | 0.18253 | 0.1818 | 0.18107 | 0.18034 | 0.17962
UT | Residential | Manufactured Home - Mod. Income | Existing | Electronics | Personal Computers | 0.89078 | 0.8545 | 0.81317 | 0.77085 | 0.73077 | 0.69543 | 0.66683 | 0.64358 | 0.62461 | 0.60905 | 0.59621 | 0.58553 | 0.57658 | 0.569 | 0.56253 | 0.55694 | 0.55205 | 0.54772 | 0.54383 | 0.54031 | 0.53708 | 0.53407
UT | Residential | Manufactured Home - Mod. Income | Existing | Electronics | Monitor | 0.60664 | 0.57877 | 0.54646 | 0.5131 | 0.4814 | 0.45353 | 0.43119 | 0.41328 | 0.39892 | 0.38738 | 0.3781 | 0.37064 | 0.36461 | 0.35975 | 0.35581 | 0.3526 | 0.34999 | 0.34785 | 0.34608 | 0.34462 | 0.3434 | 0.34237
UT | Residential | Manufactured Home - Mod. Income | Existing | Electronics | Laptops | 0.66695 | 0.64752 | 0.62812 | 0.61253 | 0.59998 | 0.58987 | 0.5817 | 0.57508 | 0.56971 | 0.56533 | 0.56174 | 0.55879 | 0.55635 | 0.55431 | 0.5526 | 0.55115 | 0.54991 | 0.54883 | 0.54788 | 0.54704 | 0.54629 | 0.5456
UT | Residential | Manufactured Home - Mod. Income | Existing | Electronics | TVs | 2.1487 | 2.8842 | 3.5965 | 4.2317 | 4.7467 | 5.1657 | 5.5079 | 5.7886 | 6.0202 | 6.2126 | 6.3736 | 6.5096 | 6.6256 | 6.7255 | 6.8128 | 6.8899 | 6.9589 | 7.0215 | 7.0789 | 7.1324 | 7.1826 | 7.2303
UT | Residential | Manufactured Home - Mod. Income | Existing | Electronics | Printer/Fax/Copier | 0.24494 | 0.23934 | 0.23303 | 0.22675 | 0.2211 | 0.21656 | 0.21289 | 0.20993 | 0.20753 | 0.20559 | 0.204 | 0.2027 | 0.20163 | 0.20075 | 0.20001 | 0.19939 | 0.19887 | 0.19842 | 0.19803 | 0.19768 | 0.19738 | 0.19711
UT | Residential | Manufactured Home - Mod. Income | Existing | Electronics | Set-top Boxes/DVRs | 0.40231 | 0.40043 | 0.39794 | 0.39532 | 0.39292 | 0.39105 | 0.38995 | 0.38946 | 0.38946 | 0.38986 | 0.39058 | 0.39155 | 0.39274 | 0.39409 | 0.39558 | 0.39718 | 0.39887 | 0.40063 | 0.40246 | 0.40434 | 0.40626 | 0.40822
UT | Residential | Manufactured Home - Mod. Income | Existing | Electronics | Devices and Gadgets | 5.8552 | 5.8508 | 5.8463 | 5.8418 | 5.8373 | 5.8328 | 5.8284 | 5.8239 | 5.8194 | 5.815 | 5.8105 | 5.8061 | 5.8016 | 5.7972 | 5.7927 | 5.7883 | 5.7839 | 5.7794 | 5.775 | 5.7706 | 5.7662 | 5.7617
UT | Residential | Manufactured Home - Mod. Income | Existing | Miscellaneous | Electric Vehicle Chargers | 0 | 0 | 0 | 0 | 0 | 0 | 0 | 0 | 0 | 0 | 0 | 0 | 0 | 0 | 0 | 0 | 0 | 0 | 0 | 0 | 0 | 0
UT | Residential | Manufactured Home - Mod. Income | Existing | Miscellaneous | Pool Pump | 0.18563 | 0.15372 | 0.12852 | 0.10866 | 0.093123 | 0.081148 | 0.072157 | 0.065394 | 0.060296 | 0.056442 | 0.053518 | 0.051288 | 0.049577 | 0.048254 | 0.04722 | 0.046404 | 0.045749 | 0.045216 | 0.044773 | 0.044399 | 0.044075 | 0.04379
UT | Residential | Manufactured Home - Mod. Income | Existing | Miscellaneous | Pool Heater | 0 | 0 | 0 | 0 | 0 | 0 | 0 | 0 | 0 | 0 | 0 | 0 | 0 | 0 | 0 | 0 | 0 | 0 | 0 | 0 | 0 | 0
UT | Residential | Manufactured Home - Mod. Income | Existing | Miscellaneous | Hot Tub/Spa | 1.9214 | 1.9898 | 2.0737 | 2.1037 | 2.128 | 2.1433 | 2.1472 | 2.1376 | 2.113 | 2.0722 | 2.0304 | 1.9856 | 1.9483 | 1.9172 | 1.8909 | 1.8586 | 1.8284 | 1.8158 | 1.8044 | 1.7938 | 1.784 | 1.7748
UT | Residential | Manufactured Home - Mod. Income | Existing | Miscellaneous | Furnace Fan | 1.0826 | 1.0897 | 1.0966 | 1.1035 | 1.1105 | 1.1178 | 1.1254 | 1.1336 | 1.1343 | 1.1233 | 1.1125 | 1.1022 | 1.0923 | 1.0829 | 1.074 | 1.0657 | 1.0579 | 1.0505 | 1.0435 | 1.0369 | 1.0305 | 1.0245
UT | Residential | Manufactured Home - Mod. Income | Existing | Miscellaneous | Well Pump | 0.07187 | 0.071583 | 0.071297 | 0.071011 | 0.070727 | 0.070445 | 0.070163 | 0.069882 | 0.069603 | 0.069324 | 0.069047 | 0.068771 | 0.068496 | 0.068222 | 0.067949 | 0.067677 | 0.067406 | 0.067137 | 0.066868 | 0.066601 | 0.066334 | 0.066069
UT | Residential | Manufactured Home - Mod. Income | Existing | Miscellaneous | Bathroom Exhaust Fan | 0.070153 | 0.069872 | 0.069593 | 0.069314 | 0.069037 | 0.068761 | 0.068486 | 0.068212 | 0.067939 | 0.067667 | 0.067397 | 0.067127 | 0.066859 | 0.066591 | 0.066325 | 0.06606 | 0.065795 | 0.065532 | 0.06527 | 0.065009 | 0.064749 | 0.06449
UT | Residential | Manufactured Home - Mod. Income | Existing | Miscellaneous | Miscellaneous | 4.6953 | 4.6904 | 4.6854 | 4.6805 | 4.6756 | 4.6707 | 4.6657 | 4.6608 | 4.6559 | 4.651 | 4.6461 | 4.6412 | 4.6363 | 4.6314 | 4.6266 | 4.6217 | 4.6168 | 4.612 | 4.6071 | 4.6023 | 4.5974 | 4.5926
UT | Residential | Manufactured Home - Mod. Income | Existing | Generation | Solar PV | -1.664 | -1.9596 | -2.059 | -2.156 | -2.2601 | -2.3737 | -2.5003 | -2.6474 | -2.8091 | -3.006 | -3.2073 | -3.4318 | -3.6461 | -3.8528 | -4.0498 | -4.238 | -4.4178 | -4.5897 | -4.7545 | -4.913 | -5.0661 | -5.2145
UT | Residential | Manufactured Home - Mod. Income | New | Cooling | Central AC | 0 | 0.30819 | 0.60379 | 0.85096 | 1.1461 | 1.4478 | 1.7581 | 2.0766 | 2.4034 | 2.7392 | 3.0857 | 3.443 | 3.8098 | 4.1858 | 4.5721 | 4.964 | 5.3649 | 5.7756 | 6.1968 | 6.6295 | 7.0739 | 7.5303
UT | Residential | Manufactured Home - Mod. Income | New | Cooling | Room AC | 0 | 0.0058489 | 0.011586 | 0.01737 | 0.023232 | 0.029366 | 0.035674 | 0.042151 | 0.048794 | 0.055622 | 0.062667 | 0.069931 | 0.077389 | 0.085033 | 0.092888 | 0.1009 | 0.10911 | 0.11754 | 0.12619 | 0.13507 | 0.14418 | 0.15352
UT | Residential | Manufactured Home - Mod. Income | New | Cooling | Air-Source Heat Pump | 0 | 0.018191 | 0.035449 | 0.052844 | 0.070478 | 0.088929 | 0.10791 | 0.1274 | 0.14738 | 0.16792 | 0.18912 | 0.21097 | 0.23341 | 0.2564 | 0.28003 | 0.30407 | 0.32873 | 0.35404 | 0.38002 | 0.40668 | 0.43404 | 0.46212
UT | Residential | Manufactured Home - Mod. Income | New | Cooling | Geothermal Heat Pump | 0 | 0 | 0 | 0 | 0 | 0 | 0 | 0 | 0 | 0 | 0 | 0 | 0 | 0 | 0 | 0 | 0 | 0 | 0 | 0 | 0 | 0
UT | Residential | Manufactured Home - Mod. Income | New | Cooling | Evaporative Cooler | 0 | 0.098286 | 0.19278 | 0.28616 | 0.37898 | 0.47432 | 0.57056 | 0.66751 | 0.7651 | 0.86359 | 0.96339 | 1.0645 | 1.1664 | 1.269 | 1.3726 | 1.4763 | 1.5808 | 1.6861 | 1.7924 | 1.8996 | 2.0077 | 2.1168
UT | Residential | Manufactured Home - Mod. Income | New | Cooling | Ductless Mini Split Heat Pump | 0 | 0 | 0 | 0 | 0 | 0 | 0 | 0 | 0 | 0 | 0 | 0 | 0 | 0 | 0 | 0 | 0 | 0 | 0 | 0 | 0 | 0
UT | Residential | Manufactured Home - Mod. Income | New | Space Heating | Electric Room Heat | 0 | 0.098361 | 0.20152 | 0.31385 | 0.43219 | 0.55904 | 0.69502 | 0.84424 | 0.9956 | 1.1615 | 1.3392 | 1.5365 | 1.7322 | 1.948 | 2.1778 | 2.4331 | 2.6814 | 2.9573 | 3.2504 | 3.578 | 3.8925 | 4.2434
UT | Residential | Manufactured Home - Mod. Income | New | Space Heating | Electric Furnace | 0 | 0.36676 | 0.75138 | 1.1702 | 1.6115 | 2.0845 | 2.5915 | 3.1479 | 3.7123 | 4.3308 | 4.9935 | 5.7292 | 6.4589 | 7.2633 | 8.1202 | 9.0721 | 9.998 | 11.0267 | 12.1197 | 13.3412 | 14.5137 | 15.8221
UT | Residential | Manufactured Home - Mod. Income | New | Space Heating | Air-Source Heat Pump | 0 | 0.065237 | 0.13135 | 0.20335 | 0.27919 | 0.36048 | 0.44762 | 0.54325 | 0.64024 | 0.74655 | 0.86046 | 0.98691 | 1.1123 | 1.2506 | 1.3978 | 1.5613 | 1.7202 | 1.8969 | 2.0846 | 2.2944 | 2.4959 | 2.7207
UT | Residential | Manufactured Home - Mod. Income | New | Space Heating | Geothermal Heat Pump | 0 | 0 | 0 | 0 | 0 | 0 | 0 | 0 | 0 | 0 | 0 | 0 | 0 | 0 | 0 | 0 | 0 | 0 | 0 | 0 | 0 | 0
UT | Residential | Manufactured Home - Mod. Income | New | Space Heating | Ductless Mini Split Heat Pump | 0 | 0 | 0 | 0 | 0 | 0 | 0 | 0 | 0 | 0 | 0 | 0 | 0 | 0 | 0 | 0 | 0 | 0 | 0 | 0 | 0 | 0
UT | Residential | Manufactured Home - Mod. Income | New | Water Heating | Water Heater (<= 55 Gal) | 0 | 0.24294 | 0.50155 | 0.78361 | 1.0923 | 1.4305 | 1.8007 | 2.2046 | 2.6445 | 3.1239 | 3.6472 | 4.2178 | 4.8372 | 5.5085 | 6.2364 | 7.0248 | 7.878 | 8.801 | 9.799 | 10.8774 | 12.042 | 13.299
UT | Residential | Manufactured Home - Mod. Income | New | Water Heating | Water Heater (> 55 Gal) | 0 | 0 | 0 | 0 | 0 | 0 | 0 | 0 | 0 | 0 | 0 | 0 | 0 | 0 | 0 | 0 | 0 | 0 | 0 | 0 | 0 | 0
UT | Residential | Manufactured Home - Mod. Income | New | Interior Lighting | General Service Lighting | 0 | 0.13485 | 0.23699 | 0.33556 | 0.40948 | 0.48575 | 0.56155 | 0.63171 | 0.70988 | 0.77902 | 0.84609 | 0.91229 | 0.97705 | 1.0419 | 1.0997 | 1.1568 | 1.2134 | 1.2695 | 1.3261 | 1.3752 | 1.4253 | 1.4765
UT | Residential | Manufactured Home - Mod. Income | New | Interior Lighting | Linear Lighting | 0 | 0.040355 | 0.079154 | 0.11749 | 0.1554 | 0.1932 | 0.23093 | 0.2685 | 0.30591 | 0.34311 | 0.3804 | 0.41779 | 0.45507 | 0.49221 | 0.52921 | 0.56614 | 0.60302 | 0.63986 | 0.67667 | 0.71349 | 0.7502 | 0.78684
UT | Residential | Manufactured Home - Mod. Income | New | Interior Lighting | Exempted Lighting | 0 | 0.0014018 | 0.0027497 | 0.0039006 | 0.0049094 | 0.0058081 | 0.0065197 | 0.007198 | 0.007795 | 0.0083315 | 0.0089184 | 0.0095295 | 0.010168 | 0.010818 | 0.011463 | 0.01224 | 0.012986 | 0.013705 | 0.014408 | 0.015093 | 0.015765 | 0.016426
UT | Residential | Manufactured Home - Mod. Income | New | Exterior Lighting | General Service Lighting | 0 | 0.033771 | 0.055303 | 0.070971 | 0.083531 | 0.097052 | 0.10861 | 0.12392 | 0.13962 | 0.15357 | 0.16704 | 0.18006 | 0.19257 | 0.20496 | 0.21523 | 0.22533 | 0.23531 | 0.24517 | 0.25517 | 0.26341 | 0.27174 | 0.28025
UT | Residential | Manufactured Home - Mod. Income | New | Appliances | Clothes Washer | 0 | 0.024343 | 0.047964 | 0.071517 | 0.095141 | 0.11891 | 0.14285 | 0.16691 | 0.19026 | 0.21353 | 0.23686 | 0.26024 | 0.28356 | 0.30678 | 0.32999 | 0.35314 | 0.37627 | 0.39937 | 0.42245 | 0.44553 | 0.46861 | 0.49169
UT | Residential | Manufactured Home - Mod. Income | New | Appliances | Clothes Dryer | 0 | 0.13262 | 0.26125 | 0.38945 | 0.51799 | 0.64729 | 0.77743 | 0.90817 | 1.0394 | 1.1716 | 1.3051 | 1.4401 | 1.5759 | 1.7123 | 1.8497 | 1.9881 | 2.1273 | 2.2676 | 2.409 | 2.5516 | 2.6952 | 2.8401
UT | Residential | Manufactured Home - Mod. Income | New | Appliances | Dishwasher | 0 | 0.0095827 | 0.018823 | 0.02798 | 0.037108 | 0.046238 | 0.055375 | 0.064503 | 0.073614 | 0.082734 | 0.091903 | 0.10112 | 0.11034 | 0.11954 | 0.12877 | 0.138 | 0.14724 | 0.15651 | 0.16579 | 0.1751 | 0.18443 | 0.19378
UT | Residential | Manufactured Home - Mod. Income | New | Appliances | Refrigerator | 0 | 0.12036 | 0.2361 | 0.35047 | 0.46417 | 0.57757 | 0.69073 | 0.80346 | 0.91565 | 1.0276 | 1.1399 | 1.2524 | 1.3647 | 1.4765 | 1.5881 | 1.6996 | 1.8109 | 1.9221 | 2.0332 | 2.1443 | 2.2554 | 2.3665
UT | Residential | Manufactured Home - Mod. Income | New | Appliances | Freezer | 0 | 0.11823 | 0.23078 | 0.3409 | 0.44927 | 0.5563 | 0.66205 | 0.76634 | 0.86911 | 0.97065 | 1.0715 | 1.1715 | 1.2703 | 1.3676 | 1.4639 | 1.5591 | 1.6531 | 1.746 | 1.838 | 1.929 | 2.019 | 2.1082
UT | Residential | Manufactured Home - Mod. Income | New | Appliances | Second Refrigerator | 0 | 0.039924 | 0.078085 | 0.11557 | 0.1526 | 0.18932 | 0.22575 | 0.26181 | 0.29748 | 0.33288 | 0.36815 | 0.40329 | 0.43813 | 0.47262 | 0.50686 | 0.54083 | 0.57454 | 0.60801 | 0.64125 | 0.67429 | 0.70712 | 0.73975
UT | Residential | Manufactured Home - Mod. Income | New | Appliances | Stove/Oven | 0 | 0.017063 | 0.033468 | 0.049679 | 0.065793 | 0.081863 | 0.097902 | 0.11388 | 0.12978 | 0.14565 | 0.16156 | 0.17751 | 0.19342 | 0.20926 | 0.22508 | 0.24088 | 0.25665 | 0.27241 | 0.28816 | 0.3039 | 0.31964 | 0.33538
UT | Residential | Manufactured Home - Mod. Income | New | Appliances | Microwave | 0 | 0.024624 | 0.048298 | 0.071693 | 0.094948 | 0.11814 | 0.14129 | 0.16434 | 0.18729 | 0.21019 | 0.23315 | 0.25617 | 0.27913 | 0.30199 | 0.32483 | 0.34762 | 0.37038 | 0.39312 | 0.41585 | 0.43857 | 0.46128 | 0.484
UT | Residential | Manufactured Home - Mod. Income | New | Appliances | Dehumidifier | 0 | 0.0016309 | 0.0031989 | 0.0047484 | 0.0062885 | 0.0078246 | 0.0093575 | 0.010885 | 0.012404 | 0.013921 | 0.015442 | 0.016967 | 0.018487 | 0.020001 | 0.021514 | 0.023024 | 0.024531 | 0.026037 | 0.027542 | 0.029047 | 0.030552 | 0.032056
UT | Residential | Manufactured Home - Mod. Income | New | Appliances | Air Purifier | 0 | 0.0055047 | 0.010797 | 0.016027 | 0.021226 | 0.026411 | 0.031585 | 0.036739 | 0.041869 | 0.046989 | 0.052123 | 0.057268 | 0.0624 | 0.067511 | 0.072617 | 0.077713 | 0.082801 | 0.087884 | 0.092964 | 0.098044 | 0.10312 | 0.1082
UT | Residential | Manufactured Home - Mod. Income | New | Electronics | Personal Computers | 0 | 0.016262 | 0.031898 | 0.047349 | 0.062707 | 0.078024 | 0.09331 | 0.10854 | 0.12369 | 0.13882 | 0.15398 | 0.16918 | 0.18434 | 0.19944 | 0.21453 | 0.22958 | 0.24462 | 0.25963 | 0.27464 | 0.28965 | 0.30465 | 0.31965
UT | Residential | Manufactured Home - Mod. Income | New | Electronics | Monitor | 0 | 0.0097459 | 0.019178 | 0.02856 | 0.037947 | 0.047369 | 0.056834 | 0.066322 | 0.075829 | 0.085379 | 0.095013 | 0.10473 | 0.11449 | 0.12427 | 0.1341 | 0.14398 | 0.1539 | 0.16388 | 0.17391 | 0.18401 | 0.19417 | 0.2044
UT | Residential | Manufactured Home - Mod. Income | New | Electronics | Laptops | 0 | 0.01564 | 0.030777 | 0.045833 | 0.060897 | 0.076017 | 0.091205 | 0.10643 | 0.12169 | 0.13701 | 0.15247 | 0.16807 | 0.18373 | 0.19942 | 0.2152 | 0.23105 | 0.24698 | 0.26299 | 0.27909 | 0.2953 | 0.3116 | 0.32801
UT | Residential | Manufactured Home - Mod. Income | New | Electronics | TVs | 0 | 0.18586 | 0.36788 | 0.55106 | 0.73647 | 0.92473 | 1.116 | 1.31 | 1.5065 | 1.7062 | 1.9098 | 2.1175 | 2.3284 | 2.5421 | 2.7593 | 2.9799 | 3.204 | 3.4317 | 3.6632 | 3.8987 | 4.138 | 4.3815
UT | Residential | Manufactured Home - Mod. Income | New | Electronics | Printer/Fax/Copier | 0 | 0.0056474 | 0.011113 | 0.01655 | 0.021989 | 0.027449 | 0.032933 | 0.038431 | 0.04394 | 0.049474 | 0.055056 | 0.060688 | 0.066341 | 0.072008 | 0.077705 | 0.083428 | 0.089179 | 0.094961 | 0.10078 | 0.10663 | 0.11252 | 0.11844
UT | Residential | Manufactured Home - Mod. Income | New | Electronics | Set-top Boxes/DVRs | 0 | 0.01042 | 0.020626 | 0.030896 | 0.041291 | 0.051845 | 0.062569 | 0.073444 | 0.084463 | 0.095658 | 0.10708 | 0.11872 | 0.13054 | 0.14252 | 0.1547 | 0.16707 | 0.17963 | 0.1924 | 0.20538 | 0.21858 | 0.232 | 0.24565
UT | Residential | Manufactured Home - Mod. Income | New | Electronics | Devices and Gadgets | 0 | 0.16549 | 0.32566 | 0.48497 | 0.64436 | 0.80436 | 0.96507 | 1.1262 | 1.2876 | 1.4498 | 1.6134 | 1.7784 | 1.944 | 2.1101 | 2.2771 | 2.4448 | 2.6133 | 2.7828 | 2.9532 | 3.1246 | 3.2971 | 3.4708
UT | Residential | Manufactured Home - Mod. Income | New | Miscellaneous | Electric Vehicle Chargers | 0 | 0 | 0 | 0 | 0 | 0 | 0 | 0 | 0 | 0 | 0 | 0 | 0 | 0 | 0 | 0 | 0 | 0 | 0 | 0 | 0 | 0
UT | Residential | Manufactured Home - Mod. Income | New | Miscellaneous | Pool Pump | 0 | 0.001332 | 0.0026126 | 0.0038781 | 0.005136 | 0.0063905 | 0.0076425 | 0.0088896 | 0.010131 | 0.01137 | 0.012612 | 0.013857 | 0.015099 | 0.016335 | 0.017571 | 0.018804 | 0.020035 | 0.021265 | 0.022494 | 0.023723 | 0.024952 | 0.026181
UT | Residential | Manufactured Home - Mod. Income | New | Miscellaneous | Pool Heater | 0 | 0 | 0 | 0 | 0 | 0 | 0 | 0 | 0 | 0 | 0 | 0 | 0 | 0 | 0 | 0 | 0 | 0 | 0 | 0 | 0 | 0
UT | Residential | Manufactured Home - Mod. Income | New | Miscellaneous | Hot Tub/Spa | 0 | 0.082618 | 0.16205 | 0.21348 | 0.2646 | 0.31558 | 0.36647 | 0.41715 | 0.46759 | 0.51794 | 0.56272 | 0.60328 | 0.64572 | 0.68955 | 0.73462 | 0.77316 | 0.81422 | 0.8642 | 0.91415 | 0.9641 | 1.014 | 1.064
UT | Residential | Manufactured Home - Mod. Income | New | Miscellaneous | Furnace Fan | 0 | 0.027468 | 0.054822 | 0.082819 | 0.11165 | 0.14144 | 0.17225 | 0.20408 | 0.23519 | 0.26395 | 0.29278 | 0.32169 | 0.35051 | 0.37922 | 0.4079 | 0.43653 | 0.46511 | 0.49366 | 0.5222 | 0.55073 | 0.57926 | 0.60779
UT | Residential | Manufactured Home - Mod. Income | New | Miscellaneous | Well Pump | 0 | 0.0020248 | 0.0039715 | 0.0058952 | 0.0078074 | 0.0097144 | 0.011618 | 0.013513 | 0.0154 | 0.017284 | 0.019172 | 0.021064 | 0.022952 | 0.024832 | 0.02671 | 0.028584 | 0.030456 | 0.032326 | 0.034194 | 0.036063 | 0.03793 | 0.039798
UT | Residential | Manufactured Home - Mod. Income | New | Miscellaneous | Bathroom Exhaust Fan | 0 | 0.0019764 | 0.0038766 | 0.0057543 | 0.0076208 | 0.0094822 | 0.01134 | 0.01319 | 0.015032 | 0.016871 | 0.018714 | 0.020561 | 0.022403 | 0.024238 | 0.026072 | 0.027901 | 0.029728 | 0.031553 | 0.033377 | 0.035201 | 0.037024 | 0.038847
UT | Residential | Manufactured Home - Mod. Income | New | Miscellaneous | Miscellaneous | 0 | 0.13267 | 0.261 | 0.38856 | 0.51612 | 0.64409 | 0.77256 | 0.90128 | 1.0302 | 1.1596 | 1.2901 | 1.4216 | 1.5536 | 1.6858 | 1.8187 | 1.952 | 2.086 | 2.2206 | 2.3559 | 2.492 | 2.6288 | 2.7665
UT | Residential | Manufactured Home - Mod. Income | New | Generation | Solar PV | 0 | -0.055428 | -0.11469 | -0.17899 | -0.24948 | -0.32734 | -0.414 | -0.51195 | -0.62155 | -0.74944 | -0.89055 | -1.0511 | -1.2218 | -1.4024 | -1.5919 | -1.79 | -1.9961 | -2.2099 | -2.4313 | -2.6603 | -2.8968 | -3.1411
UT | Residential | Single Family - Low Income | Existing | Cooling | Central AC | 77.3696 | 77.2978 | 77.1695 | 76.6815 | 76.4635 | 76.6345 | 76.8007 | 76.9711 | 77.1536 | 77.3559 | 77.5851 | 77.8477 | 78.1501 | 78.4979 | 78.8967 | 79.307 | 79.7684 | 80.2797 | 80.839 | 81.448 | 82.1034 | 82.8024
UT | Residential | Single Family - Low Income | Existing | Cooling | Room AC | 3.027 | 3.0061 | 2.9824 | 2.958 | 2.9345 | 2.9306 | 2.9304 | 2.935 | 2.9441 | 2.9571 | 2.9736 | 2.9932 | 3.0157 | 3.0407 | 3.0681 | 3.0959 | 3.1255 | 3.1569 | 3.1899 | 3.2243 | 3.2601 | 3.2971
UT | Residential | Single Family - Low Income | Existing | Cooling | Air-Source Heat Pump | 1.1292 | 1.1361 | 1.142 | 1.1479 | 1.1538 | 1.1664 | 1.1792 | 1.192 | 1.2051 | 1.2184 | 1.2319 | 1.2456 | 1.2596 | 1.274 | 1.2886 | 1.303 | 1.3177 | 1.3328 | 1.3483 | 1.3642 | 1.3804 | 1.397
UT | Residential | Single Family - Low Income | Existing | Cooling | Geothermal Heat Pump | 0.99742 | 0.99431 | 0.99063 | 0.98657 | 0.98231 | 0.98377 | 0.98531 | 0.98704 | 0.98909 | 0.99159 | 0.99464 | 0.99836 | 1.0028 | 1.0082 | 1.0145 | 1.0212 | 1.0291 | 1.0376 | 1.0466 | 1.0561 | 1.0661 | 1.0766
UT | Residential | Single Family - Low Income | Existing | Cooling | Evaporative Cooler | 9.7933 | 9.7388 | 9.6825 | 9.625 | 9.5669 | 9.5644 | 9.5616 | 9.559 | 9.5568 | 9.5556 | 9.5557 | 9.5574 | 9.5611 | 9.567 | 9.575 | 9.5798 | 9.5865 | 9.5948 | 9.6047 | 9.616 | 9.6286 | 9.6424
UT | Residential | Single Family - Low Income | Existing | Cooling | Ductless Mini Split Heat Pump | 0.40836 | 0.42585 | 0.44409 | 0.4631 | 0.48293 | 0.50657 | 0.53134 | 0.5573 | 0.58452 | 0.61304 | 0.64293 | 0.67426 | 0.7071 | 0.74151 | 0.77757 | 0.81492 | 0.85405 | 0.89503 | 0.93796 | 0.98292 | 1.03 | 1.0793
UT | Residential | Single Family - Low Income | Existing | Space Heating | Electric Room Heat | 23.6722 | 24.4996 | 25.3618 | 26.3807 | 27.203 | 28.056 | 28.9463 | 30.0127 | 30.8487 | 31.8653 | 32.9283 | 34.197 | 35.2027 | 36.4184 | 37.6882 | 39.1865 | 40.3798 | 41.8111 | 43.3014 | 45.0558 | 46.4653 | 48.1423
UT | Residential | Single Family - Low Income | Existing | Space Heating | Electric Furnace | 58.9098 | 60.9689 | 63.1145 | 65.6501 | 67.6966 | 69.8192 | 72.0349 | 74.6887 | 76.7692 | 79.2989 | 81.9444 | 85.1016 | 87.6044 | 90.6297 | 93.7897 | 97.5182 | 100.4879 | 104.0499 | 107.7585 | 112.1245 | 115.632 | 119.8054
UT | Residential | Single Family - Low Income | Existing | Space Heating | Air-Source Heat Pump | 3.5319 | 3.6872 | 3.8442 | 4.0259 | 4.1784 | 4.3357 | 4.4987 | 4.689 | 4.8429 | 5.0244 | 5.2125 | 5.4324 | 5.6096 | 5.819 | 6.036 | 6.2886 | 6.4918 | 6.7326 | 6.9825 | 7.2747 | 7.5107 | 7.7895
UT | Residential | Single Family - Low Income | Existing | Space Heating | Geothermal Heat Pump | 1.5342 | 1.5768 | 1.6209 | 1.6744 | 1.7152 | 1.7577 | 1.8027 | 1.8586 | 1.9005 | 1.9538 | 2.0103 | 2.0798 | 2.1338 | 2.201 | 2.2722 | 2.3579 | 2.4261 | 2.5089 | 2.5956 | 2.6983 | 2.7805 | 2.8789
UT | Residential | Single Family - Low Income | Existing | Space Heating | Ductless Mini Split Heat Pump | 1.3192 | 1.3757 | 1.4346 | 1.5028 | 1.5601 | 1.6192 | 1.6806 | 1.7522 | 1.8103 | 1.8788 | 1.9498 | 2.0328 | 2.0999 | 2.1792 | 2.2613 | 2.357 | 2.434 | 2.5251 | 2.6196 | 2.7298 | 2.819 | 2.9242
UT | Residential | Single Family - Low Income | Existing | Water Heating | Water Heater (<= 55 Gal) | 26.1462 | 27.4761 | 28.8736 | 30.3422 | 31.8855 | 33.5073 | 35.2116 | 37.0026 | 38.8846 | 40.8624 | 42.9408 | 45.1249 | 47.4201 | 49.8321 | 52.3667 | 55.0303 | 57.8293 | 60.7707 | 63.8617 | 67.1099 | 70.5233 | 74.1103
UT | Residential | Single Family - Low Income | Existing | Water Heating | Water Heater (> 55 Gal) | 1.6951 | 1.6868 | 1.6741 | 1.6595 | 1.6454 | 1.6336 | 1.6259 | 1.6238 | 1.6285 | 1.6413 | 1.6631 | 1.6948 | 1.7357 | 1.7851 | 1.8426 | 1.9078 | 1.9803 | 2.0601 | 2.1469 | 2.2407 | 2.3415 | 2.4492
UT | Residential | Single Family - Low Income | Existing | Interior Lighting | General Service Lighting | 35.8232 | 34.8896 | 33.4645 | 31.7993 | 29.6856 | 27.4298 | 25.0242 | 22.9643 | 21.2934 | 19.8083 | 18.5397 | 17.46 | 16.5296 | 15.7402 | 15.026 | 14.3993 | 13.8488 | 13.3636 | 12.9442 | 12.5175 | 12.1251 | 11.7675
UT | Residential | Single Family - Low Income | Existing | Interior Lighting | Linear Lighting | 4.261 | 4.2542 | 4.2474 | 4.2406 | 4.2322 | 4.2236 | 4.215 | 4.2063 | 4.1975 | 4.1874 | 4.1772 | 4.1669 | 4.1567 | 4.1464 | 4.1351 | 4.1237 | 4.1124 | 4.1011 | 4.0898 | 4.0785 | 4.0678 | 4.0574
UT | Residential | Single Family - Low Income | Existing | Interior Lighting | Exempted Lighting | 0.2367 | 0.23632 | 0.23594 | 0.23337 | 0.22771 | 0.21949 | 0.20767 | 0.19387 | 0.17812 | 0.16194 | 0.14761 | 0.13567 | 0.12716 | 0.12151 | 0.1181 | 0.1181 | 0.11924 | 0.12042 | 0.12137 | 0.12171 | 0.12142 | 0.11975
UT | Residential | Single Family - Low Income | Existing | Exterior Lighting | General Service Lighting | 8.4693 | 8.2604 | 7.8326 | 7.2604 | 6.5581 | 5.8108 | 5.1859 | 4.7161 | 4.3443 | 4.0316 | 3.7755 | 3.5617 | 3.3787 | 3.2255 | 3.0802 | 2.9535 | 2.8427 | 2.7458 | 2.6628 | 2.5715 | 2.4823 | 2.3975
UT | Residential | Single Family - Low Income | Existing | Appliances | Clothes Washer | 4.5811 | 4.5943 | 4.6077 | 4.621 | 4.6344 | 4.6479 | 4.6613 | 4.6748 | 4.6775 | 4.67 | 4.6625 | 4.655 | 4.6476 | 4.6402 | 4.6327 | 4.6253 | 4.6179 | 4.6105 | 4.6031 | 4.5958 | 4.5884 | 4.5811
UT | Residential | Single Family - Low Income | Existing | Appliances | Clothes Dryer | 25.786 | 25.8745 | 25.9654 | 26.0579 | 26.1512 | 26.2444 | 26.3371 | 26.4288 | 26.5189 | 26.6072 | 26.6933 | 26.7775 | 26.8602 | 26.9416 | 27.0219 | 27.1013 | 27.18 | 27.258 | 27.3356 | 27.4127 | 27.4896 | 27.5662
UT | Residential | Single Family - Low Income | Existing | Appliances | Dishwasher | 3.0125 | 3.0119 | 3.0114 | 3.0108 | 3.0103 | 3.0097 | 3.0092 | 3.0086 | 3.0081 | 3.0076 | 3.007 | 3.0065 | 3.0059 | 3.0054 | 3.0048 | 3.0043 | 3.0038 | 3.0032 | 3.0027 | 3.0021 | 3.0016 | 3.001
UT | Residential | Single Family - Low Income | Existing | Appliances | Refrigerator | 24.1097 | 23.9479 | 23.7795 | 23.607 | 23.4329 | 23.2597 | 23.089 | 22.9229 | 22.7629 | 22.6105 | 22.4672 | 22.334 | 22.2101 | 22.0945 | 21.9865 | 21.8855 | 21.7907 | 21.7016 | 21.6177 | 21.5385 | 21.4636 | 21.3926
UT | Residential | Single Family - Low Income | Existing | Appliances | Freezer | 14.6943 | 14.5995 | 14.5053 | 14.4117 | 14.3187 | 14.2263 | 14.1345 | 14.0433 | 13.9527 | 13.8627 | 13.7733 | 13.6844 | 13.5961 | 13.5084 | 13.4213 | 13.3347 | 13.2487 | 13.1632 | 13.0783 | 12.9939 | 12.9101 | 12.8268
UT | Residential | Single Family - Low Income | Existing | Appliances | Second Refrigerator | 16.8952 | 16.4697 | 16.0274 | 15.576 | 15.1225 | 14.6734 | 14.234 | 13.8094 | 13.4042 | 13.0221 | 12.6668 | 12.3412 | 12.0426 | 11.7684 | 11.5163 | 11.2842 | 11.0703 | 10.8728 | 10.6901 | 10.521 | 10.3641 | 10.2183
UT | Residential | Single Family - Low Income | Existing | Appliances | Stove/Oven | 4.4652 | 4.4554 | 4.4449 | 4.434 | 4.4229 | 4.4116 | 4.4004 | 4.3893 | 4.3785 | 4.3678 | 4.3575 | 4.3474 | 4.3378 | 4.3285 | 4.3196 | 4.3111 | 4.3029 | 4.2951 | 4.2874 | 4.2799 | 4.2725 | 4.2653
UT | Residential | Single Family - Low Income | Existing | Appliances | Microwave | 5.4279 | 5.4192 | 5.4105 | 5.4019 | 5.3932 | 5.3846 | 5.376 | 5.3674 | 5.3588 | 5.3502 | 5.3417 | 5.3331 | 5.3246 | 5.3161 | 5.3076 | 5.2991 | 5.2906 | 5.2821 | 5.2737 | 5.2652 | 5.2568 | 5.2484
UT | Residential | Single Family - Low Income | Existing | Appliances | Dehumidifier | 1.2271 | 1.2125 | 1.1961 | 1.1785 | 1.1605 | 1.1427 | 1.1256 | 1.1096 | 1.095 | 1.082 | 1.071 | 1.0615 | 1.0533 | 1.0463 | 1.0401 | 1.0348 | 1.03 | 1.0258 | 1.022 | 1.0186 | 1.0155 | 1.0126
UT | Residential | Single Family - Low Income | Existing | Appliances | Air Purifier | 1.8441 | 1.8412 | 1.8382 | 1.8353 | 1.8324 | 1.8294 | 1.8265 | 1.8236 | 1.8207 | 1.8177 | 1.8148 | 1.8119 | 1.809 | 1.8061 | 1.8032 | 1.8004 | 1.7975 | 1.7946 | 1.7917 | 1.7889 | 1.786 | 1.7831
UT | Residential | Single Family - Low Income | Existing | Electronics | Personal Computers | 3.677 | 3.5358 | 3.3729 | 3.205 | 3.0457 | 2.9054 | 2.7926 | 2.7018 | 2.6285 | 2.5691 | 2.521 | 2.4818 | 2.4498 | 2.4234 | 2.4016 | 2.3835 | 2.3682 | 2.3553 | 2.3443 | 2.3347 | 2.3263 | 2.3189
UT | Residential | Single Family - Low Income | Existing | Electronics | Monitor | 2.5041 | 2.4066 | 2.2907 | 2.1705 | 2.0571 | 1.9595 | 1.8849 | 1.8287 | 1.7873 | 1.7577 | 1.7377 | 1.7253 | 1.7191 | 1.7178 | 1.7206 | 1.7267 | 1.7354 | 1.7462 | 1.7589 | 1.773 | 1.7883 | 1.8046
UT | Residential | Single Family - Low Income | Existing | Electronics | Laptops | 2.7764 | 2.723 | 2.6698 | 2.6327 | 2.6085 | 2.5947 | 2.5893 | 2.5905 | 2.5973 | 2.6085 | 2.6233 | 2.641 | 2.6612 | 2.6834 | 2.7072 | 2.7325 | 2.759 | 2.7864 | 2.8148 | 2.844 | 2.8738 | 2.9043
UT | Residential | Single Family - Low Income | Existing | Electronics | TVs | 6.8744 | 9.2782 | 11.6083 | 13.6926 | 15.393 | 16.7868 | 17.9354 | 18.8881 | 19.6844 | 20.3559 | 20.9277 | 21.42 | 21.849 | 22.2276 | 22.5662 | 22.873 | 23.1547 | 23.4166 | 23.6628 | 23.8969 | 24.1214 | 24.3387
UT | Residential | Single Family - Low Income | Existing | Electronics | Printer/Fax/Copier | 0.84607 | 0.83497 | 0.82146 | 0.80812 | 0.79701 | 0.78977 | 0.78567 | 0.78408 | 0.78452 | 0.7866 | 0.79002 | 0.79453 | 0.79993 | 0.80606 | 0.81279 | 0.82003 | 0.82769 | 0.83571 | 0.84404 | 0.85264 | 0.86147 | 0.87052
UT | Residential | Single Family - Low Income | Existing | Electronics | Set-top Boxes/DVRs | 1.4637 | 1.4601 | 1.4543 | 1.4481 | 1.4427 | 1.4393 | 1.4387 | 1.4404 | 1.444 | 1.449 | 1.4552 | 1.4624 | 1.4704 | 1.4791 | 1.4883 | 1.4979 | 1.508 | 1.5183 | 1.5289 | 1.5398 | 1.5509 | 1.5621
UT | Residential | Single Family - Low Income | Existing | Electronics | Devices and Gadgets | 21.619 | 21.8572 | 22.0981 | 22.3416 | 22.5879 | 22.8368 | 23.0885 | 23.3429 | 23.6002 | 23.8603 | 24.1232 | 24.3891 | 24.6579 | 24.9296 | 25.2044 | 25.4821 | 25.763 | 26.0469 | 26.3339 | 26.6242 | 26.9176 | 27.2142
UT | Residential | Single Family - Low Income | Existing | Miscellaneous | Electric Vehicle Chargers | 0 | 0 | 0 | 0 | 0 | 0 | 0 | 0 | 0 | 0 | 0 | 0 | 0 | 0 | 0 | 0 | 0 | 0 | 0 | 0 | 0 | 0
UT | Residential | Single Family - Low Income | Existing | Miscellaneous | Pool Pump | 0.88778 | 0.73694 | 0.61759 | 0.52341 | 0.44966 | 0.39278 | 0.3501 | 0.31805 | 0.29397 | 0.27584 | 0.26218 | 0.25186 | 0.24404 | 0.2381 | 0.23357 | 0.23008 | 0.22738 | 0.22527 | 0.22361 | 0.22227 | 0.22118 | 0.22028
UT | Residential | Single Family - Low Income | Existing | Miscellaneous | Pool Heater | 0.31762 | 0.31711 | 0.31661 | 0.3161 | 0.31559 | 0.31509 | 0.31458 | 0.31408 | 0.31358 | 0.31308 | 0.31258 | 0.31208 | 0.31158 | 0.31108 | 0.31058 | 0.31008 | 0.30959 | 0.30909 | 0.3086 | 0.3081 | 0.30761 | 0.30712
UT | Residential | Single Family - Low Income | Existing | Miscellaneous | Hot Tub/Spa | 2.5843 | 2.6828 | 2.8026 | 2.85 | 2.8898 | 2.9177 | 2.93 | 2.9239 | 2.8972 | 2.8482 | 2.7975 | 2.7422 | 2.6973 | 2.6606 | 2.6305 | 2.5917 | 2.5558 | 2.5443 | 2.5344 | 2.5256 | 2.5178 | 2.5108
UT | Residential | Single Family - Low Income | Existing | Miscellaneous | Furnace Fan | 12.4168 | 12.4903 | 12.5606 | 12.6296 | 12.6988 | 12.7699 | 12.844 | 12.9226 | 13.0066 | 13.0971 | 13.1216 | 13.0324 | 12.9478 | 12.8686 | 12.795 | 12.7275 | 12.6653 | 12.608 | 12.555 | 12.5057 | 12.4598 | 12.4169
UT | Residential | Single Family - Low Income | Existing | Miscellaneous | Well Pump | 0.8049 | 0.80361 | 0.80233 | 0.80104 | 0.79976 | 0.79848 | 0.79721 | 0.79593 | 0.79466 | 0.79339 | 0.79212 | 0.79085 | 0.78958 | 0.78832 | 0.78706 | 0.7858 | 0.78454 | 0.78329 | 0.78203 | 0.78078 | 0.77953 | 0.77829
UT | Residential | Single Family - Low Income | Existing | Miscellaneous | Bathroom Exhaust Fan | 0.60995 | 0.60897 | 0.608 | 0.60702 | 0.60605 | 0.60508 | 0.60411 | 0.60315 | 0.60218 | 0.60122 | 0.60026 | 0.5993 | 0.59834 | 0.59738 | 0.59643 | 0.59547 | 0.59452 | 0.59357 | 0.59262 | 0.59167 | 0.59072 | 0.58978
UT | Residential | Single Family - Low Income | Existing | Miscellaneous | Miscellaneous | 28.6328 | 28.6716 | 28.7104 | 28.7493 | 28.7882 | 28.8272 | 28.8662 | 28.9053 | 28.9444 | 28.9836 | 29.0228 | 29.0621 | 29.1015 | 29.1409 | 29.1803 | 29.2198 | 29.2594 | 29.299 | 29.3387 | 29.3784 | 29.4182 | 29.458
UT | Residential | Single Family - Low Income | Existing | Generation | Solar PV | -18.1067 | -21.3752 | -22.5134 | -23.6311 | -24.8313 | -26.1431 | -27.6029 | -29.2982 | -31.1622 | -33.4264 | -35.7509 | -38.3451 | -40.8389 | -43.257 | -45.5793 | -47.8123 | -49.96 | -52.0291 | -54.0271 | -55.9629 | -57.8459 | -59.6844
UT | Residential | Single Family - Low Income | New | Cooling | Central AC | 0 | 1.5763 | 3.1245 | 4.4471 | 5.9958 | 7.5827 | 9.2156 | 10.8922 | 12.6119 | 14.3803 | 16.2059 | 18.0898 | 20.0241 | 22.0074 | 24.0458 | 26.1194 | 28.2415 | 30.4164 | 32.6473 | 34.9398 | 37.2946 | 39.7134
UT | Residential | Single Family - Low Income | New | Cooling | Room AC | 0 | 0.061763 | 0.12216 | 0.183 | 0.24467 | 0.30921 | 0.37562 | 0.44381 | 0.51375 | 0.58567 | 0.65992 | 0.73653 | 0.8152 | 0.89586 | 0.97875 | 1.0633 | 1.1501 | 1.2391 | 1.3305 | 1.4244 | 1.5207 | 1.6196
UT | Residential | Single Family - Low Income | New | Cooling | Air-Source Heat Pump | 0 | 0.027333 | 0.053182 | 0.07922 | 0.10562 | 0.13324 | 0.16167 | 0.19086 | 0.2208 | 0.25159 | 0.28337 | 0.31616 | 0.34984 | 0.38437 | 0.41985 | 0.45596 | 0.49302 | 0.53106 | 0.57012 | 0.61024 | 0.65142 | 0.6937
UT | Residential | Single Family - Low Income | New | Cooling | Geothermal Heat Pump | 0 | 0.020197 | 0.039955 | 0.059864 | 0.080047 | 0.10118 | 0.12293 | 0.14526 | 0.16816 | 0.19171 | 0.21602 | 0.24111 | 0.26687 | 0.29328 | 0.32042 | 0.34811 | 0.37652 | 0.40569 | 0.43562 | 0.46636 | 0.49792 | 0.53031
UT | Residential | Single Family - Low Income | New | Cooling | Evaporative Cooler | 0 | 0.21798 | 0.42689 | 0.6332 | 0.83827 | 1.049 | 1.2617 | 1.4761 | 1.6919 | 1.9098 | 2.1307 | 2.3546 | 2.5805 | 2.8079 | 3.0375 | 3.2675 | 3.4993 | 3.7332 | 3.9691 | 4.2073 | 4.4477 | 4.6903
UT | Residential | Single Family - Low Income | New | Cooling | Ductless Mini Split Heat Pump | 0 | 0.010443 | 0.021362 | 0.033095 | 0.045763 | 0.059813 | 0.075146 | 0.091825 | 0.10993 | 0.12961 | 0.15104 | 0.17434 | 0.19956 | 0.22681 | 0.25628 | 0.28794 | 0.32209 | 0.3589 | 0.39856 | 0.44128 | 0.48724 | 0.53668
UT | Residential | Single Family - Low Income | New | Space Heating | Electric Room Heat | 0 | 0.55034 | 1.1257 | 1.752 | 2.4116 | 3.119 | 3.8774 | 4.7098 | 5.5542 | 6.4799 | 7.4723 | 8.5745 | 9.6681 | 10.8737 | 12.1584 | 13.5857 | 14.9747 | 16.5181 | 18.1587 | 19.9925 | 21.7537 | 23.7194
UT | Residential | Single Family - Low Income | New | Space Heating | Electric Furnace | 0 | 1.3696 | 2.8015 | 4.3599 | 6.0016 | 7.7618 | 9.6492 | 11.7206 | 13.822 | 16.1256 | 18.5953 | 21.3381 | 24.0597 | 27.0598 | 30.2569 | 33.8091 | 37.2655 | 41.1065 | 45.1891 | 49.7527 | 54.1356 | 59.0274
UT | Residential | Single Family - Low Income | New | Space Heating | Air-Source Heat Pump | 0 | 0.093468 | 0.1879 | 0.29069 | 0.39894 | 0.51501 | 0.63947 | 0.77608 | 0.91463 | 1.0665 | 1.2294 | 1.4103 | 1.5897 | 1.7876 | 1.9984 | 2.2324 | 2.4601 | 2.7131 | 2.9822 | 3.283 | 3.5718 | 3.8943
UT | Residential | Single Family - Low Income | New | Space Heating | Geothermal Heat Pump | 0 | 0.033256 | 0.068033 | 0.10589 | 0.14578 | 0.18856 | 0.23443 | 0.28478 | 0.33585 | 0.39184 | 0.45187 | 0.51853 | 0.58468 | 0.6576 | 0.7353 | 0.82163 | 0.90564 | 0.999 | 1.0982 | 1.2092 | 1.3157 | 1.4346
UT | Residential | Single Family - Low Income | New | Space Heating | Ductless Mini Split Heat Pump | 0 | 0.033164 | 0.067838 | 0.10558 | 0.14533 | 0.18795 | 0.23366 | 0.28382 | 0.3347 | 0.39049 | 0.45029 | 0.51671 | 0.58261 | 0.65526 | 0.73268 | 0.8187 | 0.9024 | 0.99541 | 1.0943 | 1.2048 | 1.3109 | 1.4294
UT | Residential | Single Family - Low Income | New | Water Heating | Water Heater (<= 55 Gal) | 0 | 0.70926 | 1.462 | 2.2825 | 3.1805 | 4.1646 | 5.242 | 6.4176 | 7.698 | 9.0938 | 10.6184 | 12.2816 | 14.0876 | 16.0446 | 18.1677 | 20.4676 | 22.9573 | 25.6513 | 28.5648 | 31.7144 | 35.1165 | 38.7897
UT | Residential | Single Family - Low Income | New | Water Heating | Water Heater (> 55 Gal) | 0 | 0.022961 | 0.047329 | 0.073891 | 0.10296 | 0.13482 | 0.1697 | 0.20776 | 0.24921 | 0.29439 | 0.34375 | 0.39759 | 0.45605 | 0.51941 | 0.58814 | 0.66259 | 0.74319 | 0.8304 | 0.92472 | 1.0267 | 1.1368 | 1.2557
UT | Residential | Single Family - Low Income | New | Interior Lighting | General Service Lighting | 0 | 0.64513 | 1.1322 | 1.6019 | 1.954 | 2.3175 | 2.6789 | 3.0133 | 3.3862 | 3.7161 | 4.0365 | 4.3528 | 4.6625 | 4.9726 | 5.2491 | 5.5228 | 5.7939 | 6.0626 | 6.3338 | 6.5696 | 6.8103 | 7.0565
UT | Residential | Single Family - Low Income | New | Interior Lighting | Linear Lighting | 0 | 0.13727 | 0.26883 | 0.39875 | 0.52646 | 0.65387 | 0.78106 | 0.90777 | 1.0339 | 1.159 | 1.2844 | 1.4102 | 1.5358 | 1.6609 | 1.7852 | 1.9094 | 2.0334 | 2.1573 | 2.2812 | 2.4052 | 2.5286 | 2.6515
UT | Residential | Single Family - Low Income | New | Interior Lighting | Exempted Lighting | 0 | 0.0076252 | 0.014933 | 0.020919 | 0.025887 | 0.030204 | 0.03337 | 0.036457 | 0.039224 | 0.041697 | 0.044644 | 0.047873 | 0.051284 | 0.054775 | 0.058131 | 0.062258 | 0.066115 | 0.069625 | 0.07297 | 0.076169 | 0.079255 | 0.082349
UT | Residential | Single Family - Low Income | New | Exterior Lighting | General Service Lighting | 0 | 0.17829 | 0.2916 | 0.37391 | 0.4399 | 0.51099 | 0.57174 | 0.65235 | 0.73498 | 0.80842 | 0.87941 | 0.94808 | 1.0141 | 1.0795 | 1.1337 | 1.1871 | 1.2398 | 1.292 | 1.3449 | 1.3886 | 1.4328 | 1.478
UT | Residential | Single Family - Low Income | New | Appliances | Clothes Washer | 0 | 0.1186 | 0.23331 | 0.34762 | 0.46227 | 0.57768 | 0.69393 | 0.81079 | 0.926 | 1.0393 | 1.1529 | 1.267 | 1.3807 | 1.494 | 1.6072 | 1.7203 | 1.8332 | 1.9461 | 2.0589 | 2.1718 | 2.2848 | 2.3978
UT | Residential | Single Family - Low Income | New | Appliances | Clothes Dryer | 0 | 0.67475 | 1.3271 | 1.9769 | 2.6284 | 3.284 | 3.944 | 4.6072 | 5.2731 | 5.9436 | 6.6219 | 7.308 | 7.9983 | 8.6919 | 9.3908 | 10.0946 | 10.8035 | 11.5179 | 12.2381 | 12.9647 | 13.6973 | 14.4365
UT | Residential | Single Family - Low Income | New | Appliances | Dishwasher | 0 | 0.077748 | 0.15248 | 0.22649 | 0.30027 | 0.37408 | 0.44798 | 0.52181 | 0.59552 | 0.66932 | 0.74358 | 0.81827 | 0.893 | 0.96766 | 1.0425 | 1.1174 | 1.1924 | 1.2677 | 1.3431 | 1.4187 | 1.4946 | 1.5708
UT | Residential | Single Family - Low Income | New | Appliances | Refrigerator | 0 | 0.56018 | 1.0972 | 1.6275 | 2.1546 | 2.6805 | 3.2055 | 3.7286 | 4.2492 | 4.7691 | 5.2907 | 5.8139 | 6.3359 | 6.8559 | 7.3756 | 7.8945 | 8.4128 | 8.9309 | 9.4488 | 9.967 | 10.4853 | 11.004
UT | Residential | Single Family - Low Income | New | Appliances | Freezer | 0 | 0.37687 | 0.73448 | 1.0841 | 1.4283 | 1.7682 | 2.1043 | 2.4357 | 2.7623 | 3.0852 | 3.4059 | 3.7245 | 4.0392 | 4.3494 | 4.6563 | 4.9597 | 5.2596 | 5.5562 | 5.8499 | 6.1406 | 6.4285 | 6.7136
UT | Residential | Single Family - Low Income | New | Appliances | Second Refrigerator | 0 | 0.26103 | 0.50974 | 0.75387 | 0.99509 | 1.2343 | 1.4717 | 1.7068 | 1.9393 | 2.1702 | 2.4004 | 2.6299 | 2.8575 | 3.0829 | 3.3068 | 3.5289 | 3.7495 | 3.9686 | 4.1863 | 4.4028 | 4.618 | 4.8321
UT | Residential | Single Family - Low Income | New | Appliances | Stove/Oven | 0 | 0.11364 | 0.22256 | 0.33012 | 0.43703 | 0.54368 | 0.65016 | 0.75624 | 0.86184 | 0.96727 | 1.0731 | 1.1792 | 1.285 | 1.3905 | 1.4959 | 1.6011 | 1.7062 | 1.8113 | 1.9163 | 2.0214 | 2.1265 | 2.2316
UT | Residential | Single Family - Low Income | New | Appliances | Microwave | 0 | 0.13989 | 0.27396 | 0.40636 | 0.53797 | 0.66925 | 0.80032 | 0.93091 | 1.0609 | 1.1907 | 1.3209 | 1.4515 | 1.5818 | 1.7116 | 1.8414 | 1.9709 | 2.1003 | 2.2296 | 2.3589 | 2.4882 | 2.6176 | 2.747
UT | Residential | Single Family - Low Income | New | Appliances | Dehumidifier | 0 | 0.026826 | 0.052536 | 0.077926 | 0.10316 | 0.12834 | 0.15347 | 0.17852 | 0.20344 | 0.22833 | 0.2533 | 0.27835 | 0.30334 | 0.32823 | 0.35311 | 0.37795 | 0.40276 | 0.42756 | 0.45235 | 0.47715 | 0.50196 | 0.52679
UT | Residential | Single Family - Low Income | New | Appliances | Air Purifier | 0 | 0.047528 | 0.093078 | 0.13806 | 0.18277 | 0.22738 | 0.27191 | 0.31628 | 0.36044 | 0.40453 | 0.44877 | 0.49315 | 0.53743 | 0.58153 | 0.6256 | 0.66961 | 0.71357 | 0.7575 | 0.80143 | 0.84537 | 0.88933 | 0.93331
UT | Residential | Single Family - Low Income | New | Electronics | Personal Computers | 0 | 0.061411 | 0.12027 | 0.17839 | 0.23616 | 0.2938 | 0.35134 | 0.40866 | 0.46572 | 0.5227 | 0.57986 | 0.6372 | 0.69441 | 0.7514 | 0.80835 | 0.86521 | 0.92201 | 0.97877 | 1.0355 | 1.0923 | 1.1491 | 1.2059
UT | Residential | Single Family - Low Income | New | Electronics | Monitor | 0 | 0.037147 | 0.073669 | 0.11065 | 0.14834 | 0.18688 | 0.2263 | 0.26655 | 0.30761 | 0.34961 | 0.39275 | 0.43704 | 0.4823 | 0.52847 | 0.57571 | 0.624 | 0.67337 | 0.72386 | 0.77552 | 0.82838 | 0.88247 | 0.93782
UT | Residential | Single Family - Low Income | New | Electronics | Laptops | 0 | 0.060118 | 0.11922 | 0.17908 | 0.24007 | 0.30244 | 0.36624 | 0.43138 | 0.49783 | 0.5658 | 0.63561 | 0.70729 | 0.78053 | 0.85526 | 0.93171 | 1.0099 | 1.0898 | 1.1715 | 1.2551 | 1.3406 | 1.4282 | 1.5177
UT | Residential | Single Family - Low Income | New | Electronics | TVs | 0 | 0.54398 | 1.075 | 1.6092 | 2.1498 | 2.6988 | 3.2568 | 3.8228 | 4.3964 | 4.9793 | 5.5742 | 6.1814 | 6.7979 | 7.4229 | 8.0584 | 8.704 | 9.3601 | 10.0271 | 10.7053 | 11.3954 | 12.0974 | 12.8116
UT | Residential | Single Family - Low Income | New | Electronics | Printer/Fax/Copier | 0 | 0.018012 | 0.035721 | 0.053655 | 0.07193 | 0.090615 | 0.10973 | 0.12925 | 0.14916 | 0.16952 | 0.19044 | 0.21192 | 0.23386 | 0.25625 | 0.27916 | 0.30257 | 0.32651 | 0.35099 | 0.37604 | 0.40167 | 0.4279 | 0.45474
UT | Residential | Single Family - Low Income | New | Electronics | Set-top Boxes/DVRs | 0 | 0.034682 | 0.068541 | 0.10259 | 0.13706 | 0.17207 | 0.20764 | 0.24373 | 0.2803 | 0.31746 | 0.35539 | 0.3941 | 0.43341 | 0.47326 | 0.51377 | 0.55494 | 0.59676 | 0.63929 | 0.68254 | 0.72653 | 0.77129 | 0.81682
UT | Residential | Single Family - Low Income | New | Electronics | Devices and Gadgets | 0 | 0.56422 | 1.1189 | 1.6807 | 2.2531 | 2.8384 | 3.4372 | 4.0485 | 4.6722 | 5.31 | 5.9652 | 6.638 | 7.3254 | 8.0267 | 8.7442 | 9.4776 | 10.2275 | 10.9944 | 11.779 | 12.5819 | 13.4034 | 14.2441
UT | Residential | Single Family - Low Income | New | Miscellaneous | Electric Vehicle Chargers | 0 | 0 | 0 | 0 | 0 | 0 | 0 | 0 | 0 | 0 | 0 | 0 | 0 | 0 | 0 | 0 | 0 | 0 | 0 | 0 | 0 | 0
UT | Residential | Single Family - Low Income | New | Miscellaneous | Pool Pump | 0 | 0.0058274 | 0.011412 | 0.016928 | 0.02241 | 0.027879 | 0.033339 | 0.038779 | 0.044193 | 0.0496 | 0.055024 | 0.060466 | 0.065894 | 0.071302 | 0.076706 | 0.082102 | 0.087491 | 0.092878 | 0.098264 | 0.10365 | 0.10904 | 0.11443
UT | Residential | Single Family - Low Income | New | Miscellaneous | Pool Heater | 0 | 0.0081858 | 0.016031 | 0.023779 | 0.03148 | 0.039162 | 0.046832 | 0.054473 | 0.062079 | 0.069674 | 0.077294 | 0.084937 | 0.092563 | 0.10016 | 0.10775 | 0.11533 | 0.1229 | 0.13047 | 0.13803 | 0.1456 | 0.15317 | 0.16075
UT | Residential | Single Family - Low Income | New | Miscellaneous | Hot Tub/Spa | 0 | 0.10166 | 0.19908 | 0.26212 | 0.32478 | 0.38729 | 0.44969 | 0.51187 | 0.57375 | 0.63555 | 0.69053 | 0.7404 | 0.79258 | 0.8465 | 0.90195 | 0.94938 | 0.99998 | 1.0615 | 1.1231 | 1.1847 | 1.2463 | 1.3079
UT | Residential | Single Family - Low Income | New | Miscellaneous | Furnace Fan | 0 | 0.28732 | 0.57071 | 0.85872 | 1.1533 | 1.4558 | 1.7667 | 2.0857 | 2.4128 | 2.7493 | 3.0787 | 3.3832 | 3.6869 | 3.9895 | 4.2919 | 4.5938 | 4.8953 | 5.1967 | 5.4981 | 5.7996 | 6.1011 | 6.4028
UT | Residential | Single Family - Low Income | New | Miscellaneous | Well Pump | 0 | 0.020744 | 0.040625 | 0.060259 | 0.079775 | 0.099244 | 0.11868 | 0.13804 | 0.15732 | 0.17657 | 0.19588 | 0.21524 | 0.23457 | 0.25382 | 0.27306 | 0.29226 | 0.31145 | 0.33063 | 0.3498 | 0.36898 | 0.38816 | 0.40736
UT | Residential | Single Family - Low Income | New | Miscellaneous | Bathroom Exhaust Fan | 0 | 0.01572 | 0.030786 | 0.045664 | 0.060453 | 0.075206 | 0.089935 | 0.10461 | 0.11921 | 0.1338 | 0.14843 | 0.16311 | 0.17775 | 0.19234 | 0.20692 | 0.22148 | 0.23601 | 0.25054 | 0.26507 | 0.27961 | 0.29415 | 0.30869
UT | Residential | Single Family - Low Income | New | Miscellaneous | Miscellaneous | 0 | 0.74012 | 1.4537 | 2.1627 | 2.8716 | 3.5829 | 4.2973 | 5.0133 | 5.7302 | 6.4502 | 7.1768 | 7.9098 | 8.6455 | 9.3826 | 10.1236 | 10.8678 | 11.6155 | 12.3671 | 13.123 | 13.8835 | 14.6486 | 15.4185
UT | Residential | Single Family - Low Income | New | Generation | Solar PV | 0 | -0.55177 | -1.14 | -1.7777 | -2.4769 | -3.2493 | -4.1093 | -5.0814 | -6.1692 | -7.439 | -8.8405 | -10.4364 | -12.1324 | -13.9276 | -15.8129 | -17.7829 | -19.8333 | -21.9615 | -24.1659 | -26.4466 | -28.8039 | -31.2391
UT | Residential | Multi-Family - Low Income | Existing | Cooling | Central AC | 19.2024 | 19.1493 | 19.0817 | 18.9268 | 18.8362 | 18.8408 | 18.8433 | 18.8456 | 18.8498 | 18.8578 | 18.8712 | 18.8917 | 18.9207 | 18.9596 | 19.0099 | 19.0621 | 19.126 | 19.201 | 19.2869 | 19.3838 | 19.4911 | 19.608
UT | Residential | Multi-Family - Low Income | Existing | Cooling | Room AC | 2.3901 | 2.3689 | 2.3454 | 2.3213 | 2.2978 | 2.2896 | 2.2841 | 2.2824 | 2.284 | 2.2885 | 2.2957 | 2.3052 | 2.3168 | 2.3303 | 2.3454 | 2.3608 | 2.3775 | 2.3955 | 2.4145 | 2.4345 | 2.4555 | 2.4772
UT | Residential | Multi-Family - Low Income | Existing | Cooling | Air-Source Heat Pump | 0.22322 | 0.22408 | 0.22476 | 0.22542 | 0.22607 | 0.22803 | 0.23 | 0.23198 | 0.23398 | 0.23601 | 0.23806 | 0.24015 | 0.24227 | 0.24444 | 0.24666 | 0.2488 | 0.251 | 0.25326 | 0.25559 | 0.25797 | 0.2604 | 0.26288
UT | Residential | Multi-Family - Low Income | Existing | Cooling | Geothermal Heat Pump | 0 | 0 | 0 | 0 | 0 | 0 | 0 | 0 | 0 | 0 | 0 | 0 | 0 | 0 | 0 | 0 | 0 | 0 | 0 | 0 | 0 | 0
UT | Residential | Multi-Family - Low Income | Existing | Cooling | Evaporative Cooler | 1.1986 | 1.189 | 1.1793 | 1.1695 | 1.1596 | 1.1565 | 1.1534 | 1.1503 | 1.1473 | 1.1444 | 1.1417 | 1.1391 | 1.1368 | 1.1348 | 1.133 | 1.1309 | 1.1289 | 1.1272 | 1.1256 | 1.1243 | 1.123 | 1.1219
UT | Residential | Multi-Family - Low Income | Existing | Cooling | Ductless Mini Split Heat Pump | 0.069426 | 0.072225 | 0.075137 | 0.078166 | 0.081317 | 0.085092 | 0.089038 | 0.093165 | 0.097479 | 0.10199 | 0.10671 | 0.11164 | 0.11679 | 0.12218 | 0.12781 | 0.13363 | 0.13971 | 0.14606 | 0.1527 | 0.15964 | 0.16688 | 0.17446
UT | Residential | Multi-Family - Low Income | Existing | Space Heating | Electric Room Heat | 4.6573 | 4.8095 | 4.9676 | 5.1555 | 5.304 | 5.4576 | 5.6176 | 5.8108 | 5.9584 | 6.14 | 6.3295 | 6.5575 | 6.734 | 6.9496 | 7.1743 | 7.4414 | 7.6493 | 7.9011 | 8.1627 | 8.4727 | 8.7164 | 9.009
UT | Residential | Multi-Family - Low Income | Existing | Space Heating | Electric Furnace | 18.0059 | 18.5943 | 19.2056 | 19.932 | 20.5062 | 21.1001 | 21.7187 | 22.4656 | 23.0363 | 23.7384 | 24.4712 | 25.3525 | 26.0347 | 26.8683 | 27.7373 | 28.7697 | 29.5735 | 30.547 | 31.5586 | 32.7571 | 33.6994 | 34.8305
UT | Residential | Multi-Family - Low Income | Existing | Space Heating | Air-Source Heat Pump | 0.41418 | 0.43142 | 0.44875 | 0.46888 | 0.4855 | 0.50261 | 0.52028 | 0.54101 | 0.55745 | 0.57697 | 0.59715 | 0.62086 | 0.63956 | 0.66184 | 0.68487 | 0.71181 | 0.73302 | 0.75838 | 0.78463 | 0.81548 | 0.83991 | 0.86899
UT | Residential | Multi-Family - Low Income | Existing | Space Heating | Geothermal Heat Pump | 0 | 0 | 0 | 0 | 0 | 0 | 0 | 0 | 0 | 0 | 0 | 0 | 0 | 0 | 0 | 0 | 0 | 0 | 0 | 0 | 0 | 0
UT | Residential | Multi-Family - Low Income | Existing | Space Heating | Ductless Mini Split Heat Pump | 0.13305 | 0.13841 | 0.14399 | 0.15048 | 0.15584 | 0.16136 | 0.16707 | 0.17377 | 0.1791 | 0.18543 | 0.19198 | 0.19967 | 0.20577 | 0.21302 | 0.22052 | 0.22929 | 0.23622 | 0.24447 | 0.253 | 0.26302 | 0.27096 | 0.28039
UT | Residential | Multi-Family - Low Income | Existing | Water Heating | Water Heater (<= 55 Gal) | 26.2524 | 27.5214 | 28.8517 | 30.2463 | 31.7083 | 33.241 | 34.8478 | 36.5323 | 38.2981 | 40.1493 | 42.0901 | 44.1246 | 46.2574 | 48.4934 | 50.8374 | 53.2947 | 55.8709 | 58.5715 | 61.4027 | 64.3707 | 67.4822 | 70.7441
UT | Residential | Multi-Family - Low Income | Existing | Water Heating | Water Heater (> 55 Gal) | 0 | 0 | 0 | 0 | 0 | 0 | 0 | 0 | 0 | 0 | 0 | 0 | 0 | 0 | 0 | 0 | 0 | 0 | 0 | 0 | 0 | 0
UT | Residential | Multi-Family - Low Income | Existing | Interior Lighting | General Service Lighting | 13.8235 | 13.3503 | 12.6931 | 11.937 | 11.023 | 10.0509 | 9.022 | 8.1485 | 7.435 | 6.8122 | 6.2836 | 5.8359 | 5.4531 | 5.1293 | 4.8417 | 4.5918 | 4.3741 | 4.184 | 4.0202 | 3.8596 | 3.7139 | 3.5825
UT | Residential | Multi-Family - Low Income | Existing | Interior Lighting | Linear Lighting | 1.3338 | 1.3284 | 1.3231 | 1.3178 | 1.3124 | 1.3069 | 1.3015 | 1.2961 | 1.2907 | 1.2851 | 1.2796 | 1.2741 | 1.2686 | 1.2632 | 1.2576 | 1.2521 | 1.2465 | 1.2411 | 1.2356 | 1.2301 | 1.2248 | 1.2195
UT | Residential | Multi-Family - Low Income | Existing | Interior Lighting | Exempted Lighting | 0.08865 | 0.088295 | 0.087942 | 0.086967 | 0.085201 | 0.082675 | 0.079069 | 0.074788 | 0.069777 | 0.064497 | 0.059549 | 0.055123 | 0.051602 | 0.048878 | 0.04691 | 0.04608 | 0.045782 | 0.0458 | 0.045977 | 0.046175 | 0.046344 | 0.046162
UT | Residential | Multi-Family - Low Income | Existing | Exterior Lighting | General Service Lighting | 1.4489 | 1.4009 | 1.3171 | 1.2094 | 1.0808 | 0.94431 | 0.8313 | 0.74529 | 0.67705 | 0.62023 | 0.57384 | 0.53536 | 0.50277 | 0.47562 | 0.45055 | 0.42888 | 0.41011 | 0.39379 | 0.37983 | 0.36505 | 0.35085 | 0.33749
UT | Residential | Multi-Family - Low Income | Existing | Appliances | Clothes Washer | 1.9174 | 1.9183 | 1.9193 | 1.9202 | 1.9211 | 1.9221 | 1.923 | 1.924 | 1.9249 | 1.9258 | 1.9268 | 1.9277 | 1.9287 | 1.9296 | 1.9305 | 1.9315 | 1.9324 | 1.9334 | 1.9343 | 1.9353 | 1.9362 | 1.9371
UT | Residential | Multi-Family - Low Income | Existing | Appliances | Clothes Dryer | 12.4948 | 12.5073 | 12.5208 | 12.535 | 12.5495 | 12.5638 | 12.5779 | 12.5913 | 12.6039 | 12.6155 | 12.6259 | 12.6354 | 12.644 | 12.6519 | 12.6592 | 12.6659 | 12.6722 | 12.6781 | 12.6836 | 12.6889 | 12.6939 | 12.6987
UT | Residential | Multi-Family - Low Income | Existing | Appliances | Dishwasher | 1.1561 | 1.1531 | 1.1501 | 1.1472 | 1.1442 | 1.1412 | 1.1383 | 1.1354 | 1.1324 | 1.1295 | 1.1266 | 1.1237 | 1.1208 | 1.1179 | 1.115 | 1.1121 | 1.1092 | 1.1064 | 1.1035 | 1.1006 | 1.0978 | 1.095
UT | Residential | Multi-Family - Low Income | Existing | Appliances | Refrigerator | 14.8805 | 14.7451 | 14.6062 | 14.4654 | 14.3242 | 14.1841 | 14.0462 | 13.9116 | 13.7813 | 13.6562 | 13.537 | 13.4244 | 13.3178 | 13.2167 | 13.1205 | 13.0288 | 12.9412 | 12.8573 | 12.7768 | 12.6994 | 12.6248 | 12.5528
UT | Residential | Multi-Family - Low Income | Existing | Appliances | Freezer | 4.5772 | 4.5368 | 4.4967 | 4.4569 | 4.4175 | 4.3785 | 4.3398 | 4.3014 | 4.2634 | 4.2257 | 4.1883 | 4.1513 | 4.1146 | 4.0782 | 4.0422 | 4.0065 | 3.9711 | 3.936 | 3.9012 | 3.8667 | 3.8325 | 3.7986
UT | Residential | Multi-Family - Low Income | Existing | Appliances | Second Refrigerator | 4.6783 | 4.5495 | 4.4167 | 4.282 | 4.1473 | 4.0145 | 3.8849 | 3.76 | 3.6409 | 3.5286 | 3.424 | 3.328 | 3.2397 | 3.1583 | 3.0832 | 3.0138 | 2.9496 | 2.89 | 2.8346 | 2.7831 | 2.735 | 2.69
UT | Residential | Multi-Family - Low Income | Existing | Appliances | Stove/Oven | 3.5057 | 3.4896 | 3.473 | 3.4562 | 3.4392 | 3.4222 | 3.4053 | 3.3886 | 3.3721 | 3.3558 | 3.3398 | 3.3241 | 3.3087 | 3.2937 | 3.279 | 3.2647 | 3.2507 | 3.237 | 3.2234 | 3.21 | 3.1968 | 3.1837
UT | Residential | Multi-Family - Low Income | Existing | Appliances | Microwave | 3.6033 | 3.5889 | 3.5745 | 3.5602 | 3.546 | 3.5318 | 3.5177 | 3.5036 | 3.4896 | 3.4756 | 3.4617 | 3.4479 | 3.4341 | 3.4203 | 3.4067 | 3.393 | 3.3795 | 3.3659 | 3.3525 | 3.3391 | 3.3257 | 3.3124
UT | Residential | Multi-Family - Low Income | Existing | Appliances | Dehumidifier | 0.50228 | 0.49515 | 0.48725 | 0.47894 | 0.4705 | 0.46217 | 0.45416 | 0.44661 | 0.43966 | 0.43342 | 0.42796 | 0.42315 | 0.41889 | 0.41509 | 0.41166 | 0.40855 | 0.4057 | 0.40306 | 0.40061 | 0.39831 | 0.39614 | 0.39408
UT | Residential | Multi-Family - Low Income | Existing | Appliances | Air Purifier | 0.73727 | 0.73432 | 0.73138 | 0.72846 | 0.72554 | 0.72264 | 0.71975 | 0.71687 | 0.714 | 0.71115 | 0.7083 | 0.70547 | 0.70265 | 0.69984 | 0.69704 | 0.69425 | 0.69147 | 0.68871 | 0.68595 | 0.68321 | 0.68047 | 0.67775
UT | Residential | Multi-Family - Low Income | Existing | Electronics | Personal Computers | 1.5212 | 1.4592 | 1.3886 | 1.3164 | 1.2479 | 1.1876 | 1.1387 | 1.099 | 1.0667 | 1.0401 | 1.0181 | 0.99991 | 0.98462 | 0.97169 | 0.96064 | 0.95108 | 0.94273 | 0.93534 | 0.92871 | 0.92269 | 0.91717 | 0.91204
UT | Residential | Multi-Family - Low Income | Existing | Electronics | Monitor | 1.8199 | 1.7415 | 1.6497 | 1.5546 | 1.4644 | 1.3855 | 1.3232 | 1.2742 | 1.2358 | 1.206 | 1.1829 | 1.1652 | 1.1519 | 1.1421 | 1.1351 | 1.1304 | 1.1274 | 1.1259 | 1.1255 | 1.126 | 1.1273 | 1.1292
UT | Residential | Multi-Family - Low Income | Existing | Electronics | Laptops | 1.4813 | 1.4439 | 1.4065 | 1.3776 | 1.3554 | 1.3386 | 1.3261 | 1.3171 | 1.3108 | 1.3068 | 1.3046 | 1.3038 | 1.3041 | 1.3054 | 1.3074 | 1.31 | 1.313 | 1.3165 | 1.3203 | 1.3243 | 1.3286 | 1.333
UT | Residential | Multi-Family - Low Income | Existing | Electronics | TVs | 3.554 | 4.7706 | 5.9488 | 6.9994 | 7.8514 | 8.5444 | 9.1104 | 9.5747 | 9.9578 | 10.2761 | 10.5424 | 10.7673 | 10.9591 | 11.1244 | 11.2688 | 11.3963 | 11.5104 | 11.6139 | 11.709 | 11.7974 | 11.8804 | 11.9593
UT | Residential | Multi-Family - Low Income | Existing | Electronics | Printer/Fax/Copier | 0.47831 | 0.46921 | 0.45871 | 0.44826 | 0.43903 | 0.43195 | 0.42659 | 0.42261 | 0.41973 | 0.41774 | 0.41646 | 0.41574 | 0.41549 | 0.41559 | 0.41599 | 0.41663 | 0.41746 | 0.41844 | 0.41954 | 0.42074 | 0.42203 | 0.42338
UT | Residential | Multi-Family - Low Income | Existing | Electronics | Set-top Boxes/DVRs | 0.53593 | 0.53343 | 0.53012 | 0.52662 | 0.52343 | 0.52094 | 0.51947 | 0.51882 | 0.51882 | 0.51935 | 0.52031 | 0.52161 | 0.52318 | 0.52498 | 0.52697 | 0.5291 | 0.53135 | 0.5337 | 0.53614 | 0.53864 | 0.5412 | 0.54382
UT | Residential | Multi-Family - Low Income | Existing | Electronics | Devices and Gadgets | 11.7522 | 11.7967 | 11.8414 | 11.8862 | 11.9313 | 11.9764 | 12.0218 | 12.0673 | 12.113 | 12.1589 | 12.2049 | 12.2511 | 12.2975 | 12.3441 | 12.3909 | 12.4378 | 12.4849 | 12.5322 | 12.5796 | 12.6273 | 12.6751 | 12.7231
UT | Residential | Multi-Family - Low Income | Existing | Miscellaneous | Electric Vehicle Chargers | 0 | 0 | 0 | 0 | 0 | 0 | 0 | 0 | 0 | 0 | 0 | 0 | 0 | 0 | 0 | 0 | 0 | 0 | 0 | 0 | 0 | 0
UT | Residential | Multi-Family - Low Income | Existing | Miscellaneous | Pool Pump | 0.14865 | 0.12309 | 0.10291 | 0.087007 | 0.074568 | 0.064979 | 0.057779 | 0.052364 | 0.048282 | 0.045196 | 0.042854 | 0.041069 | 0.039699 | 0.038639 | 0.037812 | 0.037158 | 0.036634 | 0.036207 | 0.035852 | 0.035552 | 0.035293 | 0.035065
UT | Residential | Multi-Family - Low Income | Existing | Miscellaneous | Pool Heater | 0 | 0 | 0 | 0 | 0 | 0 | 0 | 0 | 0 | 0 | 0 | 0 | 0 | 0 | 0 | 0 | 0 | 0 | 0 | 0 | 0 | 0
UT | Residential | Multi-Family - Low Income | Existing | Miscellaneous | Hot Tub/Spa | 0.27795 | 0.28784 | 0.29998 | 0.30432 | 0.30783 | 0.31005 | 0.31061 | 0.30922 | 0.30566 | 0.29977 | 0.29372 | 0.28723 | 0.28184 | 0.27734 | 0.27354 | 0.26886 | 0.26449 | 0.26268 | 0.26102 | 0.25949 | 0.25807 | 0.25673
UT | Residential | Multi-Family - Low Income | Existing | Miscellaneous | Furnace Fan | 1.4787 | 1.4906 | 1.5024 | 1.5142 | 1.5263 | 1.5389 | 1.5521 | 1.5661 | 1.581 | 1.597 | 1.6142 | 1.6327 | 1.6526 | 1.6449 | 1.632 | 1.6199 | 1.6084 | 1.5976 | 1.5873 | 1.5775 | 1.5682 | 1.5592
UT | Residential | Multi-Family - Low Income | Existing | Miscellaneous | Well Pump | 0.12401 | 0.12351 | 0.12302 | 0.12252 | 0.12203 | 0.12155 | 0.12106 | 0.12057 | 0.12009 | 0.11961 | 0.11913 | 0.11866 | 0.11818 | 0.11771 | 0.11724 | 0.11677 | 0.1163 | 0.11584 | 0.11537 | 0.11491 | 0.11445 | 0.114
UT | Residential | Multi-Family - Low Income | Existing | Miscellaneous | Bathroom Exhaust Fan | 0.1662 | 0.16554 | 0.16488 | 0.16422 | 0.16356 | 0.1629 | 0.16225 | 0.1616 | 0.16096 | 0.16031 | 0.15967 | 0.15903 | 0.1584 | 0.15776 | 0.15713 | 0.1565 | 0.15588 | 0.15526 | 0.15463 | 0.15402 | 0.1534 | 0.15279
UT | Residential | Multi-Family - Low Income | Existing | Miscellaneous | Miscellaneous | 31.1553 | 31.1225 | 31.0897 | 31.057 | 31.0243 | 30.9916 | 30.9589 | 30.9263 | 30.8938 | 30.8612 | 30.8287 | 30.7963 | 30.7638 | 30.7314 | 30.6991 | 30.6667 | 30.6344 | 30.6022 | 30.5699 | 30.5378 | 30.5056 | 30.4735
UT | Residential | Multi-Family - Low Income | Existing | Generation | Solar PV | -0.79133 | -0.93194 | -0.9792 | -1.0253 | -1.0748 | -1.1289 | -1.1891 | -1.2591 | -1.3359 | -1.4296 | -1.5253 | -1.632 | -1.734 | -1.8323 | -1.926 | -2.0155 | -2.101 | -2.1827 | -2.2611 | -2.3365 | -2.4093 | -2.4799
UT | Residential | Multi-Family - Low Income | New | Cooling | Central AC | 0 | 0.42747 | 0.84796 | 1.2087 | 1.6298 | 2.0613 | 2.5053 | 2.961 | 3.4285 | 3.909 | 4.4047 | 4.9159 | 5.4407 | 5.9786 | 6.5313 | 7.0934 | 7.6685 | 8.2576 | 8.8618 | 9.4823 | 10.1195 | 10.7737
UT | Residential | Multi-Family - Low Income | New | Cooling | Room AC | 0 | 0.053371 | 0.10573 | 0.1585 | 0.212 | 0.26796 | 0.32553 | 0.38463 | 0.44525 | 0.50756 | 0.57184 | 0.63812 | 0.70617 | 0.77593 | 0.84761 | 0.92069 | 0.99565 | 1.0726 | 1.1515 | 1.2325 | 1.3156 | 1.4009
UT | Residential | Multi-Family - Low Income | New | Cooling | Air-Source Heat Pump | 0 | 0.005856 | 0.011419 | 0.017025 | 0.022709 | 0.028657 | 0.034775 | 0.041056 | 0.047498 | 0.05412 | 0.060951 | 0.067996 | 0.075228 | 0.082642 | 0.090258 | 0.098007 | 0.10596 | 0.11412 | 0.12249 | 0.13109 | 0.13991 | 0.14896
UT | Residential | Multi-Family - Low Income | New | Cooling | Geothermal Heat Pump | 0 | 0 | 0 | 0 | 0 | 0 | 0 | 0 | 0 | 0 | 0 | 0 | 0 | 0 | 0 | 0 | 0 | 0 | 0 | 0 | 0 | 0
UT | Residential | Multi-Family - Low Income | New | Cooling | Evaporative Cooler | 0 | 0.029162 | 0.0572 | 0.084906 | 0.11245 | 0.14073 | 0.16929 | 0.19805 | 0.22701 | 0.25623 | 0.28584 | 0.31584 | 0.34608 | 0.37652 | 0.40726 | 0.43802 | 0.46902 | 0.50028 | 0.53181 | 0.56361 | 0.5957 | 0.62807
UT | Residential | Multi-Family - Low Income | New | Cooling | Ductless Mini Split Heat Pump | 0 | 0.0019408 | 0.0039761 | 0.0061647 | 0.0085275 | 0.011148 | 0.014006 | 0.017115 | 0.02049 | 0.024157 | 0.028147 | 0.032485 | 0.037179 | 0.042249 | 0.047731 | 0.05362 | 0.05997 | 0.066813 | 0.074183 | 0.082118 | 0.090655 | 0.099834
UT | Residential | Multi-Family - Low Income | New | Space Heating | Electric Room Heat | 0 | 0.11836 | 0.24248 | 0.37765 | 0.52004 | 0.67269 | 0.83631 | 1.0159 | 1.198 | 1.3976 | 1.6115 | 1.8489 | 2.0844 | 2.344 | 2.6205 | 2.9277 | 3.2265 | 3.5584 | 3.9112 | 4.3054 | 4.6838 | 5.106
UT | Residential | Multi-Family - Low Income | New | Space Heating | Electric Furnace | 0 | 0.45759 | 0.93748 | 1.4601 | 2.0106 | 2.6007 | 3.2333 | 3.9275 | 4.6317 | 5.4034 | 6.2303 | 7.1481 | 8.0586 | 9.0622 | 10.1313 | 11.319 | 12.4742 | 13.7576 | 15.1214 | 16.6454 | 18.1083 | 19.7408
UT | Residential | Multi-Family - Low Income | New | Space Heating | Air-Source Heat Pump | 0 | 0.011902 | 0.023984 | 0.037142 | 0.051 | 0.065856 | 0.08178 | 0.099257 | 0.11698 | 0.13641 | 0.15723 | 0.18033 | 0.20325 | 0.22852 | 0.25543 | 0.2853 | 0.31435 | 0.34664 | 0.38094 | 0.41929 | 0.4561 | 0.49718
UT | Residential | Multi-Family - Low Income | New | Space Heating | Geothermal Heat Pump | 0 | 0 | 0 | 0 | 0 | 0 | 0 | 0 | 0 | 0 | 0 | 0 | 0 | 0 | 0 | 0 | 0 | 0 | 0 | 0 | 0 | 0
UT | Residential | Multi-Family - Low Income | New | Space Heating | Ductless Mini Split Heat Pump | 0 | 0.003632 | 0.007441 | 0.011589 | 0.015959 | 0.020643 | 0.025664 | 0.031174 | 0.036763 | 0.042888 | 0.049451 | 0.056737 | 0.063963 | 0.071929 | 0.080415 | 0.089842 | 0.099011 | 0.1092 | 0.12002 | 0.13212 | 0.14373 | 0.15669
UT | Residential | Multi-Family - Low Income | New | Water Heating | Water Heater (<= 55 Gal) | 0 | 0.77846 | 1.6071 | 2.511 | 3.5002 | 4.584 | 5.7701 | 7.0644 | 8.4739 | 10.0099 | 11.6869 | 13.5153 | 15.5003 | 17.6511 | 19.9836 | 22.5099 | 25.244 | 28.2017 | 31.3994 | 34.8552 | 38.5869 | 42.6147
UT | Residential | Multi-Family - Low Income | New | Water Heating | Water Heater (> 55 Gal) | 0 | 0 | 0 | 0 | 0 | 0 | 0 | 0 | 0 | 0 | 0 | 0 | 0 | 0 | 0 | 0 | 0 | 0 | 0 | 0 | 0 | 0
UT | Residential | Multi-Family - Low Income | New | Interior Lighting | General Service Lighting | 0 | 0.17666 | 0.31046 | 0.43958 | 0.53643 | 0.63634 | 0.73564 | 0.82755 | 0.92996 | 1.0205 | 1.1084 | 1.1951 | 1.2799 | 1.3649 | 1.4406 | 1.5155 | 1.5896 | 1.6631 | 1.7372 | 1.8015 | 1.8672 | 1.9343
UT | Residential | Multi-Family - Low Income | New | Interior Lighting | Linear Lighting | 0 | 0.037575 | 0.073702 | 0.1094 | 0.14475 | 0.18 | 0.21518 | 0.25022 | 0.2851 | 0.31983 | 0.35464 | 0.38954 | 0.42434 | 0.459 | 0.49357 | 0.52807 | 0.56251 | 0.59693 | 0.63131 | 0.6657 | 0.70002 | 0.73429
UT | Residential | Multi-Family - Low Income | New | Interior Lighting | Exempted Lighting | 0 | 0.0024975 | 0.0048987 | 0.0069637 | 0.0087879 | 0.010422 | 0.011737 | 0.012992 | 0.014103 | 0.015108 | 0.016192 | 0.01731 | 0.018472 | 0.019651 | 0.020821 | 0.022215 | 0.023558 | 0.024863 | 0.026143 | 0.027394 | 0.02863 | 0.029845
UT | Residential | Multi-Family - Low Income | New | Exterior Lighting | General Service Lighting | 0 | 0.022903 | 0.037505 | 0.048131 | 0.056649 | 0.065818 | 0.073655 | 0.084042 | 0.094688 | 0.10415 | 0.11328 | 0.12211 | 0.13059 | 0.139 | 0.14596 | 0.15282 | 0.15958 | 0.16627 | 0.17305 | 0.17863 | 0.18429 | 0.19006
UT | Residential | Multi-Family - Low Income | New | Appliances | Clothes Washer | 0 | 0.054261 | 0.10691 | 0.15941 | 0.21207 | 0.26506 | 0.31841 | 0.37204 | 0.4259 | 0.48014 | 0.53499 | 0.59046 | 0.64627 | 0.70235 | 0.75887 | 0.81579 | 0.87312 | 0.9309 | 0.98915 | 1.0479 | 1.1071 | 1.1669
UT | Residential | Multi-Family - Low Income | New | Appliances | Clothes Dryer | 0 | 0.3574 | 0.70405 | 1.0496 | 1.396 | 1.7444 | 2.0951 | 2.4475 | 2.8012 | 3.1573 | 3.5173 | 3.8811 | 4.247 | 4.6147 | 4.985 | 5.3577 | 5.7331 | 6.1112 | 6.4922 | 6.8763 | 7.2636 | 7.654
UT | Residential | Multi-Family - Low Income | New | Appliances | Dishwasher | 0 | 0.032616 | 0.064067 | 0.095234 | 0.1263 | 0.15738 | 0.18848 | 0.21955 | 0.25056 | 0.2816 | 0.31281 | 0.34418 | 0.37555 | 0.40689 | 0.43828 | 0.46971 | 0.50118 | 0.5327 | 0.56429 | 0.59597 | 0.62773 | 0.65958
UT | Residential | Multi-Family - Low Income | New | Appliances | Refrigerator | 0 | 0.37794 | 0.74139 | 1.1005 | 1.4575 | 1.8136 | 2.169 | 2.5229 | 2.8753 | 3.2269 | 3.5794 | 3.9328 | 4.2852 | 4.6363 | 4.987 | 5.337 | 5.6865 | 6.0356 | 6.3846 | 6.7335 | 7.0823 | 7.4312
UT | Residential | Multi-Family - Low Income | New | Appliances | Freezer | 0 | 0.12832 | 0.25048 | 0.37001 | 0.48764 | 0.60381 | 0.71859 | 0.83179 | 0.94333 | 1.0535 | 1.163 | 1.2716 | 1.3788 | 1.4844 | 1.589 | 1.6922 | 1.7942 | 1.8951 | 1.9949 | 2.0937 | 2.1914 | 2.2882
UT | Residential | Multi-Family - Low Income | New | Appliances | Second Refrigerator | 0 | 0.079012 | 0.15453 | 0.22871 | 0.30201 | 0.37468 | 0.44676 | 0.51813 | 0.58873 | 0.65878 | 0.72858 | 0.79813 | 0.86708 | 0.93533 | 1.0031 | 1.0703 | 1.137 | 1.2033 | 1.2691 | 1.3344 | 1.3994 | 1.464
UT | Residential | Multi-Family - Low Income | New | Appliances | Stove/Oven | 0 | 0.097532 | 0.1913 | 0.28397 | 0.37608 | 0.46794 | 0.55961 | 0.65093 | 0.74182 | 0.83255 | 0.9235 | 1.0147 | 1.1056 | 1.1961 | 1.2866 | 1.3769 | 1.467 | 1.5571 | 1.6471 | 1.7371 | 1.8271 | 1.9171
UT | Residential | Multi-Family - Low Income | New | Appliances | Microwave | 0 | 0.10151 | 0.19911 | 0.29556 | 0.39143 | 0.48704 | 0.58246 | 0.6775 | 0.7721 | 0.86653 | 0.96119 | 1.0561 | 1.1507 | 1.245 | 1.3391 | 1.4331 | 1.5269 | 1.6207 | 1.7143 | 1.808 | 1.9017 | 1.9953
UT | Residential | Multi-Family - Low Income | New | Appliances | Dehumidifier | 0 | 0.012003 | 0.023544 | 0.034949 | 0.046285 | 0.05759 | 0.068873 | 0.080112 | 0.091298 | 0.10246 | 0.11366 | 0.12488 | 0.13607 | 0.14721 | 0.15835 | 0.16946 | 0.18055 | 0.19164 | 0.20271 | 0.21379 | 0.22486 | 0.23594
UT | Residential | Multi-Family - Low Income | New | Appliances | Air Purifier | 0 | 0.020771 | 0.040741 | 0.060474 | 0.08009 | 0.099653 | 0.11918 | 0.13862 | 0.15798 | 0.1773 | 0.19667 | 0.21608 | 0.23545 | 0.25473 | 0.274 | 0.29323 | 0.31243 | 0.33161 | 0.35077 | 0.36994 | 0.3891 | 0.40826
UT | Residential | Multi-Family - Low Income | New | Electronics | Personal Computers | 0 | 0.027771 | 0.054472 | 0.080858 | 0.10708 | 0.13324 | 0.15935 | 0.18535 | 0.21123 | 0.23706 | 0.26296 | 0.28892 | 0.31481 | 0.34059 | 0.36635 | 0.39206 | 0.41773 | 0.44337 | 0.469 | 0.49463 | 0.52025 | 0.54587
UT | Residential | Multi-Family - Low Income | New | Electronics | Monitor | 0 | 0.02937 | 0.058059 | 0.086856 | 0.11593 | 0.14537 | 0.17521 | 0.2054 | 0.23591 | 0.26683 | 0.29829 | 0.3303 | 0.36271 | 0.39549 | 0.42872 | 0.4624 | 0.49653 | 0.53113 | 0.56622 | 0.60183 | 0.63795 | 0.6746
UT | Residential | Multi-Family - Low Income | New | Electronics | Laptops | 0 | 0.034895 | 0.068981 | 0.10319 | 0.13773 | 0.17272 | 0.20817 | 0.24403 | 0.28028 | 0.31702 | 0.3544 | 0.39243 | 0.43094 | 0.46988 | 0.50937 | 0.54938 | 0.58993 | 0.63104 | 0.67273 | 0.71504 | 0.75796 | 0.8015
UT | Residential | Multi-Family - Low Income | New | Electronics | TVs | 0 | 0.30742 | 0.6085 | 0.91149 | 1.2182 | 1.5296 | 1.8459 | 2.1668 | 2.4918 | 2.8221 | 3.159 | 3.5025 | 3.8512 | 4.2047 | 4.564 | 4.9289 | 5.2996 | 5.6763 | 6.0592 | 6.4486 | 6.8446 | 7.2472
UT | Residential | Multi-Family - Low Income | New | Electronics | Printer/Fax/Copier | 0 | 0.011078 | 0.0219 | 0.032761 | 0.043727 | 0.054833 | 0.066089 | 0.077474 | 0.088982 | 0.10065 | 0.11251 | 0.12459 | 0.13681 | 0.14917 | 0.16171 | 0.17441 | 0.18729 | 0.20034 | 0.21357 | 0.227 | 0.24063 | 0.25445
UT | Residential | Multi-Family - Low Income | New | Electronics | Set-top Boxes/DVRs | 0 | 0.013881 | 0.027476 | 0.041158 | 0.055005 | 0.069066 | 0.083351 | 0.097838 | 0.11252 | 0.12743 | 0.14264 | 0.15815 | 0.1739 | 0.18986 | 0.20608 | 0.22256 | 0.2393 | 0.25631 | 0.2736 | 0.29118 | 0.30906 | 0.32724
UT | Residential | Multi-Family - Low Income | New | Electronics | Devices and Gadgets | 0 | 0.33368 | 0.65961 | 0.98676 | 1.3171 | 1.6516 | 1.9906 | 2.3335 | 2.6801 | 3.0314 | 3.3889 | 3.7525 | 4.1207 | 4.4931 | 4.8707 | 5.2533 | 5.641 | 6.0341 | 6.4328 | 6.8374 | 7.2477 | 7.6641
UT | Residential | Multi-Family - Low Income | New | Miscellaneous | Electric Vehicle Chargers | 0 | 0 | 0 | 0 | 0 | 0 | 0 | 0 | 0 | 0 | 0 | 0 | 0 | 0 | 0 | 0 | 0 | 0 | 0 | 0 | 0 | 0
UT | Residential | Multi-Family - Low Income | New | Miscellaneous | Pool Pump | 0 | 0.0010666 | 0.002092 | 0.0031054 | 0.0041126 | 0.0051172 | 0.0061197 | 0.0071184 | 0.0081123 | 0.0091045 | 0.010099 | 0.011096 | 0.01209 | 0.013081 | 0.01407 | 0.015057 | 0.016043 | 0.017028 | 0.018012 | 0.018997 | 0.01998 | 0.020964
UT | Residential | Multi-Family - Low Income | New | Miscellaneous | Pool Heater | 0 | 0 | 0 | 0 | 0 | 0 | 0 | 0 | 0 | 0 | 0 | 0 | 0 | 0 | 0 | 0 | 0 | 0 | 0 | 0 | 0 | 0
UT | Residential | Multi-Family - Low Income | New | Miscellaneous | Hot Tub/Spa | 0 | 0.011951 | 0.023442 | 0.030882 | 0.038277 | 0.045652 | 0.053012 | 0.060344 | 0.067641 | 0.074925 | 0.081403 | 0.08727 | 0.093409 | 0.09975 | 0.10627 | 0.11184 | 0.11778 | 0.12501 | 0.13224 | 0.13947 | 0.14669 | 0.15391
UT | Residential | Multi-Family - Low Income | New | Miscellaneous | Furnace Fan | 0 | 0.037583 | 0.075136 | 0.1137 | 0.15355 | 0.19486 | 0.23775 | 0.28219 | 0.32824 | 0.37609 | 0.42601 | 0.4781 | 0.53224 | 0.57792 | 0.62163 | 0.66526 | 0.70881 | 0.75233 | 0.79581 | 0.8393 | 0.88277 | 0.92624
UT | Residential | Multi-Family - Low Income | New | Miscellaneous | Well Pump | 0 | 0.0034935 | 0.0068524 | 0.010172 | 0.013471 | 0.016761 | 0.020045 | 0.023316 | 0.026572 | 0.029821 | 0.033079 | 0.036344 | 0.039601 | 0.042845 | 0.046085 | 0.04932 | 0.052549 | 0.055775 | 0.058999 | 0.062222 | 0.065445 | 0.068668
UT | Residential | Multi-Family - Low Income | New | Miscellaneous | Bathroom Exhaust Fan | 0 | 0.0046823 | 0.0091842 | 0.013633 | 0.018055 | 0.022465 | 0.026866 | 0.03125 | 0.035614 | 0.039969 | 0.044335 | 0.048712 | 0.053077 | 0.057424 | 0.061767 | 0.066102 | 0.07043 | 0.074754 | 0.079075 | 0.083396 | 0.087715 | 0.092035
UT | Residential | Multi-Family - Low Income | New | Miscellaneous | Miscellaneous | 0 | 0.88032 | 1.7318 | 2.5783 | 3.4247 | 4.2738 | 5.1262 | 5.9804 | 6.8356 | 7.6942 | 8.56 | 9.4329 | 10.3086 | 11.1859 | 12.0675 | 12.9526 | 13.8415 | 14.7347 | 15.6325 | 16.5355 | 17.4434 | 18.3566
UT | Residential | Multi-Family - Low Income | New | Generation | Solar PV | 0 | -0.02636 | -0.054545 | -0.085121 | -0.11865 | -0.15568 | -0.19689 | -0.24347 | -0.29559 | -0.35641 | -0.42352 | -0.49989 | -0.58104 | -0.66693 | -0.75709 | -0.85128 | -0.94927 | -1.051 | -1.1563 | -1.2651 | -1.3777 | -1.4938
UT | Residential | Manufactured Home - Low Income | Existing | Cooling | Central AC | 2.6299 | 2.6225 | 2.6131 | 2.5919 | 2.5794 | 2.5799 | 2.5802 | 2.5804 | 2.5809 | 2.5819 | 2.5837 | 2.5864 | 2.5903 | 2.5956 | 2.6025 | 2.6096 | 2.6183 | 2.6286 | 2.6403 | 2.6536 | 2.6682 | 2.6842
UT | Residential | Manufactured Home - Low Income | Existing | Cooling | Room AC | 0.13764 | 0.13643 | 0.13509 | 0.13371 | 0.13237 | 0.1319 | 0.1316 | 0.13151 | 0.13161 | 0.13187 | 0.13229 | 0.13285 | 0.13352 | 0.1343 | 0.13518 | 0.13607 | 0.13704 | 0.13808 | 0.13918 | 0.14033 | 0.14154 | 0.1428
UT | Residential | Manufactured Home - Low Income | Existing | Cooling | Air-Source Heat Pump | 0.09318 | 0.093527 | 0.093805 | 0.094072 | 0.094334 | 0.095147 | 0.095962 | 0.096784 | 0.097613 | 0.098453 | 0.099306 | 0.10017 | 0.10106 | 0.10196 | 0.10288 | 0.10378 | 0.1047 | 0.10564 | 0.10661 | 0.1076 | 0.10862 | 0.10965
UT | Residential | Manufactured Home - Low Income | Existing | Cooling | Geothermal Heat Pump | 0 | 0 | 0 | 0 | 0 | 0 | 0 | 0 | 0 | 0 | 0 | 0 | 0 | 0 | 0 | 0 | 0 | 0 | 0 | 0 | 0 | 0
UT | Residential | Manufactured Home - Low Income | Existing | Cooling | Evaporative Cooler | 1.5587 | 1.5462 | 1.5336 | 1.5208 | 1.508 | 1.504 | 1.5 | 1.4959 | 1.492 | 1.4882 | 1.4847 | 1.4814 | 1.4784 | 1.4757 | 1.4734 | 1.4706 | 1.4681 | 1.4658 | 1.4638 | 1.462 | 1.4604 | 1.459
UT | Residential | Manufactured Home - Low Income | Existing | Cooling | Ductless Mini Split Heat Pump | 0.024808 | 0.025809 | 0.026849 | 0.027931 | 0.029057 | 0.030406 | 0.031816 | 0.033291 | 0.034833 | 0.036445 | 0.03813 | 0.039892 | 0.041734 | 0.043659 | 0.045673 | 0.047752 | 0.049924 | 0.052194 | 0.054566 | 0.057044 | 0.059633 | 0.062339
UT | Residential | Manufactured Home - Low Income | Existing | Space Heating | Electric Room Heat | 1.5652 | 1.6163 | 1.6694 | 1.7326 | 1.7825 | 1.8341 | 1.8879 | 1.9528 | 2.0024 | 2.0634 | 2.1271 | 2.2038 | 2.2631 | 2.3355 | 2.4111 | 2.5008 | 2.5707 | 2.6553 | 2.7432 | 2.8474 | 2.9293 | 3.0276
UT | Residential | Manufactured Home - Low Income | Existing | Space Heating | Electric Furnace | 3.1081 | 3.2097 | 3.3152 | 3.4406 | 3.5397 | 3.6422 | 3.749 | 3.878 | 3.9765 | 4.0977 | 4.2242 | 4.3763 | 4.4941 | 4.6379 | 4.788 | 4.9662 | 5.1049 | 5.273 | 5.4476 | 5.6544 | 5.8171 | 6.0124
UT | Residential | Manufactured Home - Low Income | Existing | Space Heating | Air-Source Heat Pump | 0.30563 | 0.3183 | 0.33106 | 0.34588 | 0.35812 | 0.37072 | 0.38374 | 0.39901 | 0.41112 | 0.42551 | 0.44038 | 0.45786 | 0.47165 | 0.48808 | 0.50506 | 0.52494 | 0.54059 | 0.5593 | 0.57866 | 0.60142 | 0.61944 | 0.64089
UT | Residential | Manufactured Home - Low Income | Existing | Space Heating | Geothermal Heat Pump | 0 | 0 | 0 | 0 | 0 | 0 | 0 | 0 | 0 | 0 | 0 | 0 | 0 | 0 | 0 | 0 | 0 | 0 | 0 | 0 | 0 | 0
UT | Residential | Manufactured Home - Low Income | Existing | Space Heating | Ductless Mini Split Heat Pump | 0.084046 | 0.087434 | 0.090959 | 0.095054 | 0.098441 | 0.10193 | 0.10554 | 0.10977 | 0.11314 | 0.11713 | 0.12127 | 0.12613 | 0.12998 | 0.13456 | 0.1393 | 0.14484 | 0.14921 | 0.15443 | 0.15982 | 0.16614 | 0.17116 | 0.17712
UT | Residential | Manufactured Home - Low Income | Existing | Water Heating | Water Heater (<= 55 Gal) | 2.8224 | 2.9589 | 3.1019 | 3.2518 | 3.409 | 3.5738 | 3.7465 | 3.9276 | 4.1175 | 4.3165 | 4.5251 | 4.7439 | 4.9732 | 5.2136 | 5.4656 | 5.7298 | 6.0067 | 6.2971 | 6.6015 | 6.9206 | 7.2551 | 7.6058
UT | Residential | Manufactured Home - Low Income | Existing | Water Heating | Water Heater (> 55 Gal) | 0 | 0 | 0 | 0 | 0 | 0 | 0 | 0 | 0 | 0 | 0 | 0 | 0 | 0 | 0 | 0 | 0 | 0 | 0 | 0 | 0 | 0
UT | Residential | Manufactured Home - Low Income | Existing | Interior Lighting | General Service Lighting | 1.7333 | 1.6774 | 1.5983 | 1.5072 | 1.3958 | 1.2775 | 1.1523 | 1.0457 | 0.95877 | 0.88247 | 0.81758 | 0.76252 | 0.71529 | 0.67527 | 0.6395 | 0.6083 | 0.58103 | 0.55711 | 0.53643 | 0.51595 | 0.49727 | 0.48035
UT | Residential | Manufactured Home - Low Income | Existing | Interior Lighting | Linear Lighting | 0.25377 | 0.25276 | 0.25175 | 0.25074 | 0.24969 | 0.24864 | 0.24759 | 0.24655 | 0.2455 | 0.24442 | 0.24334 | 0.24227 | 0.2412 | 0.24013 | 0.23904 | 0.23795 | 0.23686 | 0.23578 | 0.23471 | 0.23363 | 0.23258 | 0.23155
UT | Residential | Manufactured Home - Low Income | Existing | Interior Lighting | Exempted Lighting | 0.0088156 | 0.0087803 | 0.0087452 | 0.0086454 | 0.0084623 | 0.0082007 | 0.0078269 | 0.0073837 | 0.0068663 | 0.0063222 | 0.0058153 | 0.0053654 | 0.0050115 | 0.0047423 | 0.0045517 | 0.0044793 | 0.0044605 | 0.0044711 | 0.0044949 | 0.0045176 | 0.0045342 | 0.0045121
UT | Residential | Manufactured Home - Low Income | Existing | Exterior Lighting | General Service Lighting | 0.39064 | 0.37724 | 0.35425 | 0.32486 | 0.28985 | 0.25266 | 0.22193 | 0.19849 | 0.17989 | 0.16443 | 0.15183 | 0.14138 | 0.13256 | 0.12522 | 0.11847 | 0.11266 | 0.10763 | 0.10326 | 0.099537 | 0.095613 | 0.091853 | 0.088321
UT | Residential | Manufactured Home - Low Income | Existing | Appliances | Clothes Washer | 0.22127 | 0.22138 | 0.22149 | 0.22159 | 0.2217 | 0.22181 | 0.22192 | 0.22203 | 0.22214 | 0.22224 | 0.22235 | 0.22246 | 0.22257 | 0.22268 | 0.22279 | 0.2229 | 0.223 | 0.22311 | 0.22239 | 0.2215 | 0.22062 | 0.21973
UT | Residential | Manufactured Home - Low Income | Existing | Appliances | Clothes Dryer | 1.1669 | 1.1681 | 1.1693 | 1.1706 | 1.172 | 1.1733 | 1.1746 | 1.1759 | 1.1771 | 1.1782 | 1.1791 | 1.18 | 1.1808 | 1.1816 | 1.1822 | 1.1829 | 1.1835 | 1.184 | 1.1845 | 1.185 | 1.1855 | 1.1859
UT | Residential | Manufactured Home - Low Income | Existing | Appliances | Dishwasher | 0.091438 | 0.091201 | 0.090966 | 0.090731 | 0.090496 | 0.090262 | 0.090029 | 0.089797 | 0.089564 | 0.089333 | 0.089102 | 0.088872 | 0.088642 | 0.088413 | 0.088185 | 0.087957 | 0.08773 | 0.087503 | 0.087277 | 0.087051 | 0.086826 | 0.086602
UT | Residential | Manufactured Home - Low Income | Existing | Appliances | Refrigerator | 1.2631 | 1.2516 | 1.2398 | 1.2279 | 1.2159 | 1.204 | 1.1923 | 1.1809 | 1.1698 | 1.1592 | 1.1491 | 1.1395 | 1.1305 | 1.1219 | 1.1137 | 1.1059 | 1.0985 | 1.0914 | 1.0845 | 1.078 | 1.0716 | 1.0655
UT | Residential | Manufactured Home - Low Income | Existing | Appliances | Freezer | 0.93333 | 0.92508 | 0.9169 | 0.90879 | 0.90076 | 0.8928 | 0.88491 | 0.87708 | 0.86933 | 0.86164 | 0.85403 | 0.84648 | 0.83899 | 0.83158 | 0.82423 | 0.81694 | 0.80972 | 0.80256 | 0.79547 | 0.78844 | 0.78147 | 0.77456
UT | Residential | Manufactured Home - Low Income | Existing | Appliances | Second Refrigerator | 0.66937 | 0.65094 | 0.63194 | 0.61266 | 0.5934 | 0.57439 | 0.55585 | 0.53797 | 0.52093 | 0.50487 | 0.48991 | 0.47617 | 0.46353 | 0.45189 | 0.44114 | 0.43121 | 0.42202 | 0.4135 | 0.40557 | 0.3982 | 0.39132 | 0.38489
UT | Residential | Manufactured Home - Low Income | Existing | Appliances | Stove/Oven | 0.14106 | 0.14041 | 0.13974 | 0.13906 | 0.13838 | 0.1377 | 0.13702 | 0.13634 | 0.13568 | 0.13502 | 0.13438 | 0.13375 | 0.13313 | 0.13253 | 0.13194 | 0.13136 | 0.1308 | 0.13024 | 0.1297 | 0.12916 | 0.12863 | 0.1281
UT | Residential | Manufactured Home - Low Income | Existing | Appliances | Microwave | 0.23529 | 0.23435 | 0.23341 | 0.23248 | 0.23155 | 0.23062 | 0.2297 | 0.22878 | 0.22787 | 0.22696 | 0.22605 | 0.22514 | 0.22424 | 0.22335 | 0.22245 | 0.22156 | 0.22068 | 0.2198 | 0.21892 | 0.21804 | 0.21717 | 0.2163
UT | Residential | Manufactured Home - Low Income | Existing | Appliances | Dehumidifier | 0.018371 | 0.01811 | 0.017821 | 0.017517 | 0.017209 | 0.016904 | 0.016611 | 0.016335 | 0.016081 | 0.015852 | 0.015653 | 0.015477 | 0.015321 | 0.015182 | 0.015057 | 0.014943 | 0.014839 | 0.014742 | 0.014653 | 0.014569 | 0.014489 | 0.014414
UT | Residential | Manufactured Home - Low Income | Existing | Appliances | Air Purifier | 0.052601 | 0.05239 | 0.052181 | 0.051972 | 0.051764 | 0.051557 | 0.051351 | 0.051146 | 0.050941 | 0.050737 | 0.050534 | 0.050332 | 0.050131 | 0.04993 | 0.049731 | 0.049532 | 0.049334 | 0.049136 | 0.04894 | 0.048744 | 0.048549 | 0.048355
UT | Residential | Manufactured Home - Low Income | Existing | Electronics | Personal Computers | 0.21582 | 0.20703 | 0.19702 | 0.18676 | 0.17705 | 0.16849 | 0.16156 | 0.15593 | 0.15133 | 0.14756 | 0.14445 | 0.14186 | 0.13969 | 0.13786 | 0.13629 | 0.13494 | 0.13375 | 0.1327 | 0.13176 | 0.13091 | 0.13012 | 0.1294
UT | Residential | Manufactured Home - Low Income | Existing | Electronics | Monitor | 0.14698 | 0.14023 | 0.1324 | 0.12431 | 0.11664 | 0.10988 | 0.10447 | 0.10013 | 0.09665 | 0.093855 | 0.091607 | 0.089798 | 0.088339 | 0.08716 | 0.086205 | 0.085429 | 0.084796 | 0.084277 | 0.08385 | 0.083496 | 0.0832 | 0.082951
UT | Residential | Manufactured Home - Low Income | Existing | Electronics | Laptops | 0.16159 | 0.15688 | 0.15218 | 0.14841 | 0.14537 | 0.14291 | 0.14093 | 0.13933 | 0.13803 | 0.13697 | 0.1361 | 0.13539 | 0.13479 | 0.1343 | 0.13389 | 0.13353 | 0.13323 | 0.13297 | 0.13274 | 0.13254 | 0.13236 | 0.13219
UT | Residential | Manufactured Home - Low Income | Existing | Electronics | TVs | 0.52058 | 0.69879 | 0.87136 | 1.0253 | 1.15 | 1.2516 | 1.3345 | 1.4025 | 1.4586 | 1.5052 | 1.5442 | 1.5772 | 1.6053 | 1.6295 | 1.6506 | 1.6693 | 1.686 | 1.7012 | 1.7151 | 1.728 | 1.7402 | 1.7518
UT | Residential | Manufactured Home - Low Income | Existing | Electronics | Printer/Fax/Copier | 0.059345 | 0.057988 | 0.056459 | 0.054938 | 0.053569 | 0.052468 | 0.05158 | 0.050862 | 0.050282 | 0.04981 | 0.049426 | 0.049111 | 0.048852 | 0.048638 | 0.048459 | 0.048309 | 0.048182 | 0.048073 | 0.047978 | 0.047895 | 0.047822 | 0.047755
UT | Residential | Manufactured Home - Low Income | Existing | Electronics | Set-top Boxes/DVRs | 0.097472 | 0.097016 | 0.096414 | 0.095778 | 0.095198 | 0.094745 | 0.094478 | 0.094359 | 0.09436 | 0.094456 | 0.09463 | 0.094867 | 0.095153 | 0.095481 | 0.095841 | 0.096229 | 0.096638 | 0.097066 | 0.097509 | 0.097964 | 0.09843 | 0.098905
UT | Residential | Manufactured Home - Low Income | Existing | Electronics | Devices and Gadgets | 1.4186 | 1.4175 | 1.4164 | 1.4154 | 1.4143 | 1.4132 | 1.4121 | 1.411 | 1.4099 | 1.4089 | 1.4078 | 1.4067 | 1.4056 | 1.4046 | 1.4035 | 1.4024 | 1.4013 | 1.4003 | 1.3992 | 1.3981 | 1.397 | 1.396
UT | Residential | Manufactured Home - Low Income | Existing | Miscellaneous | Electric Vehicle Chargers | 0 | 0 | 0 | 0 | 0 | 0 | 0 | 0 | 0 | 0 | 0 | 0 | 0 | 0 | 0 | 0 | 0 | 0 | 0 | 0 | 0 | 0
UT | Residential | Manufactured Home - Low Income | Existing | Miscellaneous | Pool Pump | 0.039365 | 0.032598 | 0.027253 | 0.023041 | 0.019747 | 0.017208 | 0.015301 | 0.013867 | 0.012786 | 0.011969 | 0.011349 | 0.010876 | 0.010513 | 0.010232 | 0.010013 | 0.0098402 | 0.0097014 | 0.0095883 | 0.0094945 | 0.0094151 | 0.0093465 | 0.0092859
UT | Residential | Manufactured Home - Low Income | Existing | Miscellaneous | Pool Heater | 0 | 0 | 0 | 0 | 0 | 0 | 0 | 0 | 0 | 0 | 0 | 0 | 0 | 0 | 0 | 0 | 0 | 0 | 0 | 0 | 0 | 0
UT | Residential | Manufactured Home - Low Income | Existing | Miscellaneous | Hot Tub/Spa | 0.058653 | 0.060741 | 0.063301 | 0.064217 | 0.064958 | 0.065427 | 0.065545 | 0.065251 | 0.064501 | 0.063257 | 0.061981 | 0.060611 | 0.059475 | 0.058524 | 0.057723 | 0.056735 | 0.055813 | 0.05543 | 0.055081 | 0.054759 | 0.054459 | 0.054176
UT | Residential | Manufactured Home - Low Income | Existing | Miscellaneous | Furnace Fan | 0.23818 | 0.23987 | 0.24153 | 0.24318 | 0.24487 | 0.24663 | 0.24847 | 0.25043 | 0.25252 | 0.25477 | 0.2572 | 0.25982 | 0.26265 | 0.26163 | 0.25957 | 0.25763 | 0.2558 | 0.25407 | 0.25242 | 0.25086 | 0.24936 | 0.24793
UT | Residential | Manufactured Home - Low Income | Existing | Miscellaneous | Well Pump | 0.0027293 | 0.0027183 | 0.0027075 | 0.0026966 | 0.0026859 | 0.0026751 | 0.0026644 | 0.0026537 | 0.0026431 | 0.0026326 | 0.002622 | 0.0026115 | 0.0026011 | 0.0025907 | 0.0025803 | 0.00257 | 0.0025597 | 0.0025495 | 0.0025393 | 0.0025291 | 0.002519 | 0.0025089
UT | Residential | Manufactured Home - Low Income | Existing | Miscellaneous | Bathroom Exhaust Fan | 0.016997 | 0.016929 | 0.016861 | 0.016794 | 0.016726 | 0.01666 | 0.016593 | 0.016527 | 0.01646 | 0.016395 | 0.016329 | 0.016264 | 0.016199 | 0.016134 | 0.016069 | 0.016005 | 0.015941 | 0.015877 | 0.015814 | 0.01575 | 0.015687 | 0.015625
UT | Residential | Manufactured Home - Low Income | Existing | Miscellaneous | Miscellaneous | 2.8527 | 2.8497 | 2.8467 | 2.8437 | 2.8407 | 2.8377 | 2.8347 | 2.8317 | 2.8288 | 2.8258 | 2.8228 | 2.8198 | 2.8169 | 2.8139 | 2.8109 | 2.808 | 2.805 | 2.8021 | 2.7991 | 2.7962 | 2.7932 | 2.7903
UT | Residential | Manufactured Home - Low Income | Existing | Generation | Solar PV | -0.21712 | -0.2557 | -0.26867 | -0.28133 | -0.2949 | -0.30974 | -0.32625 | -0.34545 | -0.36655 | -0.39223 | -0.4185 | -0.44779 | -0.47576 | -0.50272 | -0.52844 | -0.553 | -0.57645 | -0.59888 | -0.62038 | -0.64106 | -0.66104 | -0.68041
UT | Residential | Manufactured Home - Low Income | New | Cooling | Central AC | 0 | 0.060932 | 0.11937 | 0.16824 | 0.2266 | 0.28624 | 0.34759 | 0.41057 | 0.47516 | 0.54156 | 0.61006 | 0.6807 | 0.75322 | 0.82756 | 0.90394 | 0.98142 | 1.0607 | 1.1419 | 1.2252 | 1.3107 | 1.3986 | 1.4888
UT | Residential | Manufactured Home - Low Income | New | Cooling | Room AC | 0 | 0.0030736 | 0.0060887 | 0.0091277 | 0.012209 | 0.015432 | 0.018747 | 0.022151 | 0.025641 | 0.02923 | 0.032932 | 0.036749 | 0.040668 | 0.044685 | 0.048813 | 0.053022 | 0.057339 | 0.061768 | 0.066314 | 0.070979 | 0.075765 | 0.080677
UT | Residential | Manufactured Home - Low Income | New | Cooling | Air-Source Heat Pump | 0 | 0.0024654 | 0.0048044 | 0.0071619 | 0.0095518 | 0.012053 | 0.014625 | 0.017266 | 0.019974 | 0.022758 | 0.025631 | 0.028593 | 0.031633 | 0.03475 | 0.037953 | 0.04121 | 0.044553 | 0.047983 | 0.051503 | 0.055117 | 0.058825 | 0.062631
UT | Residential | Manufactured Home - Low Income | New | Cooling | Geothermal Heat Pump | 0 | 0 | 0 | 0 | 0 | 0 | 0 | 0 | 0 | 0 | 0 | 0 | 0 | 0 | 0 | 0 | 0 | 0 | 0 | 0 | 0 | 0
UT | Residential | Manufactured Home - Low Income | New | Cooling | Evaporative Cooler | 0 | 0.037923 | 0.074385 | 0.11041 | 0.14623 | 0.18301 | 0.22015 | 0.25755 | 0.29521 | 0.33321 | 0.37172 | 0.41073 | 0.45005 | 0.48964 | 0.52961 | 0.56961 | 0.60993 | 0.65058 | 0.69158 | 0.73294 | 0.77467 | 0.81677
UT | Residential | Manufactured Home - Low Income | New | Cooling | Ductless Mini Split Heat Pump | 0 | 0.00069351 | 0.0014208 | 0.0022028 | 0.0030472 | 0.0039834 | 0.0050048 | 0.0061157 | 0.0073217 | 0.0086319 | 0.010058 | 0.011608 | 0.013285 | 0.015097 | 0.017056 | 0.01916 | 0.021429 | 0.023874 | 0.026508 | 0.029344 | 0.032394 | 0.035674
UT | Residential | Manufactured Home - Low Income | New | Space Heating | Electric Room Heat | 0 | 0.039776 | 0.08149 | 0.12691 | 0.17477 | 0.22607 | 0.28106 | 0.3414 | 0.40261 | 0.46969 | 0.54156 | 0.62135 | 0.70049 | 0.78773 | 0.88066 | 0.9839 | 1.0843 | 1.1959 | 1.3144 | 1.4469 | 1.5741 | 1.716
UT | Residential | Manufactured Home - Low Income | New | Space Heating | Electric Furnace | 0 | 0.078988 | 0.16183 | 0.25203 | 0.34706 | 0.44893 | 0.55813 | 0.67795 | 0.79951 | 0.93272 | 1.0755 | 1.2339 | 1.3911 | 1.5643 | 1.7488 | 1.9539 | 2.1533 | 2.3748 | 2.6102 | 2.8733 | 3.1258 | 3.4076
UT | Residential | Manufactured Home - Low Income | New | Space Heating | Air-Source Heat Pump | 0 | 0.0088416 | 0.017802 | 0.02756 | 0.037838 | 0.048856 | 0.060665 | 0.073627 | 0.086772 | 0.10118 | 0.11662 | 0.13375 | 0.15075 | 0.16949 | 0.18945 | 0.2116 | 0.23314 | 0.25708 | 0.28253 | 0.31096 | 0.33826 | 0.36873
UT | Residential | Manufactured Home - Low Income | New | Space Heating | Geothermal Heat Pump | 0 | 0 | 0 | 0 | 0 | 0 | 0 | 0 | 0 | 0 | 0 | 0 | 0 | 0 | 0 | 0 | 0 | 0 | 0 | 0 | 0 | 0
UT | Residential | Manufactured Home - Low Income | New | Space Heating | Ductless Mini Split Heat Pump | 0 | 0.0023097 | 0.0047319 | 0.0073696 | 0.010148 | 0.013127 | 0.01632 | 0.019824 | 0.023378 | 0.027274 | 0.031447 | 0.03608 | 0.040675 | 0.045741 | 0.051138 | 0.057132 | 0.062963 | 0.069441 | 0.076325 | 0.084017 | 0.091401 | 0.099641
UT | Residential | Manufactured Home - Low Income | New | Water Heating | Water Heater (<= 55 Gal) | 0 | 0.083693 | 0.17279 | 0.26996 | 0.37631 | 0.49283 | 0.62035 | 0.7595 | 0.91103 | 1.0762 | 1.2565 | 1.453 | 1.6664 | 1.8977 | 2.1485 | 2.4201 | 2.714 | 3.032 | 3.3758 | 3.7473 | 4.1485 | 4.5815
UT | Residential | Manufactured Home - Low Income | New | Water Heating | Water Heater (> 55 Gal) | 0 | 0 | 0 | 0 | 0 | 0 | 0 | 0 | 0 | 0 | 0 | 0 | 0 | 0 | 0 | 0 | 0 | 0 | 0 | 0 | 0 | 0
UT | Residential | Manufactured Home - Low Income | New | Interior Lighting | General Service Lighting | 0 | 0.031058 | 0.054581 | 0.077283 | 0.094309 | 0.11188 | 0.12933 | 0.14549 | 0.1635 | 0.17942 | 0.19487 | 0.21011 | 0.22503 | 0.23996 | 0.25327 | 0.26644 | 0.27947 | 0.29238 | 0.30541 | 0.31673 | 0.32826 | 0.34006
UT | Residential | Manufactured Home - Low Income | New | Interior Lighting | Linear Lighting | 0 | 0.0092942 | 0.01823 | 0.027061 | 0.03579 | 0.044496 | 0.053185 | 0.06184 | 0.070454 | 0.079023 | 0.087612 | 0.096222 | 0.10481 | 0.11336 | 0.12188 | 0.13039 | 0.13888 | 0.14737 | 0.15585 | 0.16433 | 0.17278 | 0.18122
UT | Residential | Manufactured Home - Low Income | New | Interior Lighting | Exempted Lighting | 0 | 0.00032286 | 0.00063328 | 0.00089835 | 0.0011307 | 0.0013377 | 0.0015016 | 0.0016578 | 0.0017953 | 0.0019188 | 0.002054 | 0.0021948 | 0.0023418 | 0.0024916 | 0.0026401 | 0.0028191 | 0.0029908 | 0.0031565 | 0.0033184 | 0.003476 | 0.003631 | 0.0037832
UT | Residential | Manufactured Home - Low Income | New | Exterior Lighting | General Service Lighting | 0 | 0.0077779 | 0.012737 | 0.016346 | 0.019238 | 0.022352 | 0.025014 | 0.028541 | 0.032157 | 0.035369 | 0.038472 | 0.04147 | 0.04435 | 0.047206 | 0.049571 | 0.051897 | 0.054194 | 0.056467 | 0.058768 | 0.060666 | 0.062585 | 0.064546
UT | Residential | Manufactured Home - Low Income | New | Appliances | Clothes Washer | 0 | 0.0062618 | 0.012338 | 0.018396 | 0.024473 | 0.030588 | 0.036745 | 0.042934 | 0.04915 | 0.055409 | 0.061739 | 0.06814 | 0.07458 | 0.081053 | 0.087575 | 0.094144 | 0.10076 | 0.10743 | 0.11372 | 0.11994 | 0.12615 | 0.13236
UT | Residential | Manufactured Home - Low Income | New | Appliances | Clothes Dryer | 0 | 0.033378 | 0.065751 | 0.098018 | 0.13037 | 0.16291 | 0.19566 | 0.22857 | 0.26161 | 0.29486 | 0.32848 | 0.36245 | 0.39663 | 0.43096 | 0.46555 | 0.50036 | 0.53541 | 0.57072 | 0.6063 | 0.64218 | 0.67834 | 0.71481
UT | Residential | Manufactured Home - Low Income | New | Appliances | Dishwasher | 0 | 0.0025797 | 0.0050671 | 0.0075322 | 0.0099896 | 0.012447 | 0.014907 | 0.017364 | 0.019817 | 0.022272 | 0.02474 | 0.027221 | 0.029703 | 0.032181 | 0.034665 | 0.03715 | 0.039639 | 0.042132 | 0.044631 | 0.047136 | 0.049648 | 0.052167
UT | Residential | Manufactured Home - Low Income | New | Appliances | Refrigerator | 0 | 0.032081 | 0.062931 | 0.093417 | 0.12372 | 0.15395 | 0.18411 | 0.21416 | 0.24406 | 0.27391 | 0.30384 | 0.33383 | 0.36375 | 0.39354 | 0.42331 | 0.45302 | 0.48269 | 0.51233 | 0.54195 | 0.57156 | 0.60117 | 0.63079
UT | Residential | Manufactured Home - Low Income | New | Appliances | Freezer | 0 | 0.026167 | 0.051076 | 0.075447 | 0.099434 | 0.12312 | 0.14653 | 0.16961 | 0.19235 | 0.21483 | 0.23714 | 0.25928 | 0.28114 | 0.30269 | 0.324 | 0.34505 | 0.36586 | 0.38643 | 0.40678 | 0.42692 | 0.44685 | 0.46658
UT | Residential | Manufactured Home - Low Income | New | Appliances | Second Refrigerator | 0 | 0.011305 | 0.02211 | 0.032724 | 0.043211 | 0.053609 | 0.063922 | 0.074134 | 0.084235 | 0.094257 | 0.10424 | 0.1142 | 0.12406 | 0.13383 | 0.14352 | 0.15314 | 0.16268 | 0.17216 | 0.18158 | 0.19093 | 0.20023 | 0.20947
UT | Residential | Manufactured Home - Low Income | New | Appliances | Stove/Oven | 0 | 0.0039243 | 0.0076973 | 0.011426 | 0.015132 | 0.018828 | 0.022517 | 0.026191 | 0.029848 | 0.033498 | 0.037158 | 0.040826 | 0.044484 | 0.048128 | 0.051768 | 0.055401 | 0.059028 | 0.062652 | 0.066273 | 0.069895 | 0.073515 | 0.077135
UT | Residential | Manufactured Home - Low Income | New | Appliances | Microwave | 0 | 0.0066288 | 0.013002 | 0.0193 | 0.02556 | 0.031803 | 0.038034 | 0.044241 | 0.050418 | 0.056584 | 0.062766 | 0.068962 | 0.075141 | 0.081296 | 0.087444 | 0.093581 | 0.099708 | 0.10583 | 0.11195 | 0.11806 | 0.12418 | 0.13029
UT | Residential | Manufactured Home - Low Income | New | Appliances | Dehumidifier | 0 | 0.00043903 | 0.00086115 | 0.0012783 | 0.0016929 | 0.0021064 | 0.0025191 | 0.0029301 | 0.0033393 | 0.0037477 | 0.0041571 | 0.0045674 | 0.0049767 | 0.0053844 | 0.0057916 | 0.006198 | 0.0066038 | 0.0070093 | 0.0074144 | 0.0078195 | 0.0082246 | 0.0086296
UT | Residential | Manufactured Home - Low Income | New | Appliances | Air Purifier | 0 | 0.0014819 | 0.0029067 | 0.0043146 | 0.0057141 | 0.0071098 | 0.0085027 | 0.0098902 | 0.011271 | 0.01265 | 0.014032 | 0.015417 | 0.016798 | 0.018174 | 0.019549 | 0.02092 | 0.02229 | 0.023659 | 0.025026 | 0.026394 | 0.027761 | 0.029128
UT | Residential | Manufactured Home - Low Income | New | Electronics | Personal Computers | 0 | 0.0039401 | 0.0077283 | 0.011472 | 0.015193 | 0.018904 | 0.022607 | 0.026296 | 0.029968 | 0.033633 | 0.037307 | 0.04099 | 0.044663 | 0.048322 | 0.051976 | 0.055624 | 0.059266 | 0.062904 | 0.06654 | 0.070176 | 0.073811 | 0.077446
UT | Residential | Manufactured Home - Low Income | New | Electronics | Monitor | 0 | 0.0023613 | 0.0046466 | 0.0069196 | 0.0091939 | 0.011477 | 0.01377 | 0.016069 | 0.018372 | 0.020686 | 0.02302 | 0.025374 | 0.027738 | 0.030107 | 0.03249 | 0.034883 | 0.037287 | 0.039705 | 0.042136 | 0.044583 | 0.047044 | 0.049521
UT | Residential | Manufactured Home - Low Income | New | Electronics | Laptops | 0 | 0.0037893 | 0.0074567 | 0.011105 | 0.014754 | 0.018418 | 0.022097 | 0.025787 | 0.029483 | 0.033196 | 0.036942 | 0.04072 | 0.044514 | 0.048316 | 0.052139 | 0.055979 | 0.059838 | 0.063718 | 0.067619 | 0.071546 | 0.075496 | 0.079471
UT | Residential | Manufactured Home - Low Income | New | Electronics | TVs | 0 | 0.04503 | 0.089132 | 0.13351 | 0.17843 | 0.22405 | 0.27039 | 0.31738 | 0.365 | 0.41338 | 0.46272 | 0.51304 | 0.56412 | 0.6159 | 0.66853 | 0.72197 | 0.77627 | 0.83145 | 0.88754 | 0.94458 | 1.0026 | 1.0616
UT | Residential | Manufactured Home - Low Income | New | Electronics | Printer/Fax/Copier | 0 | 0.0013683 | 0.0026925 | 0.0040097 | 0.0053275 | 0.0066503 | 0.0079791 | 0.0093112 | 0.010646 | 0.011987 | 0.013339 | 0.014704 | 0.016073 | 0.017446 | 0.018827 | 0.020213 | 0.021607 | 0.023007 | 0.024416 | 0.025834 | 0.02726 | 0.028696
UT | Residential | Manufactured Home - Low Income | New | Electronics | Set-top Boxes/DVRs | 0 | 0.0025247 | 0.0049972 | 0.0074855 | 0.010004 | 0.012561 | 0.015159 | 0.017794 | 0.020464 | 0.023176 | 0.025943 | 0.028764 | 0.031628 | 0.034531 | 0.037481 | 0.040478 | 0.043522 | 0.046616 | 0.04976 | 0.052958 | 0.05621 | 0.059517
UT | Residential | Manufactured Home - Low Income | New | Electronics | Devices and Gadgets | 0 | 0.040096 | 0.078901 | 0.1175 | 0.15612 | 0.19488 | 0.23382 | 0.27286 | 0.31197 | 0.35125 | 0.39089 | 0.43087 | 0.47101 | 0.51124 | 0.55169 | 0.59233 | 0.63316 | 0.67421 | 0.7155 | 0.75704 | 0.79884 | 0.8409
UT | Residential | Manufactured Home - Low Income | New | Miscellaneous | Electric Vehicle Chargers | 0 | 0 | 0 | 0 | 0 | 0 | 0 | 0 | 0 | 0 | 0 | 0 | 0 | 0 | 0 | 0 | 0 | 0 | 0 | 0 | 0 | 0
UT | Residential | Manufactured Home - Low Income | New | Miscellaneous | Pool Pump | 0 | 0.00028245 | 0.00055402 | 0.00082237 | 0.0010891 | 0.0013552 | 0.0016206 | 0.0018851 | 0.0021483 | 0.0024111 | 0.0026745 | 0.0029385 | 0.0032018 | 0.003464 | 0.003726 | 0.0039875 | 0.0042486 | 0.0045094 | 0.0047701 | 0.0050307 | 0.0052913 | 0.0055519
UT | Residential | Manufactured Home - Low Income | New | Miscellaneous | Pool Heater | 0 | 0 | 0 | 0 | 0 | 0 | 0 | 0 | 0 | 0 | 0 | 0 | 0 | 0 | 0 | 0 | 0 | 0 | 0 | 0 | 0 | 0
UT | Residential | Manufactured Home - Low Income | New | Miscellaneous | Hot Tub/Spa | 0 | 0.002522 | 0.0049468 | 0.0065167 | 0.0080772 | 0.0096335 | 0.011187 | 0.012734 | 0.014274 | 0.015811 | 0.017178 | 0.018416 | 0.019711 | 0.021049 | 0.022425 | 0.023601 | 0.024855 | 0.026381 | 0.027905 | 0.02943 | 0.030955 | 0.032479
UT | Residential | Manufactured Home - Low Income | New | Miscellaneous | Furnace Fan | 0 | 0.0060471 | 0.012076 | 0.018255 | 0.024625 | 0.031215 | 0.03804 | 0.045099 | 0.052397 | 0.059963 | 0.06784 | 0.07604 | 0.084547 | 0.091879 | 0.098828 | 0.10576 | 0.11269 | 0.11961 | 0.12652 | 0.13343 | 0.14034 | 0.14726
UT | Residential | Manufactured Home - Low Income | New | Miscellaneous | Well Pump | 0 | 7.689e-05 | 0.00015082 | 0.00022387 | 0.00029648 | 0.0003689 | 0.00044117 | 0.00051317 | 0.00058482 | 0.00065634 | 0.00072804 | 0.00079991 | 0.00087159 | 0.00094298 | 0.0010143 | 0.0010855 | 0.0011566 | 0.0012276 | 0.0012985 | 0.0013695 | 0.0014404 | 0.0015113
UT | Residential | Manufactured Home - Low Income | New | Miscellaneous | Bathroom Exhaust Fan | 0 | 0.00047884 | 0.00093923 | 0.0013942 | 0.0018464 | 0.0022974 | 0.0027475 | 0.0031958 | 0.003642 | 0.0040875 | 0.004534 | 0.0049815 | 0.005428 | 0.0058726 | 0.0063167 | 0.00676 | 0.0072026 | 0.0076448 | 0.0080866 | 0.0085285 | 0.0089702 | 0.009412
UT | Residential | Manufactured Home - Low Income | New | Miscellaneous | Miscellaneous | 0 | 0.080605 | 0.15857 | 0.23608 | 0.31358 | 0.39132 | 0.46938 | 0.54759 | 0.62589 | 0.70452 | 0.78379 | 0.86371 | 0.94389 | 1.0242 | 1.1049 | 1.186 | 1.2674 | 1.3492 | 1.4314 | 1.5141 | 1.5972 | 1.6808
UT | Residential | Manufactured Home - Low Income | New | Generation | Solar PV | 0 | -0.0072325 | -0.014966 | -0.023355 | -0.032553 | -0.042713 | -0.05402 | -0.066801 | -0.081102 | -0.09779 | -0.1162 | -0.13716 | -0.15942 | -0.18299 | -0.20772 | -0.23357 | -0.26045 | -0.28835 | -0.31724 | -0.34712 | -0.37799 | -0.40987
UT | Residential | Single Family - Reg. Income | Existing | Cooling | Central AC | 1010.0011 | 1009.0632 | 1007.3889 | 1001.0185 | 998.1726 | 1000.4042 | 1002.5746 | 1004.7983 | 1007.1811 | 1009.8221 | 1012.8137 | 1016.2423 | 1020.1891 | 1024.73 | 1023.3288 | 1019.095 | 1015.3937 | 1012.2031 | 1009.4961 | 1007.2893 | 1005.5379 | 1004.201
UT | Residential | Single Family - Reg. Income | Existing | Cooling | Room AC | 5.8753 | 5.8347 | 5.7888 | 5.7413 | 5.6958 | 5.6882 | 5.6878 | 5.6968 | 5.7144 | 5.7396 | 5.7717 | 5.8098 | 5.8534 | 5.902 | 5.9551 | 6.009 | 6.0666 | 6.1276 | 6.1916 | 6.2584 | 6.3278 | 6.3996
UT | Residential | Single Family - Reg. Income | Existing | Cooling | Air-Source Heat Pump | 14.3561 | 14.4428 | 14.5187 | 14.5935 | 14.6678 | 14.8286 | 14.9907 | 15.1546 | 15.3206 | 15.4892 | 15.6607 | 15.8355 | 16.0138 | 16.196 | 16.3824 | 16.5645 | 16.7519 | 16.9442 | 17.1414 | 17.3432 | 17.5495 | 17.7601
UT | Residential | Single Family - Reg. Income | Existing | Cooling | Geothermal Heat Pump | 10.2419 | 10.2099 | 10.1721 | 10.1304 | 10.0868 | 10.1018 | 10.1175 | 10.1353 | 10.1564 | 10.182 | 10.2134 | 10.2516 | 10.2976 | 10.3525 | 10.417 | 10.4865 | 10.5674 | 10.6543 | 10.7468 | 10.8446 | 10.9473 | 11.0547
UT | Residential | Single Family - Reg. Income | Existing | Cooling | Evaporative Cooler | 35.2315 | 35.0352 | 34.8326 | 34.6258 | 34.4167 | 34.4079 | 34.3979 | 34.3883 | 34.3806 | 34.3763 | 34.3765 | 34.3827 | 34.3958 | 34.4171 | 34.4459 | 34.4633 | 34.4872 | 34.5171 | 34.5527 | 34.5933 | 34.6387 | 34.6884
UT | Residential | Single Family - Reg. Income | Existing | Cooling | Ductless Mini Split Heat Pump | 4.8869 | 5.0962 | 5.3144 | 5.542 | 5.7793 | 6.0621 | 6.3586 | 6.6693 | 6.995 | 7.3363 | 7.694 | 8.069 | 8.4619 | 8.8737 | 9.3052 | 9.7522 | 10.2205 | 10.7109 | 11.2246 | 11.7627 | 12.3263 | 12.9165
UT | Residential | Single Family - Reg. Income | Existing | Space Heating | Electric Room Heat | 66.9354 | 69.2749 | 71.7128 | 74.5939 | 76.9192 | 79.3309 | 81.8485 | 84.8639 | 87.2277 | 90.1021 | 93.108 | 96.6954 | 99.5391 | 102.9765 | 106.567 | 110.8035 | 114.1778 | 118.225 | 122.4389 | 127.3997 | 131.385 | 136.127
UT | Residential | Single Family - Reg. Income | Existing | Space Heating | Electric Furnace | 369.504 | 382.419 | 395.8771 | 411.7814 | 424.6178 | 437.9313 | 451.8294 | 468.4749 | 481.5242 | 497.3916 | 513.9852 | 533.7885 | 549.4868 | 568.4624 | 588.2832 | 611.6697 | 630.2967 | 652.6386 | 675.9008 | 703.2859 | 725.2863 | 751.4633
UT | Residential | Single Family - Reg. Income | Existing | Space Heating | Air-Source Heat Pump | 44.9006 | 46.875 | 48.8709 | 51.1818 | 53.1196 | 55.1194 | 57.1924 | 59.6114 | 61.5676 | 63.8754 | 66.2671 | 69.0627 | 71.3145 | 73.9767 | 76.7356 | 79.9473 | 82.5301 | 85.5923 | 88.7694 | 92.483 | 95.4835 | 99.0288
UT | Residential | Single Family - Reg. Income | Existing | Space Heating | Geothermal Heat Pump | 15.7539 | 16.1907 | 16.6436 | 17.1937 | 17.612 | 18.0492 | 18.5107 | 19.0852 | 19.5151 | 20.0625 | 20.6429 | 21.3562 | 21.9103 | 22.601 | 23.3321 | 24.2121 | 24.9123 | 25.7627 | 26.6522 | 27.7067 | 28.5512 | 29.5621
UT | Residential | Single Family - Reg. Income | Existing | Space Heating | Ductless Mini Split Heat Pump | 15.7868 | 16.4628 | 17.1678 | 17.9839 | 18.6695 | 19.3776 | 20.1121 | 20.9691 | 21.6642 | 22.4838 | 23.3339 | 24.3272 | 25.13 | 26.0783 | 27.0617 | 28.2061 | 29.1279 | 30.2183 | 31.3486 | 32.6679 | 33.7349 | 34.9938
UT | Residential | Single Family - Reg. Income | Existing | Water Heating | Water Heater (<= 55 Gal) | 82.5083 | 86.7049 | 91.115 | 95.7494 | 100.6195 | 105.7374 | 111.1155 | 116.7672 | 122.7064 | 128.9476 | 135.5063 | 142.3986 | 149.6415 | 157.2527 | 165.2511 | 173.6563 | 182.489 | 191.771 | 201.5251 | 211.7754 | 222.5469 | 233.8664
UT | Residential | Single Family - Reg. Income | Existing | Water Heating | Water Heater (> 55 Gal) | 5.349 | 5.323 | 5.2829 | 5.2369 | 5.1923 | 5.1551 | 5.1308 | 5.1241 | 5.1391 | 5.1793 | 5.2481 | 5.3482 | 5.4772 | 5.6332 | 5.8146 | 6.0203 | 6.2493 | 6.501 | 6.7749 | 7.0709 | 7.3888 | 7.7289
UT | Residential | Single Family - Reg. Income | Existing | Interior Lighting | General Service Lighting | 367.8455 | 358.2594 | 343.626 | 326.5266 | 304.8229 | 281.6597 | 256.9576 | 235.8062 | 218.6487 | 203.3987 | 190.3723 | 179.2857 | 169.7324 | 161.6267 | 154.2922 | 147.8578 | 142.2043 | 137.2229 | 132.9163 | 128.5346 | 124.5049 | 120.8334
UT | Residential | Single Family - Reg. Income | Existing | Interior Lighting | Linear Lighting | 43.7537 | 43.6837 | 43.6138 | 43.544 | 43.4576 | 43.37 | 43.2813 | 43.1918 | 43.1018 | 42.9976 | 42.8928 | 42.7876 | 42.6821 | 42.5764 | 42.4603 | 42.344 | 42.2278 | 42.1116 | 41.9955 | 41.8795 | 41.7696 | 41.6634
UT | Residential | Single Family - Reg. Income | Existing | Interior Lighting | Exempted Lighting | 2.4305 | 2.4266 | 2.4227 | 2.3963 | 2.3383 | 2.2538 | 2.1324 | 1.9907 | 1.829 | 1.6629 | 1.5157 | 1.3932 | 1.3057 | 1.2477 | 1.2127 | 1.2126 | 1.2244 | 1.2366 | 1.2463 | 1.2498 | 1.2468 | 1.2297
UT | Residential | Single Family - Reg. Income | Existing | Exterior Lighting | General Service Lighting | 86.9658 | 84.8207 | 80.4276 | 74.5529 | 67.3408 | 59.6674 | 53.2513 | 48.4265 | 44.6086 | 41.3983 | 38.7683 | 36.5726 | 34.694 | 33.1209 | 31.629 | 30.3273 | 29.1904 | 28.1953 | 27.3421 | 26.4049 | 25.4896 | 24.6183
UT | Residential | Single Family - Reg. Income | Existing | Appliances | Clothes Washer | 34.8082 | 34.9091 | 34.9312 | 34.8753 | 34.8195 | 34.7638 | 34.7082 | 34.6526 | 34.5972 | 34.5419 | 34.4866 | 34.4314 | 34.3763 | 34.3213 | 34.2664 | 34.2116 | 34.1568 | 34.1022 | 34.0476 | 33.9931 | 33.9388 | 33.8845
UT | Residential | Single Family - Reg. Income | Existing | Appliances | Clothes Dryer | 185.9041 | 186.5422 | 187.1981 | 187.865 | 188.5371 | 189.2095 | 189.8778 | 190.5385 | 191.1884 | 191.8249 | 192.4456 | 193.053 | 193.6492 | 194.236 | 194.815 | 195.3875 | 195.9545 | 196.5172 | 197.0762 | 197.6324 | 198.1864 | 198.7387
UT | Residential | Single Family - Reg. Income | Existing | Appliances | Dishwasher | 22.2819 | 22.2779 | 22.2738 | 22.2698 | 22.2658 | 22.2618 | 22.2577 | 22.2537 | 22.2497 | 22.2457 | 22.2417 | 22.2377 | 22.2336 | 22.2296 | 22.2256 | 22.2216 | 22.2176 | 22.2136 | 22.2096 | 22.2055 | 22.2015 | 22.1975
UT | Residential | Single Family - Reg. Income | Existing | Appliances | Refrigerator | 178.319 | 177.1224 | 175.8765 | 174.6006 | 173.3134 | 172.0319 | 170.7697 | 169.5409 | 168.3576 | 167.2309 | 166.1707 | 165.1858 | 164.269 | 163.4142 | 162.6156 | 161.8682 | 161.1671 | 160.5082 | 159.8877 | 159.302 | 158.748 | 158.2227
UT | Residential | Single Family - Reg. Income | Existing | Appliances | Freezer | 103.8048 | 103.135 | 102.4695 | 101.8084 | 101.1515 | 100.4989 | 99.8505 | 99.2063 | 98.5662 | 97.9303 | 97.2985 | 96.6708 | 96.0471 | 95.4275 | 94.8118 | 94.2001 | 93.5924 | 92.9886 | 92.3887 | 91.7926 | 91.2004 | 90.612
UT | Residential | Single Family - Reg. Income | Existing | Appliances | Second Refrigerator | 161.655 | 157.5844 | 153.3521 | 149.0329 | 144.6941 | 140.3963 | 136.1924 | 132.1303 | 128.2527 | 124.5971 | 121.1971 | 118.082 | 115.2248 | 112.6011 | 110.189 | 107.9685 | 105.9215 | 104.0318 | 102.2845 | 100.6664 | 99.1652 | 97.7702
UT | Residential | Single Family - Reg. Income | Existing | Appliances | Stove/Oven | 24.4739 | 24.42 | 24.3626 | 24.3028 | 24.2418 | 24.1803 | 24.1189 | 24.0582 | 23.9984 | 23.9401 | 23.8833 | 23.8284 | 23.7754 | 23.7245 | 23.6758 | 23.6293 | 23.5846 | 23.5414 | 23.4993 | 23.4582 | 23.4179 | 23.3782
UT | Residential | Single Family - Reg. Income | Existing | Appliances | Microwave | 40.1479 | 40.0837 | 40.0195 | 39.9555 | 39.8916 | 39.8278 | 39.764 | 39.7004 | 39.6369 | 39.5735 | 39.5102 | 39.4469 | 39.3838 | 39.3208 | 39.2579 | 39.1951 | 39.1324 | 39.0698 | 39.0072 | 38.9448 | 38.8825 | 38.8203
UT | Residential | Single Family - Reg. Income | Existing | Appliances | Dehumidifier | 9.076 | 8.9687 | 8.8469 | 8.7169 | 8.584 | 8.4524 | 8.3259 | 8.2072 | 8.099 | 8.0032 | 7.9214 | 7.8514 | 7.7911 | 7.7389 | 7.6935 | 7.6537 | 7.6186 | 7.5874 | 7.5594 | 7.5341 | 7.5111 | 7.49
UT | Residential | Single Family - Reg. Income | Existing | Appliances | Air Purifier | 13.6403 | 13.6184 | 13.5967 | 13.5749 | 13.5532 | 13.5315 | 13.5098 | 13.4882 | 13.4666 | 13.4451 | 13.4236 | 13.4021 | 13.3807 | 13.3593 | 13.3379 | 13.3165 | 13.2952 | 13.274 | 13.2527 | 13.2315 | 13.2104 | 13.1892
UT | Residential | Single Family - Reg. Income | Existing | Electronics | Personal Computers | 31.9971 | 30.7679 | 29.3502 | 27.8899 | 26.5033 | 25.2826 | 24.3011 | 23.5105 | 22.8725 | 22.3564 | 21.9376 | 21.5966 | 21.3177 | 21.0884 | 20.8988 | 20.7408 | 20.6082 | 20.4958 | 20.3995 | 20.3162 | 20.2433 | 20.1785
UT | Residential | Single Family - Reg. Income | Existing | Electronics | Monitor | 21.7907 | 20.942 | 19.9335 | 18.8872 | 17.9004 | 17.0511 | 16.4019 | 15.9129 | 15.5524 | 15.2952 | 15.1208 | 15.0131 | 14.9591 | 14.9484 | 14.9727 | 15.0253 | 15.101 | 15.1955 | 15.3055 | 15.4281 | 15.5613 | 15.7034
UT | Residential | Single Family - Reg. Income | Existing | Electronics | Laptops | 24.1599 | 23.6951 | 23.2326 | 22.9098 | 22.6992 | 22.5789 | 22.5313 | 22.5426 | 22.6013 | 22.6986 | 22.8274 | 22.9819 | 23.1575 | 23.3505 | 23.5581 | 23.778 | 24.0082 | 24.2473 | 24.4942 | 24.7478 | 25.0075 | 25.2727
UT | Residential | Single Family - Reg. Income | Existing | Electronics | TVs | 59.8197 | 80.7378 | 101.0144 | 119.1509 | 133.9482 | 146.0764 | 156.0714 | 164.3621 | 171.2916 | 177.1343 | 182.1098 | 186.3939 | 190.1271 | 193.4219 | 196.3682 | 199.0382 | 201.4894 | 203.768 | 205.9108 | 207.9475 | 209.9016 | 211.7922
UT | Residential | Single Family - Reg. Income | Existing | Electronics | Printer/Fax/Copier | 7.3624 | 7.2658 | 7.1483 | 7.0321 | 6.9354 | 6.8725 | 6.8368 | 6.8229 | 6.8268 | 6.8449 | 6.8747 | 6.9139 | 6.9609 | 7.0142 | 7.0728 | 7.1358 | 7.2025 | 7.2723 | 7.3448 | 7.4196 | 7.4964 | 7.5751
UT | Residential | Single Family - Reg. Income | Existing | Electronics | Set-top Boxes/DVRs | 12.7369 | 12.7055 | 12.6553 | 12.601 | 12.5543 | 12.5247 | 12.5197 | 12.5345 | 12.5652 | 12.6089 | 12.663 | 12.7257 | 12.7953 | 12.8707 | 12.9508 | 13.0348 | 13.1221 | 13.2122 | 13.3047 | 13.3993 | 13.4956 | 13.5935
UT | Residential | Single Family - Reg. Income | Existing | Electronics | Devices and Gadgets | 188.1255 | 190.1988 | 192.2949 | 194.4142 | 196.5568 | 198.723 | 200.913 | 203.1273 | 205.3659 | 207.6292 | 209.9174 | 212.2308 | 214.5698 | 216.9345 | 219.3253 | 221.7424 | 224.1862 | 226.6569 | 229.1548 | 231.6802 | 234.2335 | 236.815
UT | Residential | Single Family - Reg. Income | Existing | Miscellaneous | Electric Vehicle Chargers | 42.4626 | 57.6831 | 83.5526 | 114.6606 | 153.3306 | 199.6212 | 258.8939 | 332.6657 | 424.186 | 535.0717 | 662.3885 | 805.9387 | 966.2257 | 1143.3236 | 1335.8511 | 1540.1685 | 1758.3957 | 1985.6313 | 2220.2511 | 2464.5429 | 2735.7138 | 3036.7215
UT | Residential | Single Family - Reg. Income | Existing | Miscellaneous | Pool Pump | 15.1663 | 12.5894 | 10.5505 | 8.9416 | 7.6817 | 6.7101 | 5.9809 | 5.4334 | 5.0219 | 4.7123 | 4.4789 | 4.3026 | 4.1691 | 4.0676 | 3.9901 | 3.9305 | 3.8844 | 3.8484 | 3.8199 | 3.7971 | 3.7785 | 3.7631
UT | Residential | Single Family - Reg. Income | Existing | Miscellaneous | Pool Heater | 22.7324 | 22.696 | 22.6597 | 22.6234 | 22.5872 | 22.5511 | 22.515 | 22.479 | 22.443 | 22.4071 | 22.3713 | 22.3355 | 22.2997 | 22.2641 | 22.2284 | 22.1929 | 22.1574 | 22.1219 | 22.0865 | 22.0512 | 22.0159 | 21.9807
UT | Residential | Single Family - Reg. Income | Existing | Miscellaneous | Hot Tub/Spa | 68.6658 | 71.2819 | 74.4659 | 75.7246 | 76.7838 | 77.524 | 77.8507 | 77.6891 | 76.9802 | 75.6777 | 74.3301 | 72.8623 | 71.6684 | 70.6932 | 69.8928 | 68.8621 | 67.9071 | 67.6031 | 67.3389 | 67.1066 | 66.8997 | 66.7131
UT | Residential | Single Family - Reg. Income | Existing | Miscellaneous | Furnace Fan | 118.9336 | 119.4231 | 119.871 | 120.2945 | 120.2723 | 119.3174 | 118.361 | 117.4135 | 116.4838 | 115.5802 | 114.7097 | 113.8785 | 113.0922 | 112.3557 | 111.673 | 111.0481 | 110.4744 | 109.9462 | 109.4583 | 109.0064 | 108.5863 | 108.1945
UT | Residential | Single Family - Reg. Income | Existing | Miscellaneous | Well Pump | 6.3874 | 6.3772 | 6.367 | 6.3568 | 6.3466 | 6.3365 | 6.3263 | 6.3162 | 6.3061 | 6.296 | 6.2859 | 6.2759 | 6.2658 | 6.2558 | 6.2458 | 6.2358 | 6.2258 | 6.2159 | 6.2059 | 6.196 | 6.1861 | 6.1762
UT | Residential | Single Family - Reg. Income | Existing | Miscellaneous | Bathroom Exhaust Fan | 5.3077 | 5.2992 | 5.2907 | 5.2822 | 5.2738 | 5.2654 | 5.2569 | 5.2485 | 5.2401 | 5.2317 | 5.2234 | 5.215 | 5.2067 | 5.1983 | 5.19 | 5.1817 | 5.1734 | 5.1651 | 5.1569 | 5.1486 | 5.1404 | 5.1322
UT | Residential | Single Family - Reg. Income | Existing | Miscellaneous | Miscellaneous | 222.7443 | 223.0459 | 223.3479 | 223.6503 | 223.9531 | 224.2563 | 224.5599 | 224.864 | 225.1684 | 225.4733 | 225.7786 | 226.0843 | 226.3904 | 226.6969 | 227.0038 | 227.3112 | 227.619 | 227.9271 | 228.2357 | 228.5448 | 228.8542 | 229.1641
UT | Residential | Single Family - Reg. Income | Existing | Generation | Solar PV | -300.0177 | -354.1751 | -373.0343 | -391.5537 | -411.4408 | -433.1755 | -457.3643 | -485.4534 | -516.3398 | -553.8562 | -592.372 | -635.3562 | -676.6766 | -716.7436 | -755.2224 | -792.2212 | -827.8081 | -862.0919 | -895.1976 | -927.2721 | -958.4731 | -988.9364
UT | Residential | Single Family - Reg. Income | New | Cooling | Central AC | 0 | 20.5773 | 40.788 | 58.0537 | 78.2703 | 98.9866 | 120.3029 | 142.1897 | 164.6391 | 187.7242 | 211.5559 | 236.1479 | 261.3998 | 287.2892 | 311.7067 | 335.2511 | 358.9144 | 382.7386 | 406.7521 | 431.0129 | 455.5143 | 480.2627
UT | Residential | Single Family - Reg. Income | New | Cooling | Room AC | 0 | 0.11988 | 0.23711 | 0.3552 | 0.47491 | 0.60018 | 0.72908 | 0.86143 | 0.99718 | 1.1368 | 1.2809 | 1.4296 | 1.5823 | 1.7388 | 1.8997 | 2.0639 | 2.2323 | 2.4051 | 2.5825 | 2.7647 | 2.9517 | 3.1437
UT | Residential | Single Family - Reg. Income | New | Cooling | Air-Source Heat Pump | 0 | 0.34749 | 0.6761 | 1.0071 | 1.3427 | 1.6939 | 2.0553 | 2.4264 | 2.807 | 3.1984 | 3.6025 | 4.0194 | 4.4475 | 4.8865 | 5.3376 | 5.7966 | 6.2678 | 6.7514 | 7.248 | 7.758 | 8.2815 | 8.8191
UT | Residential | Single Family - Reg. Income | New | Cooling | Geothermal Heat Pump | 0 | 0.20739 | 0.41027 | 0.6147 | 0.82195 | 1.039 | 1.2623 | 1.4915 | 1.7267 | 1.9685 | 2.2182 | 2.4758 | 2.7403 | 3.0115 | 3.2902 | 3.5746 | 3.8663 | 4.1657 | 4.4731 | 4.7888 | 5.1128 | 5.4454
UT | Residential | Single Family - Reg. Income | New | Cooling | Evaporative Cooler | 0 | 0.78418 | 1.5357 | 2.2779 | 3.0157 | 3.7736 | 4.539 | 5.3102 | 6.0865 | 6.8703 | 7.6651 | 8.4708 | 9.2833 | 10.1014 | 10.9275 | 11.7548 | 12.5888 | 13.43 | 14.2788 | 15.1357 | 16.0004 | 16.8732
UT | Residential | Single Family - Reg. Income | New | Cooling | Ductless Mini Split Heat Pump | 0 | 0.12497 | 0.25564 | 0.39606 | 0.54765 | 0.71579 | 0.89927 | 1.0989 | 1.3156 | 1.551 | 1.8075 | 2.0863 | 2.3882 | 2.7142 | 3.0669 | 3.4458 | 3.8545 | 4.295 | 4.7697 | 5.2808 | 5.8309 | 6.4225
UT | Residential | Single Family - Reg. Income | New | Space Heating | Electric Room Heat | 0 | 1.5561 | 3.1831 | 4.9539 | 6.8192 | 8.8192 | 10.9637 | 13.3173 | 15.705 | 18.3225 | 21.1286 | 24.2451 | 27.3374 | 30.7463 | 34.3789 | 38.415 | 42.3424 | 46.7066 | 51.3454 | 56.5307 | 61.5108 | 67.069
UT | Residential | Single Family - Reg. Income | New | Space Heating | Electric Furnace | 0 | 8.5903 | 17.5718 | 27.3468 | 37.6439 | 48.6848 | 60.5231 | 73.5156 | 86.6963 | 101.1459 | 116.6364 | 133.8406 | 150.9112 | 169.729 | 189.7824 | 212.0627 | 233.743 | 257.835 | 283.4428 | 312.0671 | 339.5585 | 370.2417
UT | Residential | Single Family - Reg. Income | New | Space Heating | Air-Source Heat Pump | 0 | 1.1883 | 2.3888 | 3.6956 | 5.0718 | 6.5474 | 8.1296 | 9.8663 | 11.6277 | 13.559 | 15.6294 | 17.929 | 20.2104 | 22.7256 | 25.4059 | 28.3805 | 31.275 | 34.4924 | 37.9126 | 41.7364 | 45.4088 | 49.5081
UT | Residential | Single Family - Reg. Income | New | Space Heating | Geothermal Heat Pump | 0 | 0.34148 | 0.69859 | 1.0874 | 1.4969 | 1.9362 | 2.4073 | 2.9242 | 3.4487 | 4.0236 | 4.6399 | 5.3245 | 6.0037 | 6.7524 | 7.5503 | 8.4368 | 9.2995 | 10.2581 | 11.277 | 12.416 | 13.5099 | 14.7308
UT | Residential | Single Family - Reg. Income | New | Space Heating | Ductless Mini Split Heat Pump | 0 | 0.39688 | 0.81183 | 1.2634 | 1.7392 | 2.2493 | 2.7962 | 3.3965 | 4.0054 | 4.673 | 5.3887 | 6.1835 | 6.9722 | 7.8416 | 8.7681 | 9.7974 | 10.7991 | 11.9121 | 13.0952 | 14.4177 | 15.6878 | 17.1054
UT | Residential | Single Family - Reg. Income | New | Water Heating | Water Heater (<= 55 Gal) | 0 | 2.2382 | 4.6136 | 7.2028 | 10.0366 | 13.1421 | 16.5418 | 20.2518 | 24.2923 | 28.6969 | 33.5081 | 38.7565 | 44.4555 | 50.6313 | 57.3309 | 64.5885 | 72.4451 | 80.9466 | 90.1405 | 100.0796 | 110.8156 | 122.4067
UT | Residential | Single Family - Reg. Income | New | Water Heating | Water Heater (> 55 Gal) | 0 | 0.072456 | 0.14935 | 0.23318 | 0.32491 | 0.42545 | 0.5355 | 0.65561 | 0.78641 | 0.929 | 1.0847 | 1.2547 | 1.4391 | 1.6391 | 1.856 | 2.0909 | 2.3452 | 2.6205 | 2.9181 | 3.2398 | 3.5874 | 3.9626
UT | Residential | Single Family - Reg. Income | New | Interior Lighting | General Service Lighting | 0 | 6.6244 | 11.6258 | 16.4494 | 20.0649 | 23.7971 | 27.5077 | 30.9422 | 34.7712 | 38.1586 | 41.4479 | 44.6966 | 47.8763 | 51.0603 | 53.9001 | 56.71 | 59.4934 | 62.2527 | 65.0376 | 67.4588 | 69.9308 | 72.4592
UT | Residential | Single Family - Reg. Income | New | Interior Lighting | Linear Lighting | 0 | 1.4095 | 2.7604 | 4.0945 | 5.4059 | 6.7141 | 8.0202 | 9.3214 | 10.6166 | 11.9006 | 13.1887 | 14.4809 | 15.7701 | 17.0543 | 18.3311 | 19.606 | 20.8793 | 22.152 | 23.4244 | 24.6974 | 25.9642 | 27.2267
UT | Residential | Single Family - Reg. Income | New | Interior Lighting | Exempted Lighting | 0 | 0.078299 | 0.15334 | 0.21481 | 0.26582 | 0.31014 | 0.34266 | 0.37435 | 0.40277 | 0.42816 | 0.45842 | 0.49158 | 0.5266 | 0.56245 | 0.59691 | 0.63929 | 0.67889 | 0.71494 | 0.74928 | 0.78213 | 0.81382 | 0.84559
UT | Residential | Single Family - Reg. Income | New | Exterior Lighting | General Service Lighting | 0 | 1.8307 | 2.9943 | 3.8395 | 4.5171 | 5.2471 | 5.8708 | 6.6985 | 7.5471 | 8.3011 | 9.0301 | 9.7352 | 10.4128 | 11.0847 | 11.6415 | 12.1897 | 12.7311 | 13.2671 | 13.8101 | 14.2585 | 14.7127 | 15.1769
UT | Residential | Single Family - Reg. Income | New | Appliances | Clothes Washer | 0 | 0.90113 | 1.7687 | 2.6235 | 3.4732 | 4.3208 | 5.167 | 6.0101 | 6.8493 | 7.6872 | 8.5279 | 9.3712 | 10.2125 | 11.0506 | 11.8881 | 12.7244 | 13.5597 | 14.3945 | 15.2292 | 16.0643 | 16.8995 | 17.7353
UT | Residential | Single Family - Reg. Income | New | Appliances | Clothes Dryer | 0 | 4.8646 | 9.5678 | 14.2528 | 18.9498 | 23.6757 | 28.4342 | 33.2156 | 38.0161 | 42.8503 | 47.7407 | 52.6871 | 57.664 | 62.6641 | 67.7031 | 72.7772 | 77.8878 | 83.0385 | 88.231 | 93.4688 | 98.7512 | 104.08
UT | Residential | Single Family - Reg. Income | New | Appliances | Dishwasher | 0 | 0.57507 | 1.1278 | 1.6753 | 2.221 | 2.7669 | 3.3135 | 3.8596 | 4.4048 | 4.9507 | 5.4999 | 6.0524 | 6.6052 | 7.1574 | 7.7108 | 8.2649 | 8.82 | 9.3764 | 9.9341 | 10.4938 | 11.0551 | 11.6183
UT | Residential | Single Family - Reg. Income | New | Appliances | Refrigerator | 0 | 4.1432 | 8.1147 | 12.0369 | 15.9357 | 19.8255 | 23.7086 | 27.5771 | 31.428 | 35.273 | 39.1307 | 43.0004 | 46.8613 | 50.7072 | 54.5509 | 58.3889 | 62.2224 | 66.054 | 69.8848 | 73.7176 | 77.5512 | 81.3871
UT | Residential | Single Family - Reg. Income | New | Appliances | Freezer | 0 | 2.6623 | 5.1886 | 7.6588 | 10.0899 | 12.4913 | 14.865 | 17.2064 | 19.5136 | 21.7945 | 24.0605 | 26.3112 | 28.5341 | 30.7256 | 32.8937 | 35.0366 | 37.1551 | 39.2509 | 41.3251 | 43.3792 | 45.4129 | 47.4271
UT | Residential | Single Family - Reg. Income | New | Appliances | Second Refrigerator | 0 | 2.4976 | 4.8772 | 7.2131 | 9.5212 | 11.8101 | 14.0814 | 16.3306 | 18.5558 | 20.7643 | 22.9669 | 25.1633 | 27.3413 | 29.4976 | 31.6395 | 33.7652 | 35.8754 | 37.9716 | 40.0547 | 42.1262 | 44.1856 | 46.2337
UT | Residential | Single Family - Reg. Income | New | Appliances | Stove/Oven | 0 | 0.62288 | 1.2198 | 1.8094 | 2.3954 | 2.9799 | 3.5636 | 4.145 | 4.7238 | 5.3017 | 5.8815 | 6.4631 | 7.0433 | 7.6213 | 8.1989 | 8.7757 | 9.3518 | 9.9275 | 10.5032 | 11.0791 | 11.6552 | 12.2316
UT | Residential | Single Family - Reg. Income | New | Appliances | Microwave | 0 | 1.0347 | 2.0264 | 3.0057 | 3.9791 | 4.9502 | 5.9197 | 6.8855 | 7.847 | 8.807 | 9.7701 | 10.7362 | 11.7001 | 12.6603 | 13.6198 | 14.5779 | 15.5349 | 16.4914 | 17.4476 | 18.4043 | 19.3613 | 20.3187
UT | Residential | Single Family - Reg. Income | New | Appliances | Dehumidifier | 0 | 0.19842 | 0.38859 | 0.57639 | 0.76306 | 0.94928 | 1.1352 | 1.3204 | 1.5048 | 1.6889 | 1.8736 | 2.0588 | 2.2437 | 2.4278 | 2.6118 | 2.7955 | 2.9791 | 3.1625 | 3.3458 | 3.5293 | 3.7128 | 3.8964
UT | Residential | Single Family - Reg. Income | New | Appliances | Air Purifier | 0 | 0.35154 | 0.68846 | 1.0212 | 1.3519 | 1.6818 | 2.0112 | 2.3394 | 2.666 | 2.9922 | 3.3194 | 3.6476 | 3.9751 | 4.3013 | 4.6273 | 4.9529 | 5.278 | 5.6029 | 5.9278 | 6.2529 | 6.578 | 6.9033
UT | Residential | Single Family - Reg. Income | New | Electronics | Personal Computers | 0 | 0.53439 | 1.0465 | 1.5523 | 2.0551 | 2.5566 | 3.0573 | 3.5561 | 4.0527 | 4.5485 | 5.0459 | 5.5449 | 6.0427 | 6.5386 | 7.0341 | 7.529 | 8.0232 | 8.5172 | 9.011 | 9.5051 | 9.9994 | 10.4939
UT | Residential | Single Family - Reg. Income | New | Electronics | Monitor | 0 | 0.32325 | 0.64106 | 0.9629 | 1.2909 | 1.6262 | 1.9692 | 2.3195 | 2.6768 | 3.0423 | 3.4176 | 3.8031 | 4.1969 | 4.5987 | 5.0098 | 5.43 | 5.8596 | 6.299 | 6.7485 | 7.2085 | 7.6791 | 8.1608
UT | Residential | Single Family - Reg. Income | New | Electronics | Laptops | 0 | 0.52314 | 1.0375 | 1.5583 | 2.0891 | 2.6318 | 3.187 | 3.7538 | 4.332 | 4.9235 | 5.531 | 6.1548 | 6.7921 | 7.4424 | 8.1077 | 8.7877 | 9.483 | 10.1941 | 10.9215 | 11.666 | 12.4277 | 13.2072
UT | Residential | Single Family - Reg. Income | New | Electronics | TVs | 0 | 4.7336 | 9.3549 | 14.0028 | 18.7069 | 23.4848 | 28.3406 | 33.2657 | 38.2567 | 43.329 | 48.5064 | 53.7897 | 59.1541 | 64.5929 | 70.1229 | 75.7411 | 81.45 | 87.2542 | 93.1565 | 99.1617 | 105.2701 | 111.4846
UT | Residential | Single Family - Reg. Income | New | Electronics | Printer/Fax/Copier | 0 | 0.15674 | 0.31084 | 0.4669 | 0.62592 | 0.78852 | 0.95487 | 1.1247 | 1.298 | 1.4752 | 1.6572 | 1.8441 | 2.035 | 2.2299 | 2.4292 | 2.6329 | 2.8412 | 3.0543 | 3.2723 | 3.4953 | 3.7235 | 3.9571
UT | Residential | Single Family - Reg. Income | New | Electronics | Set-top Boxes/DVRs | 0 | 0.3018 | 0.59644 | 0.89277 | 1.1927 | 1.4973 | 1.8069 | 2.1209 | 2.4391 | 2.7625 | 3.0926 | 3.4294 | 3.7715 | 4.1182 | 4.4708 | 4.829 | 5.193 | 5.563 | 5.9393 | 6.3222 | 6.7117 | 7.1079
UT | Residential | Single Family - Reg. Income | New | Electronics | Devices and Gadgets | 0 | 4.9097 | 9.7367 | 14.625 | 19.6062 | 24.6993 | 29.91 | 35.2299 | 40.6565 | 46.2073 | 51.9085 | 57.7627 | 63.7443 | 69.8473 | 76.091 | 82.4733 | 88.9982 | 95.6719 | 102.499 | 109.4861 | 116.6348 | 123.95
UT | Residential | Single Family - Reg. Income | New | Miscellaneous | Electric Vehicle Chargers | 0 | 1.489 | 4.2306 | 8.6254 | 15.2945 | 24.811 | 38.5416 | 57.6967 | 83.9766 | 119.0787 | 163.796 | 219.3518 | 287.0462 | 368.1206 | 463.4495 | 572.8392 | 698.0539 | 838.1355 | 993.0999 | 1164.6796 | 1362.228 | 1589.4338
UT | Residential | Single Family - Reg. Income | New | Miscellaneous | Pool Pump | 0 | 0.099551 | 0.19496 | 0.28918 | 0.38284 | 0.47627 | 0.56954 | 0.66247 | 0.75497 | 0.84734 | 0.94 | 1.033 | 1.1257 | 1.2181 | 1.3104 | 1.4026 | 1.4946 | 1.5867 | 1.6787 | 1.7707 | 1.8628 | 1.9549
UT | Residential | Single Family - Reg. Income | New | Miscellaneous | Pool Heater | 0 | 0.58587 | 1.1474 | 1.7019 | 2.253 | 2.8029 | 3.3518 | 3.8987 | 4.4431 | 4.9866 | 5.532 | 6.079 | 6.6248 | 7.1685 | 7.7118 | 8.2543 | 8.7961 | 9.3377 | 9.8791 | 10.4208 | 10.9626 | 11.5048
UT | Residential | Single Family - Reg. Income | New | Miscellaneous | Hot Tub/Spa | 0 | 2.701 | 5.2897 | 6.9646 | 8.6295 | 10.2904 | 11.9485 | 13.6004 | 15.2448 | 16.8867 | 18.3477 | 19.6726 | 21.0591 | 22.4916 | 23.965 | 25.2254 | 26.5696 | 28.2055 | 29.841 | 31.4773 | 33.1139 | 34.7515
UT | Residential | Single Family - Reg. Income | New | Miscellaneous | Furnace Fan | 0 | 2.7465 | 5.4442 | 8.1742 | 10.9112 | 13.5741 | 16.2325 | 18.8811 | 21.5174 | 24.1498 | 26.7909 | 29.4402 | 32.0833 | 34.7161 | 37.3473 | 39.9746 | 42.5987 | 45.2214 | 47.8436 | 50.4671 | 53.0911 | 55.7166
UT | Residential | Single Family - Reg. Income | New | Miscellaneous | Well Pump | 0 | 0.16462 | 0.32239 | 0.4782 | 0.63306 | 0.78756 | 0.9418 | 1.0955 | 1.2484 | 1.4012 | 1.5544 | 1.7081 | 1.8615 | 2.0142 | 2.1669 | 2.3193 | 2.4716 | 2.6237 | 2.7759 | 2.9281 | 3.0803 | 3.2326
UT | Residential | Single Family - Reg. Income | New | Miscellaneous | Bathroom Exhaust Fan | 0 | 0.13679 | 0.26789 | 0.39736 | 0.52605 | 0.65443 | 0.7826 | 0.91029 | 1.0374 | 1.1643 | 1.2916 | 1.4194 | 1.5468 | 1.6737 | 1.8006 | 1.9272 | 2.0538 | 2.1802 | 2.3066 | 2.4331 | 2.5596 | 2.6862
UT | Residential | Single Family - Reg. Income | New | Miscellaneous | Miscellaneous | 0 | 5.7576 | 11.3091 | 16.8243 | 22.3389 | 27.8729 | 33.4303 | 38.9999 | 44.5769 | 50.1785 | 55.8307 | 61.5332 | 67.256 | 72.9905 | 78.7549 | 84.5445 | 90.361 | 96.2081 | 102.088 | 108.0044 | 113.9562 | 119.9455
UT | Residential | Single Family - Reg. Income | New | Generation | Solar PV | 0 | -9.1426 | -18.8884 | -29.455 | -41.0405 | -53.8395 | -68.0879 | -84.1958 | -102.2205 | -123.2591 | -146.4822 | -172.9244 | -201.027 | -230.7729 | -262.0108 | -294.6531 | -328.6261 | -363.8892 | -400.4145 | -438.2049 | -477.2644 | -517.6138
UT | Residential | Multi-Family - Reg. Income | Existing | Cooling | Central AC | 58.8868 | 58.7242 | 58.5166 | 58.0416 | 57.7638 | 57.778 | 57.7855 | 57.7927 | 57.8057 | 57.8301 | 57.8712 | 57.9339 | 58.0229 | 58.1423 | 58.2964 | 58.4566 | 58.3709 | 58.0426 | 57.7436 | 57.4747 | 57.233 | 57.016
UT | Residential | Multi-Family - Reg. Income | Existing | Cooling | Room AC | 1.724 | 1.7087 | 1.6918 | 1.6744 | 1.6575 | 1.6515 | 1.6476 | 1.6463 | 1.6475 | 1.6507 | 1.6559 | 1.6628 | 1.6711 | 1.6809 | 1.6918 | 1.7029 | 1.715 | 1.7279 | 1.7416 | 1.7561 | 1.7712 | 1.7869
UT | Residential | Multi-Family - Reg. Income | Existing | Cooling | Air-Source Heat Pump | 0.75725 | 0.76016 | 0.76248 | 0.76471 | 0.76689 | 0.77355 | 0.78024 | 0.78696 | 0.79375 | 0.80062 | 0.80758 | 0.81467 | 0.82188 | 0.82923 | 0.83675 | 0.844 | 0.85147 | 0.85916 | 0.86704 | 0.87511 | 0.88337 | 0.89179
UT | Residential | Multi-Family - Reg. Income | Existing | Cooling | Geothermal Heat Pump | 0 | 0 | 0 | 0 | 0 | 0 | 0 | 0 | 0 | 0 | 0 | 0 | 0 | 0 | 0 | 0 | 0 | 0 | 0 | 0 | 0 | 0
UT | Residential | Multi-Family - Reg. Income | Existing | Cooling | Evaporative Cooler | 1.0796 | 1.071 | 1.0623 | 1.0534 | 1.0445 | 1.0418 | 1.039 | 1.0362 | 1.0335 | 1.0308 | 1.0284 | 1.0261 | 1.024 | 1.0222 | 1.0206 | 1.0186 | 1.0169 | 1.0153 | 1.0139 | 1.0127 | 1.0116 | 1.0106
UT | Residential | Multi-Family - Reg. Income | Existing | Cooling | Ductless Mini Split Heat Pump | 0.21608 | 0.22479 | 0.23385 | 0.24328 | 0.25308 | 0.26483 | 0.27711 | 0.28996 | 0.30338 | 0.31742 | 0.3321 | 0.34745 | 0.36349 | 0.38026 | 0.3978 | 0.41591 | 0.43483 | 0.4546 | 0.47526 | 0.49684 | 0.51939 | 0.54296
UT | Residential | Multi-Family - Reg. Income | Existing | Space Heating | Electric Room Heat | 5.1087 | 5.2756 | 5.449 | 5.6551 | 5.818 | 5.9865 | 6.1621 | 6.374 | 6.5359 | 6.7351 | 6.943 | 7.193 | 7.3866 | 7.6231 | 7.8697 | 8.1626 | 8.3906 | 8.6668 | 8.9538 | 9.2939 | 9.5612 | 9.8822
UT | Residential | Multi-Family - Reg. Income | Existing | Space Heating | Electric Furnace | 28.7762 | 29.7165 | 30.6935 | 31.8543 | 32.772 | 33.7211 | 34.7098 | 35.9034 | 36.8156 | 37.9375 | 39.1087 | 40.5172 | 41.6075 | 42.9396 | 44.3285 | 45.9784 | 47.2629 | 48.8188 | 50.4354 | 52.3508 | 53.8568 | 55.6645
UT | Residential | Multi-Family - Reg. Income | Existing | Space Heating | Air-Source Heat Pump | 1.405 | 1.4635 | 1.5223 | 1.5906 | 1.647 | 1.705 | 1.765 | 1.8353 | 1.8911 | 1.9573 | 2.0257 | 2.1062 | 2.1696 | 2.2452 | 2.3233 | 2.4147 | 2.4867 | 2.5727 | 2.6617 | 2.7664 | 2.8493 | 2.9479
UT | Residential | Multi-Family - Reg. Income | Existing | Space Heating | Geothermal Heat Pump | 0 | 0 | 0 | 0 | 0 | 0 | 0 | 0 | 0 | 0 | 0 | 0 | 0 | 0 | 0 | 0 | 0 | 0 | 0 | 0 | 0 | 0
UT | Residential | Multi-Family - Reg. Income | Existing | Space Heating | Ductless Mini Split Heat Pump | 0.41409 | 0.43079 | 0.44815 | 0.46833 | 0.48502 | 0.5022 | 0.51998 | 0.54084 | 0.55742 | 0.57712 | 0.5975 | 0.62144 | 0.6404 | 0.66297 | 0.68632 | 0.71362 | 0.73517 | 0.76086 | 0.78742 | 0.81859 | 0.84329 | 0.87266
UT | Residential | Multi-Family - Reg. Income | Existing | Water Heating | Water Heater (<= 55 Gal) | 22.4733 | 23.5596 | 24.6984 | 25.8922 | 27.1438 | 28.4558 | 29.8313 | 31.2733 | 32.7849 | 34.3697 | 36.031 | 37.7726 | 39.5985 | 41.5125 | 43.5191 | 45.6227 | 47.828 | 50.1399 | 52.5635 | 55.1043 | 57.7678 | 60.5602
UT | Residential | Multi-Family - Reg. Income | Existing | Water Heating | Water Heater (> 55 Gal) | 0 | 0 | 0 | 0 | 0 | 0 | 0 | 0 | 0 | 0 | 0 | 0 | 0 | 0 | 0 | 0 | 0 | 0 | 0 | 0 | 0 | 0
UT | Residential | Multi-Family - Reg. Income | Existing | Interior Lighting | General Service Lighting | 34.2773 | 33.1039 | 31.4741 | 29.5993 | 27.333 | 24.9225 | 22.3714 | 20.2053 | 18.4362 | 16.8917 | 15.5809 | 14.471 | 13.5218 | 12.7188 | 12.0056 | 11.3859 | 10.8463 | 10.3749 | 9.9686 | 9.5705 | 9.2092 | 8.8834
UT | Residential | Multi-Family - Reg. Income | Existing | Interior Lighting | Linear Lighting | 3.3072 | 3.294 | 3.2808 | 3.2677 | 3.2542 | 3.2407 | 3.2272 | 3.2138 | 3.2004 | 3.1866 | 3.173 | 3.1593 | 3.1457 | 3.1322 | 3.1184 | 3.1047 | 3.091 | 3.0774 | 3.0638 | 3.0503 | 3.037 | 3.0239
UT | Residential | Multi-Family - Reg. Income | Existing | Interior Lighting | Exempted Lighting | 0.21982 | 0.21894 | 0.21806 | 0.21565 | 0.21127 | 0.205 | 0.19606 | 0.18545 | 0.17302 | 0.15993 | 0.14766 | 0.13669 | 0.12795 | 0.1212 | 0.11632 | 0.11426 | 0.11352 | 0.11357 | 0.11401 | 0.1145 | 0.11492 | 0.11446
UT | Residential | Multi-Family - Reg. Income | Existing | Exterior Lighting | General Service Lighting | 3.5928 | 3.4737 | 3.2659 | 2.9989 | 2.68 | 2.3416 | 2.0613 | 1.848 | 1.6788 | 1.5379 | 1.4229 | 1.3275 | 1.2467 | 1.1794 | 1.1172 | 1.0635 | 1.0169 | 0.97646 | 0.94184 | 0.90519 | 0.86998 | 0.83684
UT | Residential | Multi-Family - Reg. Income | Existing | Appliances | Clothes Washer | 4.3495 | 4.3516 | 4.3537 | 4.3558 | 4.358 | 4.3601 | 4.3622 | 4.3644 | 4.3665 | 4.3686 | 4.3707 | 4.3729 | 4.375 | 4.368 | 4.3506 | 4.3332 | 4.3158 | 4.2986 | 4.2814 | 4.2642 | 4.2472 | 4.2302
UT | Residential | Multi-Family - Reg. Income | Existing | Appliances | Clothes Dryer | 27.4741 | 27.5015 | 27.5313 | 27.5625 | 27.5943 | 27.6259 | 27.6567 | 27.6862 | 27.7139 | 27.7394 | 27.7624 | 27.7832 | 27.8021 | 27.8195 | 27.8355 | 27.8503 | 27.8641 | 27.8771 | 27.8893 | 27.9009 | 27.9119 | 27.9225
UT | Residential | Multi-Family - Reg. Income | Existing | Appliances | Dishwasher | 2.2913 | 2.2854 | 2.2795 | 2.2736 | 2.2678 | 2.2619 | 2.2561 | 2.2502 | 2.2444 | 2.2386 | 2.2328 | 2.2271 | 2.2213 | 2.2156 | 2.2098 | 2.2041 | 2.1984 | 2.1927 | 2.1871 | 2.1814 | 2.1758 | 2.1702
UT | Residential | Multi-Family - Reg. Income | Existing | Appliances | Refrigerator | 29.5298 | 29.2611 | 28.9855 | 28.706 | 28.4259 | 28.1479 | 27.8742 | 27.6071 | 27.3485 | 27.1002 | 26.8637 | 26.6402 | 26.4287 | 26.228 | 26.0371 | 25.8551 | 25.6812 | 25.5148 | 25.355 | 25.2014 | 25.0534 | 24.9105
UT | Residential | Multi-Family - Reg. Income | Existing | Appliances | Freezer | 8.0856 | 8.0141 | 7.9433 | 7.8731 | 7.8035 | 7.7345 | 7.6661 | 7.5983 | 7.5312 | 7.4646 | 7.3986 | 7.3332 | 7.2684 | 7.2042 | 7.1405 | 7.0774 | 7.0148 | 6.9528 | 6.8913 | 6.8304 | 6.77 | 6.7102
UT | Residential | Multi-Family - Reg. Income | Existing | Appliances | Second Refrigerator | 10.09 | 9.8123 | 9.5258 | 9.2352 | 8.9448 | 8.6583 | 8.3788 | 8.1094 | 7.8525 | 7.6103 | 7.3848 | 7.1777 | 6.9872 | 6.8117 | 6.6498 | 6.5001 | 6.3615 | 6.233 | 6.1136 | 6.0024 | 5.8987 | 5.8017
UT | Residential | Multi-Family - Reg. Income | Existing | Appliances | Stove/Oven | 5.6243 | 5.5985 | 5.5719 | 5.5448 | 5.5176 | 5.4904 | 5.4633 | 5.4364 | 5.4099 | 5.3838 | 5.3581 | 5.3329 | 5.3083 | 5.2842 | 5.2606 | 5.2377 | 5.2152 | 5.1931 | 5.1714 | 5.15 | 5.1287 | 5.1077
UT | Residential | Multi-Family - Reg. Income | Existing | Appliances | Microwave | 7.1416 | 7.113 | 7.0845 | 7.0562 | 7.028 | 6.9999 | 6.9719 | 6.944 | 6.9162 | 6.8885 | 6.861 | 6.8335 | 6.8062 | 6.779 | 6.7519 | 6.7248 | 6.698 | 6.6712 | 6.6445 | 6.6179 | 6.5914 | 6.5651
UT | Residential | Multi-Family - Reg. Income | Existing | Appliances | Dehumidifier | 0.9955 | 0.98136 | 0.96571 | 0.94923 | 0.93251 | 0.91601 | 0.90013 | 0.88517 | 0.87139 | 0.85901 | 0.84819 | 0.83867 | 0.83023 | 0.82269 | 0.8159 | 0.80973 | 0.80407 | 0.79885 | 0.79399 | 0.78944 | 0.78514 | 0.78104
UT | Residential | Multi-Family - Reg. Income | Existing | Appliances | Air Purifier | 1.4612 | 1.4554 | 1.4496 | 1.4438 | 1.438 | 1.4322 | 1.4265 | 1.4208 | 1.4151 | 1.4095 | 1.4038 | 1.3982 | 1.3926 | 1.387 | 1.3815 | 1.376 | 1.3705 | 1.365 | 1.3595 | 1.3541 | 1.3487 | 1.3433
UT | Residential | Multi-Family - Reg. Income | Existing | Electronics | Personal Computers | 3.3499 | 3.2135 | 3.0581 | 2.8989 | 2.7482 | 2.6153 | 2.5077 | 2.4203 | 2.349 | 2.2904 | 2.2421 | 2.202 | 2.1683 | 2.1398 | 2.1155 | 2.0945 | 2.0761 | 2.0598 | 2.0452 | 2.0319 | 2.0198 | 2.0085
UT | Residential | Multi-Family - Reg. Income | Existing | Electronics | Monitor | 4.0077 | 3.8351 | 3.6329 | 3.4235 | 3.2248 | 3.0512 | 2.914 | 2.8061 | 2.7216 | 2.6557 | 2.6049 | 2.566 | 2.5367 | 2.5152 | 2.4997 | 2.4893 | 2.4827 | 2.4793 | 2.4785 | 2.4797 | 2.4826 | 2.4867
UT | Residential | Multi-Family - Reg. Income | Existing | Electronics | Laptops | 3.2621 | 3.1798 | 3.0975 | 3.0337 | 2.9848 | 2.9478 | 2.9203 | 2.9005 | 2.8867 | 2.8779 | 2.8729 | 2.8712 | 2.8719 | 2.8747 | 2.8791 | 2.8848 | 2.8916 | 2.8992 | 2.9075 | 2.9164 | 2.9257 | 2.9355
UT | Residential | Multi-Family - Reg. Income | Existing | Electronics | TVs | 7.8266 | 10.5057 | 13.1003 | 15.414 | 17.2902 | 18.8164 | 20.0627 | 21.0853 | 21.929 | 22.6297 | 23.2162 | 23.7115 | 24.1338 | 24.498 | 24.8158 | 25.0967 | 25.348 | 25.576 | 25.7853 | 25.9799 | 26.1628 | 26.3366
UT | Residential | Multi-Family - Reg. Income | Existing | Electronics | Printer/Fax/Copier | 1.0533 | 1.0333 | 1.0102 | 0.98715 | 0.96682 | 0.95123 | 0.93943 | 0.93066 | 0.92433 | 0.91994 | 0.91712 | 0.91554 | 0.91497 | 0.91521 | 0.91609 | 0.91749 | 0.91931 | 0.92147 | 0.9239 | 0.92655 | 0.92938 | 0.93236
UT | Residential | Multi-Family - Reg. Income | Existing | Electronics | Set-top Boxes/DVRs | 1.1802 | 1.1747 | 1.1674 | 1.1597 | 1.1527 | 1.1472 | 1.144 | 1.1425 | 1.1425 | 1.1437 | 1.1458 | 1.1487 | 1.1521 | 1.1561 | 1.1605 | 1.1652 | 1.1701 | 1.1753 | 1.1807 | 1.1862 | 1.1918 | 1.1976
UT | Residential | Multi-Family - Reg. Income | Existing | Electronics | Devices and Gadgets | 25.8805 | 25.9785 | 26.0769 | 26.1756 | 26.2748 | 26.3743 | 26.4742 | 26.5744 | 26.675 | 26.7761 | 26.8775 | 26.9792 | 27.0814 | 27.184 | 27.2869 | 27.3902 | 27.494 | 27.5981 | 27.7026 | 27.8075 | 27.9128 | 28.0185
UT | Residential | Multi-Family - Reg. Income | Existing | Miscellaneous | Electric Vehicle Chargers | 5.1808 | 7.021 | 10.1452 | 13.889 | 18.5285 | 24.0643 | 31.1346 | 39.9102 | 50.7677 | 63.8848 | 78.8957 | 95.7629 | 114.5325 | 135.1992 | 157.586 | 181.252 | 206.4362 | 232.5534 | 259.4065 | 287.2565 | 318.0966 | 352.2476
UT | Residential | Multi-Family - Reg. Income | Existing | Miscellaneous | Pool Pump | 0.30514 | 0.25268 | 0.21125 | 0.17861 | 0.15307 | 0.13339 | 0.11861 | 0.10749 | 0.099113 | 0.092778 | 0.087971 | 0.084305 | 0.081493 | 0.079318 | 0.077619 | 0.076277 | 0.075201 | 0.074324 | 0.073597 | 0.072981 | 0.072449 | 0.07198
UT | Residential | Multi-Family - Reg. Income | Existing | Miscellaneous | Pool Heater | 0.58017 | 0.57785 | 0.57554 | 0.57324 | 0.57094 | 0.56866 | 0.56638 | 0.56412 | 0.56186 | 0.55961 | 0.55738 | 0.55515 | 0.55293 | 0.55071 | 0.54851 | 0.54632 | 0.54413 | 0.54196 | 0.53979 | 0.53763 | 0.53548 | 0.53334
UT | Residential | Multi-Family - Reg. Income | Existing | Miscellaneous | Hot Tub/Spa | 3.6527 | 3.7828 | 3.9423 | 3.9993 | 4.0455 | 4.0746 | 4.082 | 4.0637 | 4.017 | 3.9395 | 3.86 | 3.7747 | 3.7039 | 3.6448 | 3.5948 | 3.5333 | 3.4759 | 3.4521 | 3.4303 | 3.4102 | 3.3916 | 3.374
UT | Residential | Multi-Family - Reg. Income | Existing | Miscellaneous | Furnace Fan | 3.7475 | 3.7656 | 3.7827 | 3.7994 | 3.8162 | 3.8336 | 3.8519 | 3.8523 | 3.8135 | 3.7756 | 3.739 | 3.7037 | 3.67 | 3.638 | 3.6078 | 3.5795 | 3.5529 | 3.5278 | 3.5041 | 3.4815 | 3.4601 | 3.4396
UT | Residential | Multi-Family - Reg. Income | Existing | Miscellaneous | Well Pump | 0.3699 | 0.36842 | 0.36695 | 0.36548 | 0.36402 | 0.36256 | 0.36111 | 0.35967 | 0.35823 | 0.3568 | 0.35537 | 0.35395 | 0.35253 | 0.35112 | 0.34972 | 0.34832 | 0.34693 | 0.34554 | 0.34416 | 0.34278 | 0.34141 | 0.34004
UT | Residential | Multi-Family - Reg. Income | Existing | Miscellaneous | Bathroom Exhaust Fan | 0.36601 | 0.36454 | 0.36309 | 0.36163 | 0.36019 | 0.35875 | 0.35731 | 0.35588 | 0.35446 | 0.35304 | 0.35163 | 0.35022 | 0.34882 | 0.34743 | 0.34604 | 0.34465 | 0.34327 | 0.3419 | 0.34053 | 0.33917 | 0.33781 | 0.33646
UT | Residential | Multi-Family - Reg. Income | Existing | Miscellaneous | Miscellaneous | 44.8479 | 44.8006 | 44.7535 | 44.7063 | 44.6592 | 44.6122 | 44.5652 | 44.5183 | 44.4714 | 44.4246 | 44.3778 | 44.3311 | 44.2844 | 44.2377 | 44.1911 | 44.1446 | 44.0981 | 44.0517 | 44.0053 | 43.9589 | 43.9126 | 43.8664
UT | Residential | Multi-Family - Reg. Income | Existing | Generation | Solar PV | -3.0479 | -3.5894 | -3.7714 | -3.9492 | -4.1398 | -4.348 | -4.5797 | -4.8493 | -5.1454 | -5.506 | -5.8748 | -6.2859 | -6.6786 | -7.0571 | -7.418 | -7.7628 | -8.092 | -8.4068 | -8.7087 | -8.999 | -9.2795 | -9.5514
UT | Residential | Multi-Family - Reg. Income | New | Cooling | Central AC | 0 | 1.3109 | 2.6004 | 3.7066 | 4.9979 | 6.3214 | 7.6828 | 9.0804 | 10.5139 | 11.9874 | 13.5076 | 15.0752 | 16.6845 | 18.3342 | 20.0292 | 21.7529 | 23.3951 | 24.9441 | 26.5049 | 28.0809 | 29.6718 | 31.2779
UT | Residential | Multi-Family - Reg. Income | New | Cooling | Room AC | 0 | 0.038498 | 0.076262 | 0.11433 | 0.15292 | 0.19328 | 0.23481 | 0.27744 | 0.32116 | 0.36611 | 0.41247 | 0.46029 | 0.50937 | 0.55969 | 0.61139 | 0.66411 | 0.71818 | 0.77366 | 0.83059 | 0.88902 | 0.94897 | 1.0105
UT | Residential | Multi-Family - Reg. Income | New | Cooling | Air-Source Heat Pump | 0 | 0.019866 | 0.038736 | 0.057756 | 0.077038 | 0.097215 | 0.11797 | 0.13928 | 0.16113 | 0.18359 | 0.20677 | 0.23067 | 0.2552 | 0.28035 | 0.30619 | 0.33247 | 0.35944 | 0.38712 | 0.41553 | 0.44469 | 0.47461 | 0.50532
UT | Residential | Multi-Family - Reg. Income | New | Cooling | Geothermal Heat Pump | 0 | 0 | 0 | 0 | 0 | 0 | 0 | 0 | 0 | 0 | 0 | 0 | 0 | 0 | 0 | 0 | 0 | 0 | 0 | 0 | 0 | 0
UT | Residential | Multi-Family - Reg. Income | New | Cooling | Evaporative Cooler | 0 | 0.026268 | 0.051523 | 0.07648 | 0.10129 | 0.12677 | 0.15249 | 0.1784 | 0.20448 | 0.2308 | 0.25747 | 0.28449 | 0.31173 | 0.33916 | 0.36684 | 0.39455 | 0.42247 | 0.45063 | 0.47903 | 0.50768 | 0.53658 | 0.56574
UT | Residential | Multi-Family - Reg. Income | New | Cooling | Ductless Mini Split Heat Pump | 0 | 0.0060403 | 0.012375 | 0.019186 | 0.02654 | 0.034694 | 0.04359 | 0.053266 | 0.063771 | 0.075182 | 0.087602 | 0.1011 | 0.11571 | 0.13149 | 0.14855 | 0.16688 | 0.18664 | 0.20794 | 0.23088 | 0.25558 | 0.28214 | 0.31071
UT | Residential | Multi-Family - Reg. Income | New | Space Heating | Electric Room Heat | 0 | 0.12983 | 0.26598 | 0.41425 | 0.57044 | 0.73788 | 0.91736 | 1.1143 | 1.3141 | 1.5331 | 1.7677 | 2.0281 | 2.2864 | 2.5711 | 2.8745 | 3.2114 | 3.5392 | 3.9033 | 4.2903 | 4.7227 | 5.1377 | 5.6009
UT | Residential | Multi-Family - Reg. Income | New | Space Heating | Electric Furnace | 0 | 0.7313 | 1.4982 | 2.3334 | 3.2132 | 4.1564 | 5.1673 | 6.2767 | 7.4021 | 8.6355 | 9.9569 | 11.4238 | 12.8789 | 14.4827 | 16.1914 | 18.0894 | 19.9356 | 21.9867 | 24.1662 | 26.6019 | 28.9399 | 31.5488
UT | Residential | Multi-Family - Reg. Income | New | Space Heating | Air-Source Heat Pump | 0 | 0.040377 | 0.081361 | 0.126 | 0.17301 | 0.22341 | 0.27743 | 0.33671 | 0.39684 | 0.46275 | 0.53336 | 0.61176 | 0.6895 | 0.77521 | 0.86652 | 0.96784 | 1.0664 | 1.1759 | 1.2923 | 1.4224 | 1.5473 | 1.6866
UT | Residential | Multi-Family - Reg. Income | New | Space Heating | Geothermal Heat Pump | 0 | 0 | 0 | 0 | 0 | 0 | 0 | 0 | 0 | 0 | 0 | 0 | 0 | 0 | 0 | 0 | 0 | 0 | 0 | 0 | 0 | 0
UT | Residential | Multi-Family - Reg. Income | New | Space Heating | Ductless Mini Split Heat Pump | 0 | 0.011304 | 0.023159 | 0.036068 | 0.049668 | 0.064246 | 0.079873 | 0.097021 | 0.11442 | 0.13348 | 0.15391 | 0.17658 | 0.19907 | 0.22386 | 0.25028 | 0.27961 | 0.30815 | 0.33986 | 0.37355 | 0.41119 | 0.44733 | 0.48766
UT | Residential | Multi-Family - Reg. Income | New | Water Heating | Water Heater (<= 55 Gal) | 0 | 0.66639 | 1.3758 | 2.1495 | 2.9963 | 3.9241 | 4.9395 | 6.0474 | 7.254 | 8.569 | 10.0045 | 11.5697 | 13.2689 | 15.1101 | 17.1069 | 19.2695 | 21.61 | 24.1419 | 26.8793 | 29.8376 | 33.0322 | 36.4802
UT | Residential | Multi-Family - Reg. Income | New | Water Heating | Water Heater (> 55 Gal) | 0 | 0 | 0 | 0 | 0 | 0 | 0 | 0 | 0 | 0 | 0 | 0 | 0 | 0 | 0 | 0 | 0 | 0 | 0 | 0 | 0 | 0
UT | Residential | Multi-Family - Reg. Income | New | Interior Lighting | General Service Lighting | 0 | 0.43805 | 0.76982 | 1.09 | 1.3301 | 1.5779 | 1.8241 | 2.052 | 2.306 | 2.5305 | 2.7484 | 2.9634 | 3.1738 | 3.3844 | 3.5722 | 3.7578 | 3.9417 | 4.1238 | 4.3075 | 4.4671 | 4.6299 | 4.7963
UT | Residential | Multi-Family - Reg. Income | New | Interior Lighting | Linear Lighting | 0 | 0.093172 | 0.18275 | 0.27128 | 0.35892 | 0.44633 | 0.53357 | 0.62046 | 0.70695 | 0.79306 | 0.87938 | 0.96591 | 1.0522 | 1.1382 | 1.2239 | 1.3094 | 1.3948 | 1.4802 | 1.5654 | 1.6507 | 1.7358 | 1.8208
UT | Residential | Multi-Family - Reg. Income | New | Interior Lighting | Exempted Lighting | 0 | 0.0061928 | 0.012147 | 0.017267 | 0.021791 | 0.025843 | 0.029104 | 0.032217 | 0.03497 | 0.037463 | 0.04015 | 0.042923 | 0.045804 | 0.048727 | 0.051627 | 0.055086 | 0.058415 | 0.061651 | 0.064825 | 0.067928 | 0.070992 | 0.074004
UT | Residential | Multi-Family - Reg. Income | New | Exterior Lighting | General Service Lighting | 0 | 0.05679 | 0.092999 | 0.11935 | 0.14047 | 0.16321 | 0.18264 | 0.20839 | 0.23479 | 0.25824 | 0.2809 | 0.30279 | 0.32382 | 0.34467 | 0.36194 | 0.37893 | 0.3957 | 0.41229 | 0.42909 | 0.44295 | 0.45696 | 0.47128
UT | Residential | Multi-Family - Reg. Income | New | Appliances | Clothes Washer | 0 | 0.12309 | 0.24252 | 0.36161 | 0.48106 | 0.60126 | 0.7223 | 0.84395 | 0.96613 | 1.0892 | 1.2136 | 1.3394 | 1.466 | 1.5899 | 1.7102 | 1.8302 | 1.95 | 2.0697 | 2.1894 | 2.309 | 2.4286 | 2.5482
UT | Residential | Multi-Family - Reg. Income | New | Appliances | Clothes Dryer | 0 | 0.78588 | 1.5481 | 2.3078 | 3.0695 | 3.8357 | 4.6069 | 5.3817 | 6.1595 | 6.9424 | 7.7339 | 8.5339 | 9.3386 | 10.1469 | 10.9612 | 11.7808 | 12.6061 | 13.4375 | 14.2753 | 15.12 | 15.9715 | 16.83
UT | Residential | Multi-Family - Reg. Income | New | Appliances | Dishwasher | 0 | 0.064645 | 0.12698 | 0.18875 | 0.25033 | 0.31192 | 0.37356 | 0.43514 | 0.4966 | 0.55812 | 0.61997 | 0.68214 | 0.74433 | 0.80644 | 0.86866 | 0.93095 | 0.99331 | 1.0558 | 1.1184 | 1.1812 | 1.2441 | 1.3073
UT | Residential | Multi-Family - Reg. Income | New | Appliances | Refrigerator | 0 | 0.75001 | 1.4713 | 2.184 | 2.8924 | 3.5991 | 4.3043 | 5.0067 | 5.7058 | 6.4037 | 7.1033 | 7.8045 | 8.5039 | 9.2005 | 9.8964 | 10.5911 | 11.2846 | 11.9775 | 12.6699 | 13.3624 | 14.0546 | 14.7469
UT | Residential | Multi-Family - Reg. Income | New | Appliances | Freezer | 0 | 0.22668 | 0.44248 | 0.65361 | 0.86141 | 1.0666 | 1.2694 | 1.4693 | 1.6664 | 1.8611 | 2.0544 | 2.2462 | 2.4356 | 2.6223 | 2.8069 | 2.9892 | 3.1695 | 3.3477 | 3.524 | 3.6985 | 3.8711 | 4.042
UT | Residential | Multi-Family - Reg. Income | New | Appliances | Second Refrigerator | 0 | 0.17041 | 0.33329 | 0.49328 | 0.65136 | 0.80809 | 0.96356 | 1.1175 | 1.2698 | 1.4208 | 1.5714 | 1.7214 | 1.8701 | 2.0173 | 2.1634 | 2.3084 | 2.4523 | 2.5952 | 2.7371 | 2.8781 | 3.0182 | 3.1575
UT | Residential | Multi-Family - Reg. Income | New | Appliances | Stove/Oven | 0 | 0.15647 | 0.30692 | 0.45558 | 0.60335 | 0.75073 | 0.89781 | 1.0443 | 1.1901 | 1.3357 | 1.4816 | 1.6278 | 1.7737 | 1.919 | 2.0641 | 2.209 | 2.3536 | 2.4981 | 2.6425 | 2.7869 | 2.9313 | 3.0756
UT | Residential | Multi-Family - Reg. Income | New | Appliances | Microwave | 0 | 0.20119 | 0.39464 | 0.58579 | 0.77579 | 0.96529 | 1.1544 | 1.3428 | 1.5303 | 1.7174 | 1.905 | 2.0931 | 2.2807 | 2.4675 | 2.6541 | 2.8403 | 3.0263 | 3.2121 | 3.3978 | 3.5834 | 3.769 | 3.9547
UT | Residential | Multi-Family - Reg. Income | New | Appliances | Dehumidifier | 0 | 0.02379 | 0.046664 | 0.069267 | 0.091734 | 0.11414 | 0.1365 | 0.15878 | 0.18095 | 0.20308 | 0.22526 | 0.2475 | 0.26968 | 0.29177 | 0.31383 | 0.33586 | 0.35785 | 0.37982 | 0.40177 | 0.42373 | 0.44567 | 0.46762
UT | Residential | Multi-Family - Reg. Income | New | Appliances | Air Purifier | 0 | 0.041166 | 0.080746 | 0.11986 | 0.15874 | 0.19751 | 0.2362 | 0.27475 | 0.31311 | 0.3514 | 0.38979 | 0.42827 | 0.46665 | 0.50487 | 0.54305 | 0.58116 | 0.61922 | 0.65723 | 0.69522 | 0.73321 | 0.77118 | 0.80916
UT | Residential | Multi-Family - Reg. Income | New | Electronics | Personal Computers | 0 | 0.061158 | 0.11996 | 0.17806 | 0.23582 | 0.29342 | 0.35091 | 0.40817 | 0.46516 | 0.52205 | 0.57908 | 0.63624 | 0.69326 | 0.75004 | 0.80677 | 0.86339 | 0.91992 | 0.97639 | 1.0328 | 1.0893 | 1.1457 | 1.2021
UT | Residential | Multi-Family - Reg. Income | New | Electronics | Monitor | 0 | 0.064679 | 0.12786 | 0.19127 | 0.25529 | 0.32014 | 0.38585 | 0.45232 | 0.51951 | 0.5876 | 0.65689 | 0.72738 | 0.79876 | 0.87094 | 0.94413 | 1.0183 | 1.0934 | 1.1696 | 1.2469 | 1.3253 | 1.4049 | 1.4856
UT | Residential | Multi-Family - Reg. Income | New | Electronics | Laptops | 0 | 0.076846 | 0.15191 | 0.22725 | 0.30332 | 0.38036 | 0.45843 | 0.53741 | 0.61724 | 0.69814 | 0.78046 | 0.8642 | 0.94901 | 1.0348 | 1.1217 | 1.2098 | 1.2991 | 1.3897 | 1.4815 | 1.5746 | 1.6692 | 1.765
UT | Residential | Multi-Family - Reg. Income | New | Electronics | TVs | 0 | 0.677 | 1.34 | 2.0073 | 2.6826 | 3.3684 | 4.0651 | 4.7716 | 5.4875 | 6.2148 | 6.9567 | 7.7132 | 8.4811 | 9.2596 | 10.0508 | 10.8544 | 11.6707 | 12.5002 | 13.3435 | 14.2011 | 15.073 | 15.9597
UT | Residential | Multi-Family - Reg. Income | New | Electronics | Printer/Fax/Copier | 0 | 0.024396 | 0.048227 | 0.072146 | 0.096295 | 0.12075 | 0.14554 | 0.17061 | 0.19595 | 0.22164 | 0.24777 | 0.27436 | 0.30128 | 0.32851 | 0.35612 | 0.38409 | 0.41244 | 0.44118 | 0.47033 | 0.49991 | 0.52991 | 0.56035
UT | Residential | Multi-Family - Reg. Income | New | Electronics | Set-top Boxes/DVRs | 0 | 0.030569 | 0.060508 | 0.090637 | 0.12113 | 0.1521 | 0.18355 | 0.21546 | 0.24778 | 0.28063 | 0.31412 | 0.34828 | 0.38296 | 0.41811 | 0.45383 | 0.49012 | 0.52698 | 0.56444 | 0.60251 | 0.64124 | 0.68061 | 0.72065
UT | Residential | Multi-Family - Reg. Income | New | Electronics | Devices and Gadgets | 0 | 0.73482 | 1.4526 | 2.173 | 2.9004 | 3.637 | 4.3836 | 5.1388 | 5.9021 | 6.6757 | 7.4629 | 8.2637 | 9.0746 | 9.8947 | 10.7262 | 11.5687 | 12.4225 | 13.2882 | 14.1662 | 15.0571 | 15.9608 | 16.8777
UT | Residential | Multi-Family - Reg. Income | New | Miscellaneous | Electric Vehicle Chargers | 0 | 0.19859 | 0.56513 | 1.153 | 2.0453 | 3.3185 | 5.1553 | 7.7176 | 11.2329 | 15.9276 | 21.9065 | 29.3321 | 38.3783 | 49.2111 | 61.9454 | 76.5547 | 93.2735 | 111.9725 | 132.6522 | 155.5424 | 181.8905 | 212.1864
UT | Residential | Multi-Family - Reg. Income | New | Miscellaneous | Pool Pump | 0 | 0.0021894 | 0.0042945 | 0.0063747 | 0.0084424 | 0.010505 | 0.012563 | 0.014613 | 0.016653 | 0.018689 | 0.020731 | 0.022778 | 0.024819 | 0.026852 | 0.028882 | 0.030909 | 0.032933 | 0.034955 | 0.036975 | 0.038996 | 0.041016 | 0.043035
UT | Residential | Multi-Family - Reg. Income | New | Miscellaneous | Pool Heater | 0 | 0.016345 | 0.03206 | 0.047588 | 0.063024 | 0.078419 | 0.093782 | 0.10909 | 0.12432 | 0.13952 | 0.15476 | 0.17004 | 0.18528 | 0.20045 | 0.21561 | 0.23075 | 0.24585 | 0.26095 | 0.27603 | 0.29111 | 0.30619 | 0.32127
UT | Residential | Multi-Family - Reg. Income | New | Miscellaneous | Hot Tub/Spa | 0 | 0.15706 | 0.30808 | 0.40585 | 0.50303 | 0.59995 | 0.69668 | 0.79303 | 0.88893 | 0.98466 | 1.0698 | 1.1469 | 1.2276 | 1.3109 | 1.3966 | 1.4698 | 1.5479 | 1.6429 | 1.7379 | 1.8328 | 1.9278 | 2.0227
UT | Residential | Multi-Family - Reg. Income | New | Miscellaneous | Furnace Fan | 0 | 0.094903 | 0.18903 | 0.28499 | 0.3834 | 0.48468 | 0.589 | 0.69259 | 0.7893 | 0.88583 | 0.9826 | 1.0796 | 1.1763 | 1.2727 | 1.3689 | 1.465 | 1.5609 | 1.6568 | 1.7525 | 1.8483 | 1.944 | 2.0398
UT | Residential | Multi-Family - Reg. Income | New | Miscellaneous | Well Pump | 0 | 0.010421 | 0.02044 | 0.030341 | 0.040183 | 0.049998 | 0.059793 | 0.069551 | 0.079262 | 0.088956 | 0.098673 | 0.10841 | 0.11813 | 0.12781 | 0.13747 | 0.14712 | 0.15675 | 0.16637 | 0.17599 | 0.18561 | 0.19522 | 0.20483
UT | Residential | Multi-Family - Reg. Income | New | Miscellaneous | Bathroom Exhaust Fan | 0 | 0.010311 | 0.020225 | 0.030022 | 0.03976 | 0.049471 | 0.059164 | 0.068818 | 0.078427 | 0.088019 | 0.097634 | 0.10727 | 0.11689 | 0.12646 | 0.13602 | 0.14557 | 0.1551 | 0.16462 | 0.17414 | 0.18365 | 0.19316 | 0.20268
UT | Residential | Multi-Family - Reg. Income | New | Miscellaneous | Miscellaneous | 0 | 1.2672 | 2.4929 | 3.7114 | 4.9298 | 6.1521 | 7.3791 | 8.6087 | 9.8398 | 11.0758 | 12.3221 | 13.5785 | 14.8391 | 16.1021 | 17.3711 | 18.6452 | 19.9247 | 21.2105 | 22.5029 | 23.8027 | 25.1096 | 26.4242
UT | Residential | Multi-Family - Reg. Income | New | Generation | Solar PV | 0 | -0.10153 | -0.21008 | -0.32785 | -0.45697 | -0.59959 | -0.75831 | -0.93773 | -1.1385 | -1.3727 | -1.6312 | -1.9254 | -2.2379 | -2.5687 | -2.916 | -3.2787 | -3.6562 | -4.0478 | -4.4533 | -4.8728 | -5.3061 | -5.7536
UT | Residential | Manufactured Home - Reg. Income | Existing | Cooling | Central AC | 4.744 | 4.7306 | 4.7137 | 4.6754 | 4.6528 | 4.6538 | 4.6542 | 4.6546 | 4.6555 | 4.6573 | 4.6605 | 4.6655 | 4.6725 | 4.6821 | 4.6944 | 4.7073 | 4.723 | 4.7415 | 4.7627 | 4.7866 | 4.8131 | 4.8419
UT | Residential | Manufactured Home - Reg. Income | Existing | Cooling | Room AC | 0.057346 | 0.056841 | 0.056282 | 0.055706 | 0.055147 | 0.054954 | 0.054827 | 0.054789 | 0.05483 | 0.054942 | 0.055117 | 0.055348 | 0.055629 | 0.055954 | 0.05632 | 0.056691 | 0.057094 | 0.057526 | 0.057985 | 0.058466 | 0.05897 | 0.059493
UT | Residential | Manufactured Home - Reg. Income | Existing | Cooling | Air-Source Heat Pump | 0.075022 | 0.075301 | 0.075524 | 0.07574 | 0.07595 | 0.076605 | 0.077262 | 0.077923 | 0.078591 | 0.079267 | 0.079953 | 0.080652 | 0.081364 | 0.082091 | 0.082835 | 0.083552 | 0.084292 | 0.085053 | 0.085834 | 0.086633 | 0.08745 | 0.088284
UT | Residential | Manufactured Home - Reg. Income | Existing | Cooling | Geothermal Heat Pump | 0 | 0 | 0 | 0 | 0 | 0 | 0 | 0 | 0 | 0 | 0 | 0 | 0 | 0 | 0 | 0 | 0 | 0 | 0 | 0 | 0 | 0
UT | Residential | Manufactured Home - Reg. Income | Existing | Cooling | Evaporative Cooler | 0.67477 | 0.6694 | 0.66393 | 0.6584 | 0.65285 | 0.65111 | 0.64936 | 0.64762 | 0.64592 | 0.64428 | 0.64274 | 0.64131 | 0.64001 | 0.63887 | 0.63787 | 0.63665 | 0.63556 | 0.63459 | 0.63371 | 0.63293 | 0.63224 | 0.63163
UT | Residential | Manufactured Home - Reg. Income | Existing | Cooling | Ductless Mini Split Heat Pump | 0.044559 | 0.046355 | 0.048224 | 0.050168 | 0.05219 | 0.054613 | 0.057146 | 0.059794 | 0.062563 | 0.065458 | 0.068485 | 0.07165 | 0.074958 | 0.078417 | 0.082033 | 0.085767 | 0.089669 | 0.093746 | 0.098006 | 0.10246 | 0.10711 | 0.11197
UT | Residential | Manufactured Home - Reg. Income | Existing | Space Heating | Electric Room Heat | 0.54688 | 0.56475 | 0.58332 | 0.60538 | 0.62282 | 0.64086 | 0.65965 | 0.68233 | 0.69967 | 0.72099 | 0.74325 | 0.77001 | 0.79074 | 0.81605 | 0.84245 | 0.8738 | 0.89822 | 0.92778 | 0.95851 | 0.99491 | 1.0235 | 1.0579
UT | Residential | Manufactured Home - Reg. Income | Existing | Space Heating | Electric Furnace | 2.9189 | 3.0143 | 3.1134 | 3.2311 | 3.3242 | 3.4205 | 3.5208 | 3.6418 | 3.7344 | 3.8482 | 3.9669 | 4.1098 | 4.2204 | 4.3555 | 4.4964 | 4.6638 | 4.7941 | 4.9519 | 5.1159 | 5.3102 | 5.4629 | 5.6463
UT | Residential | Manufactured Home - Reg. Income | Existing | Space Heating | Air-Source Heat Pump | 0.24607 | 0.25627 | 0.26654 | 0.27848 | 0.28833 | 0.29847 | 0.30896 | 0.32125 | 0.331 | 0.34259 | 0.35456 | 0.36863 | 0.37974 | 0.39297 | 0.40664 | 0.42264 | 0.43524 | 0.4503 | 0.46589 | 0.48422 | 0.49872 | 0.51599
UT | Residential | Manufactured Home - Reg. Income | Existing | Space Heating | Geothermal Heat Pump | 0 | 0 | 0 | 0 | 0 | 0 | 0 | 0 | 0 | 0 | 0 | 0 | 0 | 0 | 0 | 0 | 0 | 0 | 0 | 0 | 0 | 0
UT | Residential | Manufactured Home - Reg. Income | Existing | Space Heating | Ductless Mini Split Heat Pump | 0.15096 | 0.15704 | 0.16337 | 0.17073 | 0.17681 | 0.18307 | 0.18956 | 0.19716 | 0.20321 | 0.21039 | 0.21782 | 0.22654 | 0.23346 | 0.24168 | 0.25019 | 0.26015 | 0.268 | 0.27737 | 0.28705 | 0.29841 | 0.30742 | 0.31812
UT | Residential | Manufactured Home - Reg. Income | Existing | Water Heating | Water Heater (<= 55 Gal) | 1.7393 | 1.8234 | 1.9115 | 2.0039 | 2.1008 | 2.2023 | 2.3088 | 2.4204 | 2.5374 | 2.66 | 2.7886 | 2.9234 | 3.0647 | 3.2128 | 3.3681 | 3.5309 | 3.7016 | 3.8805 | 4.0681 | 4.2648 | 4.4709 | 4.687
UT | Residential | Manufactured Home - Reg. Income | Existing | Water Heating | Water Heater (> 55 Gal) | 0 | 0 | 0 | 0 | 0 | 0 | 0 | 0 | 0 | 0 | 0 | 0 | 0 | 0 | 0 | 0 | 0 | 0 | 0 | 0 | 0 | 0
UT | Residential | Manufactured Home - Reg. Income | Existing | Interior Lighting | General Service Lighting | 2.1394 | 2.0704 | 1.9727 | 1.8603 | 1.7228 | 1.5768 | 1.4222 | 1.2907 | 1.1834 | 1.0892 | 1.0091 | 0.94116 | 0.88288 | 0.83348 | 0.78933 | 0.75082 | 0.71715 | 0.68763 | 0.66211 | 0.63683 | 0.61377 | 0.59289
UT | Residential | Manufactured Home - Reg. Income | Existing | Interior Lighting | Linear Lighting | 0.31323 | 0.31198 | 0.31073 | 0.30949 | 0.30819 | 0.30689 | 0.3056 | 0.30431 | 0.30302 | 0.30168 | 0.30035 | 0.29903 | 0.29771 | 0.29639 | 0.29504 | 0.29369 | 0.29236 | 0.29102 | 0.28969 | 0.28837 | 0.28708 | 0.2858
UT | Residential | Manufactured Home - Reg. Income | Existing | Interior Lighting | Exempted Lighting | 0.010881 | 0.010837 | 0.010794 | 0.010671 | 0.010445 | 0.010122 | 0.0096606 | 0.0091136 | 0.008475 | 0.0078034 | 0.0071778 | 0.0066225 | 0.0061857 | 0.0058533 | 0.0056181 | 0.0055287 | 0.0055056 | 0.0055186 | 0.005548 | 0.0055761 | 0.0055966 | 0.0055693
UT | Residential | Manufactured Home - Reg. Income | Existing | Exterior Lighting | General Service Lighting | 0.48216 | 0.46562 | 0.43725 | 0.40097 | 0.35775 | 0.31186 | 0.27392 | 0.24499 | 0.22204 | 0.20296 | 0.1874 | 0.17451 | 0.16362 | 0.15456 | 0.14623 | 0.13905 | 0.13284 | 0.12746 | 0.12286 | 0.11801 | 0.11337 | 0.10901
UT | Residential | Manufactured Home - Reg. Income | Existing | Appliances | Clothes Washer | 0.23243 | 0.23254 | 0.23242 | 0.23149 | 0.23056 | 0.22964 | 0.22872 | 0.22781 | 0.2269 | 0.22599 | 0.22508 | 0.22418 | 0.22329 | 0.22239 | 0.2215 | 0.22062 | 0.21974 | 0.21886 | 0.21798 | 0.21711 | 0.21624 | 0.21538
UT | Residential | Manufactured Home - Reg. Income | Existing | Appliances | Clothes Dryer | 1.1464 | 1.1475 | 1.1488 | 1.1501 | 1.1514 | 1.1527 | 1.154 | 1.1552 | 1.1564 | 1.1575 | 1.1584 | 1.1593 | 1.1601 | 1.1608 | 1.1615 | 1.1621 | 1.1627 | 1.1632 | 1.1637 | 1.1642 | 1.1646 | 1.1651
UT | Residential | Manufactured Home - Reg. Income | Existing | Appliances | Dishwasher | 0.089624 | 0.089392 | 0.089161 | 0.088931 | 0.088701 | 0.088472 | 0.088243 | 0.088015 | 0.087788 | 0.087561 | 0.087335 | 0.087109 | 0.086884 | 0.08666 | 0.086436 | 0.086212 | 0.08599 | 0.085767 | 0.085546 | 0.085325 | 0.085104 | 0.084884
UT | Residential | Manufactured Home - Reg. Income | Existing | Appliances | Refrigerator | 1.2349 | 1.2237 | 1.2122 | 1.2005 | 1.1888 | 1.1772 | 1.1657 | 1.1545 | 1.1437 | 1.1333 | 1.1234 | 1.1141 | 1.1053 | 1.0969 | 1.0889 | 1.0813 | 1.074 | 1.067 | 1.0604 | 1.0539 | 1.0477 | 1.0418
UT | Residential | Manufactured Home - Reg. Income | Existing | Appliances | Freezer | 1.2287 | 1.2178 | 1.2071 | 1.1964 | 1.1858 | 1.1753 | 1.1649 | 1.1546 | 1.1444 | 1.1343 | 1.1243 | 1.1144 | 1.1045 | 1.0947 | 1.0851 | 1.0755 | 1.066 | 1.0565 | 1.0472 | 1.0379 | 1.0288 | 1.0197
UT | Residential | Manufactured Home - Reg. Income | Existing | Appliances | Second Refrigerator | 0.74117 | 0.72077 | 0.69973 | 0.67839 | 0.65705 | 0.63601 | 0.61548 | 0.59569 | 0.57681 | 0.55903 | 0.54246 | 0.52725 | 0.51326 | 0.50036 | 0.48847 | 0.47747 | 0.4673 | 0.45786 | 0.44908 | 0.44092 | 0.4333 | 0.42617
UT | Residential | Manufactured Home - Reg. Income | Existing | Appliances | Stove/Oven | 0.16959 | 0.16881 | 0.16801 | 0.16719 | 0.16637 | 0.16555 | 0.16473 | 0.16392 | 0.16312 | 0.16234 | 0.16156 | 0.1608 | 0.16006 | 0.15933 | 0.15862 | 0.15793 | 0.15725 | 0.15659 | 0.15593 | 0.15529 | 0.15465 | 0.15401
UT | Residential | Manufactured Home - Reg. Income | Existing | Appliances | Microwave | 0.23063 | 0.2297 | 0.22878 | 0.22787 | 0.22696 | 0.22605 | 0.22515 | 0.22425 | 0.22335 | 0.22246 | 0.22157 | 0.22068 | 0.2198 | 0.21892 | 0.21804 | 0.21717 | 0.2163 | 0.21544 | 0.21457 | 0.21372 | 0.21286 | 0.21201
UT | Residential | Manufactured Home - Reg. Income | Existing | Appliances | Dehumidifier | 0.018007 | 0.017751 | 0.017468 | 0.01717 | 0.016867 | 0.016569 | 0.016282 | 0.016011 | 0.015762 | 0.015538 | 0.015342 | 0.01517 | 0.015017 | 0.014881 | 0.014758 | 0.014646 | 0.014544 | 0.01445 | 0.014362 | 0.01428 | 0.014202 | 0.014128
UT | Residential | Manufactured Home - Reg. Income | Existing | Appliances | Air Purifier | 0.051558 | 0.051351 | 0.051146 | 0.050941 | 0.050738 | 0.050535 | 0.050332 | 0.050131 | 0.049931 | 0.049731 | 0.049532 | 0.049334 | 0.049136 | 0.04894 | 0.048744 | 0.048549 | 0.048355 | 0.048162 | 0.047969 | 0.047777 | 0.047586 | 0.047396
UT | Residential | Manufactured Home - Reg. Income | Existing | Electronics | Personal Computers | 0.23504 | 0.22547 | 0.21456 | 0.2034 | 0.19282 | 0.1835 | 0.17595 | 0.16982 | 0.16481 | 0.16071 | 0.15732 | 0.1545 | 0.15214 | 0.15014 | 0.14843 | 0.14696 | 0.14566 | 0.14452 | 0.1435 | 0.14257 | 0.14171 | 0.14092
UT | Residential | Manufactured Home - Reg. Income | Existing | Electronics | Monitor | 0.16007 | 0.15272 | 0.14419 | 0.13539 | 0.12702 | 0.11967 | 0.11378 | 0.10905 | 0.10526 | 0.10221 | 0.099767 | 0.097797 | 0.096208 | 0.094924 | 0.093884 | 0.093038 | 0.092349 | 0.091784 | 0.091319 | 0.090933 | 0.090611 | 0.090339
UT | Residential | Manufactured Home - Reg. Income | Existing | Electronics | Laptops | 0.17598 | 0.17086 | 0.16574 | 0.16162 | 0.15831 | 0.15564 | 0.15349 | 0.15174 | 0.15032 | 0.14917 | 0.14822 | 0.14744 | 0.1468 | 0.14626 | 0.14581 | 0.14543 | 0.1451 | 0.14481 | 0.14457 | 0.14434 | 0.14414 | 0.14396
UT | Residential | Manufactured Home - Reg. Income | Existing | Electronics | TVs | 0.56695 | 0.76103 | 0.94897 | 1.1166 | 1.2525 | 1.363 | 1.4533 | 1.5274 | 1.5885 | 1.6393 | 1.6818 | 1.7176 | 1.7482 | 1.7746 | 1.7976 | 1.818 | 1.8362 | 1.8527 | 1.8679 | 1.882 | 1.8952 | 1.9078
UT | Residential | Manufactured Home - Reg. Income | Existing | Electronics | Printer/Fax/Copier | 0.064631 | 0.063154 | 0.061488 | 0.059831 | 0.058341 | 0.057141 | 0.056174 | 0.055393 | 0.05476 | 0.054247 | 0.053828 | 0.053485 | 0.053203 | 0.05297 | 0.052776 | 0.052612 | 0.052473 | 0.052355 | 0.052252 | 0.052161 | 0.052081 | 0.052009
UT | Residential | Manufactured Home - Reg. Income | Existing | Electronics | Set-top Boxes/DVRs | 0.10615 | 0.10566 | 0.105 | 0.10431 | 0.10368 | 0.10318 | 0.10289 | 0.10276 | 0.10276 | 0.10287 | 0.10306 | 0.10332 | 0.10363 | 0.10399 | 0.10438 | 0.1048 | 0.10525 | 0.10571 | 0.10619 | 0.10669 | 0.1072 | 0.10772
UT | Residential | Manufactured Home - Reg. Income | Existing | Electronics | Devices and Gadgets | 1.545 | 1.5438 | 1.5426 | 1.5414 | 1.5402 | 1.5391 | 1.5379 | 1.5367 | 1.5355 | 1.5344 | 1.5332 | 1.532 | 1.5308 | 1.5297 | 1.5285 | 1.5273 | 1.5261 | 1.525 | 1.5238 | 1.5226 | 1.5215 | 1.5203
UT | Residential | Manufactured Home - Reg. Income | Existing | Miscellaneous | Electric Vehicle Chargers | 0.038395 | 0.052032 | 0.075186 | 0.10293 | 0.13731 | 0.17834 | 0.23074 | 0.29577 | 0.37624 | 0.47345 | 0.58469 | 0.70969 | 0.84879 | 1.0019 | 1.1679 | 1.3432 | 1.5299 | 1.7234 | 1.9224 | 2.1288 | 2.3574 | 2.6105
UT | Residential | Manufactured Home - Reg. Income | Existing | Miscellaneous | Pool Pump | 0.12641 | 0.10468 | 0.087514 | 0.073991 | 0.063412 | 0.055258 | 0.049135 | 0.04453 | 0.041059 | 0.038435 | 0.036443 | 0.034925 | 0.03376 | 0.032859 | 0.032155 | 0.031599 | 0.031153 | 0.03079 | 0.030489 | 0.030234 | 0.030013 | 0.029819
UT | Residential | Manufactured Home - Reg. Income | Existing | Miscellaneous | Pool Heater | 0 | 0 | 0 | 0 | 0 | 0 | 0 | 0 | 0 | 0 | 0 | 0 | 0 | 0 | 0 | 0 | 0 | 0 | 0 | 0 | 0 | 0
UT | Residential | Manufactured Home - Reg. Income | Existing | Miscellaneous | Hot Tub/Spa | 0.64385 | 0.66677 | 0.69488 | 0.70493 | 0.71307 | 0.71821 | 0.7195 | 0.71628 | 0.70804 | 0.69439 | 0.68038 | 0.66535 | 0.65287 | 0.64244 | 0.63364 | 0.62279 | 0.61268 | 0.60847 | 0.60464 | 0.6011 | 0.59781 | 0.59471
UT | Residential | Manufactured Home - Reg. Income | Existing | Miscellaneous | Furnace Fan | 0.28722 | 0.28845 | 0.28959 | 0.29069 | 0.29179 | 0.29292 | 0.29412 | 0.29541 | 0.29681 | 0.29655 | 0.2937 | 0.29095 | 0.28833 | 0.28584 | 0.28348 | 0.28128 | 0.2792 | 0.27725 | 0.2754 | 0.27364 | 0.27196 | 0.27036
UT | Residential | Manufactured Home - Reg. Income | Existing | Miscellaneous | Well Pump | 0.016919 | 0.016851 | 0.016784 | 0.016716 | 0.01665 | 0.016583 | 0.016517 | 0.016451 | 0.016385 | 0.016319 | 0.016254 | 0.016189 | 0.016124 | 0.01606 | 0.015995 | 0.015931 | 0.015868 | 0.015804 | 0.015741 | 0.015678 | 0.015615 | 0.015553
UT | Residential | Manufactured Home - Reg. Income | Existing | Miscellaneous | Bathroom Exhaust Fan | 0.018511 | 0.018437 | 0.018363 | 0.018289 | 0.018216 | 0.018143 | 0.018071 | 0.017999 | 0.017927 | 0.017855 | 0.017783 | 0.017712 | 0.017641 | 0.017571 | 0.017501 | 0.017431 | 0.017361 | 0.017291 | 0.017222 | 0.017153 | 0.017085 | 0.017016
UT | Residential | Manufactured Home - Reg. Income | Existing | Miscellaneous | Miscellaneous | 1.2479 | 1.2466 | 1.2453 | 1.244 | 1.2427 | 1.2414 | 1.2401 | 1.2388 | 1.2375 | 1.2362 | 1.2349 | 1.2336 | 1.2323 | 1.231 | 1.2297 | 1.2284 | 1.2271 | 1.2258 | 1.2245 | 1.2232 | 1.2219 | 1.2206
UT | Residential | Manufactured Home - Reg. Income | Existing | Generation | Solar PV | -0.63316 | -0.74566 | -0.78347 | -0.82039 | -0.85999 | -0.90324 | -0.95139 | -1.0074 | -1.0689 | -1.1438 | -1.2204 | -1.3058 | -1.3874 | -1.466 | -1.541 | -1.6126 | -1.681 | -1.7464 | -1.8091 | -1.8695 | -1.9277 | -1.9842
UT | Residential | Manufactured Home - Reg. Income | New | Cooling | Central AC | 0 | 0.10991 | 0.21533 | 0.30348 | 0.40875 | 0.51633 | 0.62699 | 0.7406 | 0.85711 | 0.97689 | 1.1005 | 1.2279 | 1.3587 | 1.4928 | 1.6305 | 1.7703 | 1.9133 | 2.0598 | 2.21 | 2.3643 | 2.5228 | 2.6855
UT | Residential | Manufactured Home - Reg. Income | New | Cooling | Room AC | 0 | 0.0012805 | 0.0025367 | 0.0038029 | 0.0050864 | 0.0064292 | 0.0078105 | 0.0092285 | 0.010683 | 0.012178 | 0.01372 | 0.015311 | 0.016943 | 0.018617 | 0.020337 | 0.02209 | 0.023889 | 0.025734 | 0.027628 | 0.029572 | 0.031566 | 0.033612
UT | Residential | Manufactured Home - Reg. Income | New | Cooling | Air-Source Heat Pump | 0 | 0.001985 | 0.0038681 | 0.0057662 | 0.0076904 | 0.0097038 | 0.011775 | 0.013901 | 0.016082 | 0.018323 | 0.020636 | 0.023021 | 0.025469 | 0.027978 | 0.030557 | 0.03318 | 0.035871 | 0.038632 | 0.041466 | 0.044376 | 0.047362 | 0.050426
UT | Residential | Manufactured Home - Reg. Income | New | Cooling | Geothermal Heat Pump | 0 | 0 | 0 | 0 | 0 | 0 | 0 | 0 | 0 | 0 | 0 | 0 | 0 | 0 | 0 | 0 | 0 | 0 | 0 | 0 | 0 | 0
UT | Residential | Manufactured Home - Reg. Income | New | Cooling | Evaporative Cooler | 0 | 0.016418 | 0.032203 | 0.047801 | 0.063305 | 0.07923 | 0.095305 | 0.1115 | 0.1278 | 0.14425 | 0.16092 | 0.17781 | 0.19484 | 0.21198 | 0.22928 | 0.2466 | 0.26405 | 0.28165 | 0.2994 | 0.3173 | 0.33537 | 0.35359
UT | Residential | Manufactured Home - Reg. Income | New | Cooling | Ductless Mini Split Heat Pump | 0 | 0.0012456 | 0.0025519 | 0.0039566 | 0.005473 | 0.0071546 | 0.0089891 | 0.010984 | 0.013151 | 0.015504 | 0.018065 | 0.020849 | 0.023862 | 0.027116 | 0.030634 | 0.034414 | 0.038489 | 0.042881 | 0.047611 | 0.052704 | 0.058183 | 0.064074
UT | Residential | Manufactured Home - Reg. Income | New | Space Heating | Electric Room Heat | 0 | 0.013898 | 0.028473 | 0.044345 | 0.061066 | 0.07899 | 0.098204 | 0.11929 | 0.14067 | 0.16411 | 0.18923 | 0.21711 | 0.24476 | 0.27524 | 0.30771 | 0.34378 | 0.37887 | 0.41785 | 0.45927 | 0.50556 | 0.54999 | 0.59957
UT | Residential | Manufactured Home - Reg. Income | New | Space Heating | Electric Furnace | 0 | 0.074178 | 0.15197 | 0.23669 | 0.32593 | 0.4216 | 0.52414 | 0.63667 | 0.75083 | 0.87593 | 1.01 | 1.1588 | 1.3064 | 1.469 | 1.6424 | 1.8349 | 2.0222 | 2.2302 | 2.4513 | 2.6983 | 2.9355 | 3.2001
UT | Residential | Manufactured Home - Reg. Income | New | Space Heating | Air-Source Heat Pump | 0 | 0.0071186 | 0.014333 | 0.022189 | 0.030464 | 0.039335 | 0.048843 | 0.059278 | 0.069862 | 0.081462 | 0.093891 | 0.10769 | 0.12137 | 0.13646 | 0.15253 | 0.17036 | 0.18771 | 0.20698 | 0.22747 | 0.25037 | 0.27234 | 0.29687
UT | Residential | Manufactured Home - Reg. Income | New | Space Heating | Geothermal Heat Pump | 0 | 0 | 0 | 0 | 0 | 0 | 0 | 0 | 0 | 0 | 0 | 0 | 0 | 0 | 0 | 0 | 0 | 0 | 0 | 0 | 0 | 0
UT | Residential | Manufactured Home - Reg. Income | New | Space Heating | Ductless Mini Split Heat Pump | 0 | 0.0041484 | 0.008499 | 0.013237 | 0.018228 | 0.023578 | 0.029313 | 0.035606 | 0.04199 | 0.048986 | 0.056482 | 0.064804 | 0.073058 | 0.082156 | 0.091849 | 0.10262 | 0.11309 | 0.12472 | 0.13709 | 0.1509 | 0.16417 | 0.17897
UT | Residential | Manufactured Home - Reg. Income | New | Water Heating | Water Heater (<= 55 Gal) | 0 | 0.051575 | 0.10648 | 0.16636 | 0.2319 | 0.3037 | 0.38229 | 0.46804 | 0.56142 | 0.66319 | 0.77429 | 0.89543 | 1.0269 | 1.1694 | 1.324 | 1.4913 | 1.6725 | 1.8684 | 2.0803 | 2.3093 | 2.5565 | 2.8234
UT | Residential | Manufactured Home - Reg. Income | New | Water Heating | Water Heater (> 55 Gal) | 0 | 0 | 0 | 0 | 0 | 0 | 0 | 0 | 0 | 0 | 0 | 0 | 0 | 0 | 0 | 0 | 0 | 0 | 0 | 0 | 0 | 0
UT | Residential | Manufactured Home - Reg. Income | New | Interior Lighting | General Service Lighting | 0 | 0.038335 | 0.067369 | 0.095389 | 0.1164 | 0.13809 | 0.15963 | 0.17958 | 0.2018 | 0.22145 | 0.24052 | 0.25934 | 0.27775 | 0.29618 | 0.31261 | 0.32886 | 0.34495 | 0.36088 | 0.37696 | 0.39093 | 0.40517 | 0.41973
UT | Residential | Manufactured Home - Reg. Income | New | Interior Lighting | Linear Lighting | 0 | 0.011472 | 0.022501 | 0.0334 | 0.044175 | 0.054921 | 0.065646 | 0.076328 | 0.086961 | 0.097537 | 0.10814 | 0.11877 | 0.12936 | 0.13992 | 0.15044 | 0.16094 | 0.17142 | 0.18189 | 0.19236 | 0.20283 | 0.21326 | 0.22368
UT | Residential | Manufactured Home - Reg. Income | New | Interior Lighting | Exempted Lighting | 0 | 0.00039851 | 0.00078165 | 0.0011088 | 0.0013956 | 0.0016511 | 0.0018534 | 0.0020462 | 0.0022159 | 0.0023684 | 0.0025353 | 0.002709 | 0.0028905 | 0.0030754 | 0.0032587 | 0.0034796 | 0.0036915 | 0.0038961 | 0.0040959 | 0.0042904 | 0.0044817 | 0.0046696
UT | Residential | Manufactured Home - Reg. Income | New | Exterior Lighting | General Service Lighting | 0 | 0.0096001 | 0.015721 | 0.020175 | 0.023746 | 0.027589 | 0.030874 | 0.035228 | 0.039691 | 0.043655 | 0.047485 | 0.051186 | 0.054741 | 0.058266 | 0.061184 | 0.064056 | 0.066892 | 0.069697 | 0.072537 | 0.074879 | 0.077248 | 0.079668
UT | Residential | Manufactured Home - Reg. Income | New | Appliances | Clothes Washer | 0 | 0.0065777 | 0.012947 | 0.019218 | 0.025451 | 0.031668 | 0.037872 | 0.044052 | 0.050203 | 0.056343 | 0.062498 | 0.068667 | 0.07482 | 0.080949 | 0.087071 | 0.093181 | 0.099282 | 0.10538 | 0.11147 | 0.11756 | 0.12365 | 0.12974
UT | Residential | Manufactured Home - Reg. Income | New | Appliances | Clothes Dryer | 0 | 0.032791 | 0.064595 | 0.096296 | 0.12808 | 0.16005 | 0.19223 | 0.22455 | 0.25701 | 0.28968 | 0.3227 | 0.35608 | 0.38966 | 0.42339 | 0.45736 | 0.49157 | 0.526 | 0.56069 | 0.59565 | 0.63089 | 0.66642 | 0.70225
UT | Residential | Manufactured Home - Reg. Income | New | Appliances | Dishwasher | 0 | 0.0025285 | 0.0049666 | 0.0073828 | 0.0097914 | 0.0122 | 0.014611 | 0.01702 | 0.019424 | 0.02183 | 0.02425 | 0.026681 | 0.029114 | 0.031543 | 0.033977 | 0.036413 | 0.038852 | 0.041296 | 0.043745 | 0.046201 | 0.048663 | 0.051132
UT | Residential | Manufactured Home - Reg. Income | New | Appliances | Refrigerator | 0 | 0.031366 | 0.061528 | 0.091334 | 0.12096 | 0.15052 | 0.18001 | 0.20938 | 0.23862 | 0.2678 | 0.29706 | 0.32639 | 0.35564 | 0.38477 | 0.41387 | 0.44292 | 0.47193 | 0.5009 | 0.52986 | 0.55882 | 0.58777 | 0.61672
UT | Residential | Manufactured Home - Reg. Income | New | Appliances | Freezer | 0 | 0.034447 | 0.067239 | 0.099324 | 0.1309 | 0.16208 | 0.1929 | 0.22328 | 0.25322 | 0.28281 | 0.31218 | 0.34133 | 0.37011 | 0.39848 | 0.42653 | 0.45425 | 0.48164 | 0.50872 | 0.53551 | 0.56203 | 0.58826 | 0.61423
UT | Residential | Manufactured Home - Reg. Income | New | Appliances | Second Refrigerator | 0 | 0.012518 | 0.024482 | 0.036234 | 0.047847 | 0.05936 | 0.07078 | 0.082086 | 0.093272 | 0.10437 | 0.11543 | 0.12645 | 0.13737 | 0.14818 | 0.15892 | 0.16957 | 0.18014 | 0.19063 | 0.20105 | 0.21141 | 0.22171 | 0.23194
UT | Residential | Manufactured Home - Reg. Income | New | Appliances | Stove/Oven | 0 | 0.0047181 | 0.0092544 | 0.013737 | 0.018193 | 0.022636 | 0.027071 | 0.031489 | 0.035886 | 0.040274 | 0.044674 | 0.049084 | 0.053483 | 0.057863 | 0.062239 | 0.066607 | 0.070969 | 0.075325 | 0.079679 | 0.084033 | 0.088386 | 0.092738
UT | Residential | Manufactured Home - Reg. Income | New | Appliances | Microwave | 0 | 0.0064973 | 0.012744 | 0.018917 | 0.025053 | 0.031173 | 0.03728 | 0.043363 | 0.049418 | 0.055462 | 0.061521 | 0.067594 | 0.073651 | 0.079683 | 0.08571 | 0.091725 | 0.097731 | 0.10373 | 0.10973 | 0.11572 | 0.12172 | 0.12771
UT | Residential | Manufactured Home - Reg. Income | New | Appliances | Dehumidifier | 0 | 0.00043033 | 0.00084407 | 0.0012529 | 0.0016593 | 0.0020646 | 0.0024691 | 0.002872 | 0.003273 | 0.0036733 | 0.0040746 | 0.0044768 | 0.004878 | 0.0052776 | 0.0056767 | 0.0060751 | 0.0064729 | 0.0068702 | 0.0072673 | 0.0076644 | 0.0080614 | 0.0084584
UT | Residential | Manufactured Home - Reg. Income | New | Appliances | Air Purifier | 0 | 0.0014525 | 0.002849 | 0.004229 | 0.0056007 | 0.0069688 | 0.0083341 | 0.0096941 | 0.011048 | 0.012399 | 0.013753 | 0.015111 | 0.016465 | 0.017814 | 0.019161 | 0.020506 | 0.021848 | 0.023189 | 0.02453 | 0.02587 | 0.02721 | 0.02855
UT | Residential | Manufactured Home - Reg. Income | New | Electronics | Personal Computers | 0 | 0.004291 | 0.0084167 | 0.012494 | 0.016546 | 0.020588 | 0.024621 | 0.028639 | 0.032638 | 0.036629 | 0.040631 | 0.044641 | 0.048642 | 0.052626 | 0.056606 | 0.060579 | 0.064545 | 0.068507 | 0.072467 | 0.076427 | 0.080385 | 0.084344
UT | Residential | Manufactured Home - Reg. Income | New | Electronics | Monitor | 0 | 0.0025716 | 0.0050604 | 0.007536 | 0.010013 | 0.012499 | 0.014996 | 0.0175 | 0.020008 | 0.022528 | 0.02507 | 0.027635 | 0.030209 | 0.032789 | 0.035384 | 0.03799 | 0.040608 | 0.043241 | 0.045889 | 0.048554 | 0.051235 | 0.053932
UT | Residential | Manufactured Home - Reg. Income | New | Electronics | Laptops | 0 | 0.0041268 | 0.0081209 | 0.012094 | 0.016068 | 0.020058 | 0.024066 | 0.028084 | 0.032109 | 0.036153 | 0.040232 | 0.044348 | 0.048478 | 0.05262 | 0.056783 | 0.060965 | 0.065168 | 0.069393 | 0.073642 | 0.077918 | 0.08222 | 0.08655
UT | Residential | Manufactured Home - Reg. Income | New | Electronics | TVs | 0 | 0.049041 | 0.097071 | 0.14541 | 0.19433 | 0.244 | 0.29447 | 0.34565 | 0.39751 | 0.4502 | 0.50394 | 0.55874 | 0.61437 | 0.67076 | 0.72807 | 0.78628 | 0.84541 | 0.90551 | 0.96659 | 1.0287 | 1.0919 | 1.1561
UT | Residential | Manufactured Home - Reg. Income | New | Electronics | Printer/Fax/Copier | 0 | 0.0014901 | 0.0029323 | 0.0043668 | 0.005802 | 0.0072427 | 0.0086898 | 0.010141 | 0.011594 | 0.013054 | 0.014527 | 0.016013 | 0.017505 | 0.019 | 0.020503 | 0.022014 | 0.023531 | 0.025057 | 0.026591 | 0.028135 | 0.029689 | 0.031252
UT | Residential | Manufactured Home - Reg. Income | New | Electronics | Set-top Boxes/DVRs | 0 | 0.0027495 | 0.0054423 | 0.0081522 | 0.010895 | 0.01368 | 0.01651 | 0.019379 | 0.022287 | 0.025241 | 0.028254 | 0.031326 | 0.034445 | 0.037606 | 0.04082 | 0.044083 | 0.047399 | 0.050768 | 0.054192 | 0.057675 | 0.061217 | 0.064818
UT | Residential | Manufactured Home - Reg. Income | New | Electronics | Devices and Gadgets | 0 | 0.043667 | 0.085929 | 0.12797 | 0.17002 | 0.21224 | 0.25465 | 0.29716 | 0.33975 | 0.38254 | 0.42571 | 0.46925 | 0.51296 | 0.55678 | 0.60083 | 0.64509 | 0.68956 | 0.73426 | 0.77923 | 0.82447 | 0.86999 | 0.9158
UT | Residential | Manufactured Home - Reg. Income | New | Miscellaneous | Electric Vehicle Chargers | 0 | 0.0014717 | 0.0041881 | 0.008545 | 0.015158 | 0.024593 | 0.038205 | 0.057195 | 0.083246 | 0.11804 | 0.16235 | 0.21738 | 0.28442 | 0.3647 | 0.45907 | 0.56734 | 0.69124 | 0.82982 | 0.98307 | 1.1527 | 1.348 | 1.5725
UT | Residential | Manufactured Home - Reg. Income | New | Miscellaneous | Pool Pump | 0 | 0.00090701 | 0.0017791 | 0.0026408 | 0.0034974 | 0.0043517 | 0.0052042 | 0.0060535 | 0.0068987 | 0.0077424 | 0.0085882 | 0.009436 | 0.010282 | 0.011124 | 0.011965 | 0.012805 | 0.013643 | 0.014481 | 0.015318 | 0.016155 | 0.016991 | 0.017828
UT | Residential | Manufactured Home - Reg. Income | New | Miscellaneous | Pool Heater | 0 | 0 | 0 | 0 | 0 | 0 | 0 | 0 | 0 | 0 | 0 | 0 | 0 | 0 | 0 | 0 | 0 | 0 | 0 | 0 | 0 | 0
UT | Residential | Manufactured Home - Reg. Income | New | Miscellaneous | Hot Tub/Spa | 0 | 0.027685 | 0.054303 | 0.071536 | 0.088666 | 0.10575 | 0.1228 | 0.13978 | 0.15669 | 0.17356 | 0.18856 | 0.20216 | 0.21638 | 0.23106 | 0.24617 | 0.25908 | 0.27284 | 0.28959 | 0.30633 | 0.32306 | 0.3398 | 0.35653
UT | Residential | Manufactured Home - Reg. Income | New | Miscellaneous | Furnace Fan | 0 | 0.0072691 | 0.01447 | 0.0218 | 0.029308 | 0.037024 | 0.04496 | 0.053112 | 0.061482 | 0.069646 | 0.077255 | 0.084881 | 0.092487 | 0.10006 | 0.10763 | 0.11518 | 0.12273 | 0.13026 | 0.13779 | 0.14532 | 0.15284 | 0.16037
UT | Residential | Manufactured Home - Reg. Income | New | Miscellaneous | Well Pump | 0 | 0.00047664 | 0.00093491 | 0.0013878 | 0.0018379 | 0.0022868 | 0.0027348 | 0.0031811 | 0.0036253 | 0.0040687 | 0.0045131 | 0.0049586 | 0.005403 | 0.0058456 | 0.0062876 | 0.0067289 | 0.0071695 | 0.0076096 | 0.0080495 | 0.0084893 | 0.008929 | 0.0093687
UT | Residential | Manufactured Home - Reg. Income | New | Miscellaneous | Bathroom Exhaust Fan | 0 | 0.00052149 | 0.0010229 | 0.0015183 | 0.0020108 | 0.002502 | 0.0029922 | 0.0034805 | 0.0039664 | 0.0044515 | 0.0049378 | 0.0054253 | 0.0059114 | 0.0063956 | 0.0068793 | 0.0073621 | 0.0078441 | 0.0083257 | 0.0088069 | 0.0092882 | 0.0097692 | 0.01025
UT | Residential | Manufactured Home - Reg. Income | New | Miscellaneous | Miscellaneous | 0 | 0.035262 | 0.069369 | 0.10327 | 0.13718 | 0.17119 | 0.20533 | 0.23955 | 0.2738 | 0.3082 | 0.34288 | 0.37784 | 0.41292 | 0.44806 | 0.48337 | 0.51882 | 0.55443 | 0.59021 | 0.62617 | 0.66234 | 0.69871 | 0.73528
UT | Residential | Manufactured Home - Reg. Income | New | Generation | Solar PV | 0 | -0.021091 | -0.043642 | -0.068107 | -0.094931 | -0.12456 | -0.15753 | -0.1948 | -0.23651 | -0.28517 | -0.33887 | -0.39997 | -0.4649 | -0.53362 | -0.60576 | -0.68112 | -0.75953 | -0.84089 | -0.92513 | -1.0123 | -1.1023 | -1.1952
WA | Residential | Single Family - Mod. Income | Existing | Cooling | Central AC | 31.4343 | 31.3078 | 31.1567 | 30.8692 | 30.6806 | 30.7252 | 30.7642 | 30.801 | 30.8389 | 30.8811 | 30.9302 | 30.9892 | 31.0606 | 31.1468 | 31.2502 | 31.4211 | 31.6099 | 31.816 | 32.039 | 32.2794 | 32.5362 | 32.8083
WA | Residential | Single Family - Mod. Income | Existing | Cooling | Room AC | 4.7258 | 4.6779 | 4.6255 | 4.5717 | 4.5191 | 4.5079 | 4.5018 | 4.5027 | 4.51 | 4.5228 | 4.5408 | 4.5631 | 4.5895 | 4.6195 | 4.6527 | 4.696 | 4.7419 | 4.7902 | 4.8406 | 4.8929 | 4.9471 | 5.0028
WA | Residential | Single Family - Mod. Income | Existing | Cooling | Air-Source Heat Pump | 12.1579 | 12.1776 | 12.1912 | 12.2032 | 12.2142 | 12.3276 | 12.4412 | 12.5554 | 12.6707 | 12.7873 | 12.9058 | 13.0264 | 13.1494 | 13.2753 | 13.4043 | 13.5573 | 13.7139 | 13.8737 | 14.0368 | 14.2029 | 14.3719 | 14.5437
WA | Residential | Single Family - Mod. Income | Existing | Cooling | Geothermal Heat Pump | 1.5455 | 1.5305 | 1.5143 | 1.4972 | 1.4794 | 1.4736 | 1.4675 | 1.4613 | 1.4553 | 1.4498 | 1.445 | 1.4411 | 1.4383 | 1.4367 | 1.4366 | 1.4404 | 1.446 | 1.4527 | 1.4604 | 1.4691 | 1.4786 | 1.4891
WA | Residential | Single Family - Mod. Income | Existing | Cooling | Evaporative Cooler | 0.15212 | 0.15127 | 0.15039 | 0.1495 | 0.1486 | 0.14894 | 0.14927 | 0.1496 | 0.14993 | 0.15027 | 0.15063 | 0.15101 | 0.15142 | 0.15186 | 0.15233 | 0.15306 | 0.15381 | 0.15459 | 0.15539 | 0.1562 | 0.15704 | 0.15788
WA | Residential | Single Family - Mod. Income | Existing | Cooling | Ductless Mini Split Heat Pump | 2.6354 | 2.6388 | 2.6422 | 2.6456 | 2.6489 | 2.6747 | 2.7005 | 2.7263 | 2.7523 | 2.7782 | 2.8043 | 2.8304 | 2.8566 | 2.8828 | 2.9091 | 2.94 | 2.9709 | 3.002 | 3.0331 | 3.0643 | 3.0955 | 3.1269
WA | Residential | Single Family - Mod. Income | Existing | Space Heating | Electric Room Heat | 27.1747 | 27.0982 | 27.0164 | 27.0506 | 26.8433 | 26.6494 | 26.4568 | 26.3836 | 26.08 | 25.8978 | 25.721 | 25.6645 | 25.3866 | 25.2303 | 25.0809 | 25.0562 | 24.8139 | 24.6886 | 24.5681 | 24.5613 | 24.3401 | 24.2318
WA | Residential | Single Family - Mod. Income | Existing | Space Heating | Electric Furnace | 93.1281 | 92.8659 | 92.5856 | 92.7028 | 91.9925 | 91.328 | 90.6679 | 90.417 | 89.3765 | 88.7522 | 88.1463 | 87.9526 | 87.0002 | 86.4647 | 85.9527 | 85.868 | 85.0376 | 84.6081 | 84.1952 | 84.1721 | 83.4139 | 83.043
WA | Residential | Single Family - Mod. Income | Existing | Space Heating | Air-Source Heat Pump | 59.701 | 59.7802 | 59.8399 | 60.1645 | 59.9556 | 59.7747 | 59.5923 | 59.6731 | 59.2234 | 59.0372 | 58.8498 | 58.9234 | 58.4719 | 58.2816 | 58.0904 | 58.1744 | 57.742 | 57.5706 | 57.4008 | 57.4882 | 57.0652 | 56.8991
WA | Residential | Single Family - Mod. Income | Existing | Space Heating | Geothermal Heat Pump | 3.5858 | 3.5517 | 3.5151 | 3.4922 | 3.4372 | 3.3834 | 3.33 | 3.292 | 3.226 | 3.1761 | 3.1283 | 3.0964 | 3.0396 | 2.9994 | 2.9621 | 2.942 | 2.899 | 2.8713 | 2.8454 | 2.834 | 2.7989 | 2.7778
WA | Residential | Single Family - Mod. Income | Existing | Space Heating | Ductless Mini Split Heat Pump | 13.3665 | 13.3836 | 13.4007 | 13.4775 | 13.435 | 13.3991 | 13.363 | 13.3862 | 13.2906 | 13.2542 | 13.2177 | 13.24 | 13.1444 | 13.1076 | 13.0706 | 13.0954 | 13.0033 | 12.9695 | 12.9356 | 12.9593 | 12.8675 | 12.8332
WA | Residential | Single Family - Mod. Income | Existing | Water Heating | Water Heater (<= 55 Gal) | 54.1585 | 54.3028 | 54.4476 | 54.5928 | 54.7383 | 54.8842 | 55.0305 | 55.1773 | 55.3244 | 55.4718 | 55.6197 | 55.768 | 55.9167 | 56.0657 | 56.2152 | 56.3651 | 56.5153 | 56.666 | 56.8171 | 56.9685 | 57.1204 | 57.2727
WA | Residential | Single Family - Mod. Income | Existing | Water Heating | Water Heater (> 55 Gal) | 4.6215 | 4.4845 | 4.3289 | 4.1618 | 3.9891 | 3.8159 | 3.6467 | 3.4852 | 3.3347 | 3.1979 | 3.0772 | 2.9746 | 2.8876 | 2.8139 | 2.7517 | 2.6992 | 2.6552 | 2.6183 | 2.5876 | 2.5623 | 2.5414 | 2.5245
WA | Residential | Single Family - Mod. Income | Existing | Interior Lighting | General Service Lighting | 26.6245 | 25.7547 | 24.6948 | 23.478 | 21.9998 | 20.3872 | 18.5165 | 16.9122 | 15.5411 | 14.3388 | 13.3239 | 12.4687 | 11.7649 | 11.1692 | 10.6353 | 10.1699 | 9.7625 | 9.4047 | 9.0961 | 8.7887 | 8.5113 | 8.2604
WA | Residential | Single Family - Mod. Income | Existing | Interior Lighting | Linear Lighting | 4.0841 | 4.0776 | 4.0711 | 4.0646 | 4.0565 | 4.0483 | 4.04 | 4.0317 | 4.0233 | 4.0136 | 4.0038 | 3.994 | 3.9841 | 3.9742 | 3.9634 | 3.9525 | 3.9417 | 3.9309 | 3.92 | 3.9092 | 3.8989 | 3.889
WA | Residential | Single Family - Mod. Income | Existing | Interior Lighting | Exempted Lighting | 0.17717 | 0.16958 | 0.15896 | 0.1461 | 0.13097 | 0.11369 | 0.095244 | 0.081205 | 0.070429 | 0.061723 | 0.054984 | 0.049737 | 0.045589 | 0.042545 | 0.039917 | 0.037613 | 0.03566 | 0.034002 | 0.032812 | 0.031804 | 0.030958 | 0.030296
WA | Residential | Single Family - Mod. Income | Existing | Exterior Lighting | General Service Lighting | 6.166 | 5.9481 | 5.6685 | 5.3302 | 4.9002 | 4.3597 | 3.9021 | 3.5373 | 3.2457 | 2.9982 | 2.8062 | 2.6463 | 2.5118 | 2.4003 | 2.2953 | 2.2042 | 2.1242 | 2.0537 | 1.9929 | 1.9259 | 1.863 | 1.8033
WA | Residential | Single Family - Mod. Income | Existing | Appliances | Clothes Washer | 3.5202 | 3.5426 | 3.5652 | 3.5777 | 3.572 | 3.5663 | 3.5606 | 3.5549 | 3.5492 | 3.5435 | 3.5379 | 3.5322 | 3.5265 | 3.5209 | 3.5153 | 3.5096 | 3.504 | 3.4984 | 3.4928 | 3.4872 | 3.4817 | 3.4761
WA | Residential | Single Family - Mod. Income | Existing | Appliances | Clothes Dryer | 24.6848 | 24.81 | 24.9365 | 25.0641 | 25.1924 | 25.3212 | 25.4504 | 25.5797 | 25.7091 | 25.8384 | 25.9676 | 26.0682 | 26.0299 | 25.9911 | 25.952 | 25.9126 | 25.873 | 25.8332 | 25.7932 | 25.7531 | 25.7128 | 25.6725
WA | Residential | Single Family - Mod. Income | Existing | Appliances | Dishwasher | 2.4843 | 2.4987 | 2.5131 | 2.5276 | 2.5422 | 2.5569 | 2.5717 | 2.5865 | 2.6015 | 2.6165 | 2.6316 | 2.6468 | 2.6621 | 2.6775 | 2.693 | 2.7085 | 2.7242 | 2.7399 | 2.7557 | 2.7717 | 2.7877 | 2.8038
WA | Residential | Single Family - Mod. Income | Existing | Appliances | Refrigerator | 18.7992 | 18.7604 | 18.7214 | 18.6824 | 18.6429 | 18.6027 | 18.5624 | 18.5226 | 18.4832 | 18.4445 | 18.4064 | 18.3692 | 18.3328 | 18.297 | 18.2618 | 18.2272 | 18.1932 | 18.1596 | 18.1265 | 18.0938 | 18.0614 | 18.0294
WA | Residential | Single Family - Mod. Income | Existing | Appliances | Freezer | 12.8184 | 12.7679 | 12.7177 | 12.6678 | 12.6179 | 12.5683 | 12.5188 | 12.4695 | 12.4205 | 12.3716 | 12.3229 | 12.2743 | 12.226 | 12.1779 | 12.13 | 12.0822 | 12.0346 | 11.9873 | 11.9401 | 11.8931 | 11.8462 | 11.7996
WA | Residential | Single Family - Mod. Income | Existing | Appliances | Second Refrigerator | 12.8056 | 12.5549 | 12.2914 | 12.0204 | 11.7461 | 11.4726 | 11.204 | 10.9436 | 10.6947 | 10.4599 | 10.2417 | 10.0425 | 9.8605 | 9.694 | 9.5417 | 9.4022 | 9.2744 | 9.1572 | 9.0496 | 8.9507 | 8.8597 | 8.7759
WA | Residential | Single Family - Mod. Income | Existing | Appliances | Stove/Oven | 4.3109 | 4.3053 | 4.3 | 4.295 | 4.2901 | 4.2852 | 4.2804 | 4.2755 | 4.2705 | 4.2655 | 4.2603 | 4.255 | 4.2495 | 4.2438 | 4.238 | 4.232 | 4.2258 | 4.2195 | 4.2132 | 4.2067 | 4.2002 | 4.1937
WA | Residential | Single Family - Mod. Income | Existing | Appliances | Microwave | 4.4888 | 4.4816 | 4.4744 | 4.4673 | 4.4601 | 4.453 | 4.4459 | 4.4387 | 4.4316 | 4.4246 | 4.4175 | 4.4104 | 4.4034 | 4.3963 | 4.3893 | 4.3823 | 4.3752 | 4.3682 | 4.3612 | 4.3543 | 4.3473 | 4.3403
WA | Residential | Single Family - Mod. Income | Existing | Appliances | Dehumidifier | 1.4831 | 1.4655 | 1.4456 | 1.4244 | 1.4027 | 1.3812 | 1.3605 | 1.3411 | 1.3234 | 1.3078 | 1.2944 | 1.2829 | 1.2731 | 1.2646 | 1.2571 | 1.2506 | 1.2449 | 1.2398 | 1.2352 | 1.2311 | 1.2273 | 1.2239
WA | Residential | Single Family - Mod. Income | Existing | Appliances | Air Purifier | 1.4551 | 1.4527 | 1.4504 | 1.4481 | 1.4458 | 1.4435 | 1.4412 | 1.4388 | 1.4365 | 1.4342 | 1.432 | 1.4297 | 1.4274 | 1.4251 | 1.4228 | 1.4205 | 1.4183 | 1.416 | 1.4137 | 1.4115 | 1.4092 | 1.4069
WA | Residential | Single Family - Mod. Income | Existing | Electronics | Personal Computers | 2.7176 | 2.5382 | 2.3827 | 2.2548 | 2.157 | 2.0908 | 2.0457 | 2.0147 | 1.9929 | 1.9775 | 1.9661 | 1.9575 | 1.9507 | 1.9452 | 1.9405 | 1.9363 | 1.9325 | 1.9289 | 1.9255 | 1.9222 | 1.919 | 1.9159
WA | Residential | Single Family - Mod. Income | Existing | Electronics | Monitor | 2.0033 | 1.9273 | 1.8368 | 1.7428 | 1.6544 | 1.5786 | 1.5211 | 1.4784 | 1.4476 | 1.4262 | 1.4125 | 1.405 | 1.4024 | 1.4039 | 1.4086 | 1.416 | 1.4256 | 1.4369 | 1.4497 | 1.4637 | 1.4788 | 1.4947
WA | Residential | Single Family - Mod. Income | Existing | Electronics | Laptops | 2.1426 | 2.1191 | 2.0958 | 2.0823 | 2.0765 | 2.0771 | 2.0828 | 2.0927 | 2.106 | 2.1221 | 2.1405 | 2.1607 | 2.1826 | 2.2058 | 2.2302 | 2.2556 | 2.2818 | 2.3088 | 2.3365 | 2.3649 | 2.3938 | 2.4232
WA | Residential | Single Family - Mod. Income | Existing | Electronics | TVs | 5.8588 | 8.0568 | 10.1894 | 12.1021 | 13.6714 | 14.9663 | 16.0421 | 16.943 | 17.7044 | 18.3546 | 18.9162 | 19.4073 | 19.8425 | 20.2334 | 20.5893 | 20.9175 | 21.2241 | 21.5138 | 21.7904 | 22.057 | 22.316 | 22.5695
WA | Residential | Single Family - Mod. Income | Existing | Electronics | Printer/Fax/Copier | 0.71648 | 0.71074 | 0.70332 | 0.69605 | 0.69042 | 0.68759 | 0.68704 | 0.68832 | 0.69109 | 0.69509 | 0.70007 | 0.70587 | 0.71235 | 0.7194 | 0.72692 | 0.73485 | 0.74312 | 0.7517 | 0.76054 | 0.76962 | 0.77892 | 0.78842
WA | Residential | Single Family - Mod. Income | Existing | Electronics | Set-top Boxes/DVRs | 1.3603 | 1.3649 | 1.3683 | 1.3715 | 1.3754 | 1.3804 | 1.3872 | 1.3955 | 1.4049 | 1.4153 | 1.4265 | 1.4384 | 1.4508 | 1.4638 | 1.4771 | 1.4908 | 1.5048 | 1.5191 | 1.5337 | 1.5485 | 1.5635 | 1.5787
WA | Residential | Single Family - Mod. Income | Existing | Electronics | Devices and Gadgets | 16.8542 | 17.0667 | 17.2819 | 17.4997 | 17.7204 | 17.9438 | 18.17 | 18.399 | 18.631 | 18.8659 | 19.1037 | 19.3446 | 19.5884 | 19.8354 | 20.0855 | 20.3387 | 20.5951 | 20.8547 | 21.1177 | 21.3839 | 21.6535 | 21.9265
WA | Residential | Single Family - Mod. Income | Existing | Miscellaneous | Electric Vehicle Chargers | 0 | 0 | 0 | 0 | 0 | 0 | 0 | 0 | 0 | 0 | 0 | 0 | 0 | 0 | 0 | 0 | 0 | 0 | 0 | 0 | 0 | 0
WA | Residential | Single Family - Mod. Income | Existing | Miscellaneous | Pool Pump | 3.359 | 2.7883 | 2.3367 | 1.9804 | 1.7013 | 1.4861 | 1.3246 | 1.2034 | 1.1122 | 1.0437 | 0.99197 | 0.95293 | 0.92336 | 0.90088 | 0.88371 | 0.87053 | 0.86031 | 0.85234 | 0.84603 | 0.84097 | 0.83685 | 0.83344
WA | Residential | Single Family - Mod. Income | Existing | Miscellaneous | Pool Heater | 1.3985 | 1.3963 | 1.394 | 1.3918 | 1.3896 | 1.3873 | 1.3851 | 1.3829 | 1.3807 | 1.3785 | 1.3763 | 1.3741 | 1.3719 | 1.3697 | 1.3675 | 1.3653 | 1.3631 | 1.3609 | 1.3588 | 1.3566 | 1.3544 | 1.3523
WA | Residential | Single Family - Mod. Income | Existing | Miscellaneous | Hot Tub/Spa | 3.9834 | 4.1352 | 4.3199 | 4.3929 | 4.4543 | 4.4973 | 4.5162 | 4.5069 | 4.4657 | 4.3902 | 4.312 | 4.2269 | 4.1576 | 4.101 | 4.0546 | 3.9948 | 3.9394 | 3.9218 | 3.9064 | 3.893 | 3.8809 | 3.8701
WA | Residential | Single Family - Mod. Income | Existing | Miscellaneous | Furnace Fan | 6.4642 | 6.4553 | 6.4436 | 6.4297 | 6.4145 | 6.3986 | 6.3825 | 6.3669 | 6.3521 | 6.3386 | 6.3267 | 6.3167 | 6.309 | 6.3038 | 6.3013 | 6.3017 | 6.3048 | 6.3101 | 6.3176 | 6.3269 | 6.3378 | 6.3503
WA | Residential | Single Family - Mod. Income | Existing | Miscellaneous | Well Pump | 0.91315 | 0.91169 | 0.91023 | 0.90877 | 0.90732 | 0.90587 | 0.90442 | 0.90297 | 0.90153 | 0.90008 | 0.89864 | 0.8972 | 0.89577 | 0.89434 | 0.89291 | 0.89148 | 0.89005 | 0.88863 | 0.8872 | 0.88578 | 0.88437 | 0.88295
WA | Residential | Single Family - Mod. Income | Existing | Miscellaneous | Bathroom Exhaust Fan | 0.56619 | 0.56529 | 0.56438 | 0.56348 | 0.56258 | 0.56168 | 0.56078 | 0.55988 | 0.55899 | 0.55809 | 0.5572 | 0.55631 | 0.55542 | 0.55453 | 0.55364 | 0.55275 | 0.55187 | 0.55099 | 0.55011 | 0.54923 | 0.54835 | 0.54747
WA | Residential | Single Family - Mod. Income | Existing | Miscellaneous | Miscellaneous | 72.3178 | 73.2512 | 74.1967 | 75.1544 | 76.1244 | 77.107 | 78.1022 | 79.1103 | 80.1314 | 81.1657 | 82.2133 | 83.2745 | 84.3493 | 85.438 | 86.5408 | 87.6578 | 88.7892 | 89.9353 | 91.0961 | 92.2719 | 93.4629 | 94.6692
WA | Residential | Single Family - Mod. Income | Existing | Generation | Solar PV | -9.5016 | -10.9264 | -11.8356 | -13.106 | -14.4092 | -16.0757 | -18.1258 | -20.5568 | -23.3597 | -26.2097 | -30.222 | -34.1629 | -37.8939 | -41.4363 | -44.8035 | -47.9883 | -50.9879 | -53.8009 | -56.4298 | -58.881 | -61.1599 | -63.2758
WA | Residential | Single Family - Mod. Income | New | Cooling | Central AC | 0 | 0.15573 | 0.349 | 0.51825 | 0.71966 | 0.92461 | 1.1342 | 1.3488 | 1.5681 | 1.7918 | 2.0204 | 2.253 | 2.4899 | 2.7313 | 2.977 | 3.2304 | 3.488 | 3.7497 | 4.016 | 4.2879 | 4.5661 | 4.854
WA | Residential | Single Family - Mod. Income | New | Cooling | Room AC | 0 | 0 | 0 | 0 | 0 | 0 | 0 | 0 | 0 | 0 | 0 | 0 | 0 | 0 | 0 | 0 | 0 | 0 | 0 | 0 | 0 | 0
WA | Residential | Single Family - Mod. Income | New | Cooling | Air-Source Heat Pump | 0 | 0.21602 | 0.47255 | 0.74293 | 1.0165 | 1.3015 | 1.593 | 1.8914 | 2.1964 | 2.5076 | 2.8254 | 3.1489 | 3.4785 | 3.8141 | 4.1559 | 4.5083 | 4.8679 | 5.2339 | 5.607 | 5.9875 | 6.3767 | 6.7793
WA | Residential | Single Family - Mod. Income | New | Cooling | Geothermal Heat Pump | 0 | 0.012939 | 0.029308 | 0.046541 | 0.063939 | 0.082032 | 0.1005 | 0.11941 | 0.13873 | 0.15845 | 0.17859 | 0.19908 | 0.21996 | 0.24123 | 0.26289 | 0.2853 | 0.30816 | 0.33142 | 0.3551 | 0.37924 | 0.40393 | 0.42945
WA | Residential | Single Family - Mod. Income | New | Cooling | Evaporative Cooler | 0 | 0.0012378 | 0.0027886 | 0.0044045 | 0.00602 | 0.0076843 | 0.0093669 | 0.01107 | 0.012791 | 0.014527 | 0.016281 | 0.018046 | 0.019823 | 0.021614 | 0.023418 | 0.025266 | 0.027131 | 0.029008 | 0.030901 | 0.03281 | 0.034743 | 0.036723
WA | Residential | Single Family - Mod. Income | New | Cooling | Ductless Mini Split Heat Pump | 0 | 0.058 | 0.13104 | 0.20757 | 0.28453 | 0.36424 | 0.44527 | 0.52775 | 0.61155 | 0.69656 | 0.7829 | 0.87026 | 0.95876 | 1.0484 | 1.1391 | 1.2326 | 1.3274 | 1.4233 | 1.5205 | 1.6192 | 1.7195 | 1.8227
WA | Residential | Single Family - Mod. Income | New | Space Heating | Electric Room Heat | 0 | 0 | 0 | 0 | 0 | 0 | 0 | 0 | 0 | 0 | 0 | 0 | 0 | 0 | 0 | 0 | 0 | 0 | 0 | 0 | 0 | 0
WA | Residential | Single Family - Mod. Income | New | Space Heating | Electric Furnace | 0 | 0 | 0 | 0 | 0 | 0 | 0 | 0 | 0 | 0 | 0 | 0 | 0 | 0 | 0 | 0 | 0 | 0 | 0 | 0 | 0 | 0
WA | Residential | Single Family - Mod. Income | New | Space Heating | Air-Source Heat Pump | 0 | 1.1189 | 2.4382 | 3.8376 | 5.2107 | 6.5694 | 7.9177 | 9.2989 | 10.5872 | 11.9044 | 13.2111 | 14.5672 | 15.7802 | 17.0445 | 18.2953 | 19.6141 | 20.7458 | 21.9496 | 23.14 | 24.4277 | 25.4913 | 26.6745
WA | Residential | Single Family - Mod. Income | New | Space Heating | Geothermal Heat Pump | 0 | 0.029757 | 0.067207 | 0.10689 | 0.14579 | 0.18424 | 0.22235 | 0.26139 | 0.29781 | 0.33504 | 0.37197 | 0.4103 | 0.44459 | 0.48033 | 0.51568 | 0.55313 | 0.58528 | 0.61943 | 0.65318 | 0.68966 | 0.71979 | 0.75329
WA | Residential | Single Family - Mod. Income | New | Space Heating | Ductless Mini Split Heat Pump | 0 | 0.29834 | 0.67405 | 1.0725 | 1.4636 | 1.8506 | 2.2346 | 2.628 | 2.995 | 3.3702 | 3.7424 | 4.1286 | 4.4742 | 4.8344 | 5.1907 | 5.568 | 5.8921 | 6.2364 | 6.5768 | 6.9447 | 7.2488 | 7.5868
WA | Residential | Single Family - Mod. Income | New | Water Heating | Water Heater (<= 55 Gal) | 0 | 0.52657 | 1.1863 | 1.8737 | 2.561 | 3.2417 | 3.9187 | 4.5931 | 5.2639 | 5.9301 | 6.5927 | 7.2491 | 7.9004 | 8.5466 | 9.1878 | 9.8213 | 10.4497 | 11.0714 | 11.6876 | 12.2992 | 12.9086 | 13.5249
WA | Residential | Single Family - Mod. Income | New | Water Heating | Water Heater (> 55 Gal) | 0 | 0.1706 | 0.38597 | 0.61224 | 0.84039 | 1.0683 | 1.2969 | 1.5266 | 1.7571 | 1.9879 | 2.2194 | 2.4509 | 2.6825 | 2.9143 | 3.1463 | 3.3776 | 3.6091 | 3.8401 | 4.0712 | 4.3025 | 4.535 | 4.7718
WA | Residential | Single Family - Mod. Income | New | Interior Lighting | General Service Lighting | 0 | 0.13792 | 0.31071 | 0.49076 | 0.6469 | 0.79738 | 0.92151 | 1.0389 | 1.1536 | 1.2567 | 1.3603 | 1.464 | 1.5703 | 1.6761 | 1.7699 | 1.8613 | 1.9507 | 2.038 | 2.1251 | 2.2032 | 2.2803 | 2.3596
WA | Residential | Single Family - Mod. Income | New | Interior Lighting | Linear Lighting | 0 | 0.048101 | 0.10836 | 0.17116 | 0.23324 | 0.29473 | 0.35589 | 0.41682 | 0.47741 | 0.53716 | 0.59658 | 0.65546 | 0.71387 | 0.77183 | 0.82903 | 0.88556 | 0.94162 | 0.9971 | 1.0521 | 1.1066 | 1.1608 | 1.2153
WA | Residential | Single Family - Mod. Income | New | Interior Lighting | Exempted Lighting | 0 | 0.00059114 | 0.0013317 | 0.0021034 | 0.002793 | 0.003367 | 0.003905 | 0.0044104 | 0.0048907 | 0.0052695 | 0.005633 | 0.0059959 | 0.0063548 | 0.0067468 | 0.0070685 | 0.0073564 | 0.0076403 | 0.0079247 | 0.0082489 | 0.008573 | 0.0088995 | 0.0092331
WA | Residential | Single Family - Mod. Income | New | Exterior Lighting | General Service Lighting | 0 | 0.035805 | 0.080663 | 0.12566 | 0.16312 | 0.19054 | 0.21531 | 0.24195 | 0.26992 | 0.29486 | 0.32028 | 0.34461 | 0.36833 | 0.39199 | 0.4116 | 0.4309 | 0.44968 | 0.46795 | 0.48622 | 0.50186 | 0.51718 | 0.53291
WA | Residential | Single Family - Mod. Income | New | Appliances | Clothes Washer | 0 | 0.033432 | 0.075918 | 0.12053 | 0.16474 | 0.20852 | 0.25207 | 0.29545 | 0.3386 | 0.38145 | 0.42407 | 0.4663 | 0.5082 | 0.54976 | 0.591 | 0.63175 | 0.67218 | 0.71217 | 0.75181 | 0.79115 | 0.83035 | 0.86999
WA | Residential | Single Family - Mod. Income | New | Appliances | Clothes Dryer | 0 | 0.23495 | 0.5327 | 0.84679 | 1.1648 | 1.4839 | 1.8053 | 2.1296 | 2.4563 | 2.785 | 3.116 | 3.4445 | 3.754 | 4.0611 | 4.3657 | 4.6667 | 4.9653 | 5.2608 | 5.5535 | 5.8441 | 6.1337 | 6.4265
WA | Residential | Single Family - Mod. Income | New | Appliances | Dishwasher | 0 | 0.02358 | 0.053515 | 0.08515 | 0.11724 | 0.1495 | 0.18206 | 0.21497 | 0.24819 | 0.28166 | 0.31544 | 0.34942 | 0.38363 | 0.41807 | 0.45275 | 0.48755 | 0.52257 | 0.55776 | 0.59315 | 0.6288 | 0.66484 | 0.70172
WA | Residential | Single Family - Mod. Income | New | Appliances | Refrigerator | 0 | 0.17565 | 0.39577 | 0.62519 | 0.85441 | 1.0812 | 1.3066 | 1.5312 | 1.7546 | 1.9765 | 2.1971 | 2.4157 | 2.6326 | 2.8478 | 3.0613 | 3.2722 | 3.4815 | 3.6885 | 3.8936 | 4.0973 | 4.3002 | 4.5054
WA | Residential | Single Family - Mod. Income | New | Appliances | Freezer | 0 | 0.12051 | 0.27085 | 0.42681 | 0.58199 | 0.73493 | 0.88633 | 1.0364 | 1.185 | 1.3318 | 1.4771 | 1.6204 | 1.7619 | 1.9015 | 2.0394 | 2.1749 | 2.3086 | 2.4403 | 2.57 | 2.6982 | 2.8253 | 2.9532
WA | Residential | Single Family - Mod. Income | New | Appliances | Second Refrigerator | 0 | 0.078951 | 0.17789 | 0.28099 | 0.384 | 0.48588 | 0.58719 | 0.68809 | 0.78845 | 0.8881 | 0.9872 | 1.0854 | 1.1828 | 1.2794 | 1.3753 | 1.47 | 1.5639 | 1.6568 | 1.7489 | 1.8403 | 1.9314 | 2.0234
WA | Residential | Single Family - Mod. Income | New | Appliances | Stove/Oven | 0 | 0.040872 | 0.092079 | 0.14544 | 0.19878 | 0.25162 | 0.30417 | 0.35652 | 0.40858 | 0.46029 | 0.51172 | 0.56267 | 0.61323 | 0.66339 | 0.71315 | 0.76232 | 0.8111 | 0.85936 | 0.90719 | 0.95466 | 1.002 | 1.0498
WA | Residential | Single Family - Mod. Income | New | Appliances | Microwave | 0 | 0.042293 | 0.095281 | 0.15049 | 0.20569 | 0.26036 | 0.31474 | 0.36891 | 0.42279 | 0.4763 | 0.52951 | 0.58224 | 0.63455 | 0.68645 | 0.73795 | 0.78883 | 0.8393 | 0.88924 | 0.93873 | 0.98785 | 1.0368 | 1.0863
WA | Residential | Single Family - Mod. Income | New | Appliances | Dehumidifier | 0 | 0.011853 | 0.026704 | 0.042178 | 0.057649 | 0.072971 | 0.088211 | 0.10339 | 0.11849 | 0.13349 | 0.1484 | 0.16318 | 0.17784 | 0.19239 | 0.20682 | 0.22108 | 0.23523 | 0.24922 | 0.26309 | 0.27686 | 0.29058 | 0.30445
WA | Residential | Single Family - Mod. Income | New | Appliances | Air Purifier | 0 | 0.01371 | 0.030886 | 0.048783 | 0.066677 | 0.084399 | 0.10203 | 0.11958 | 0.13705 | 0.15439 | 0.17164 | 0.18873 | 0.20569 | 0.22252 | 0.23921 | 0.2557 | 0.27206 | 0.28825 | 0.30429 | 0.32022 | 0.33608 | 0.35213
WA | Residential | Single Family - Mod. Income | New | Electronics | Personal Computers | 0 | 0.018667 | 0.042053 | 0.066422 | 0.090786 | 0.11492 | 0.13892 | 0.16282 | 0.1866 | 0.21022 | 0.23371 | 0.25698 | 0.28007 | 0.30297 | 0.3257 | 0.34816 | 0.37044 | 0.39248 | 0.41432 | 0.436 | 0.4576 | 0.47945
WA | Residential | Single Family - Mod. Income | New | Electronics | Monitor | 0 | 0.010904 | 0.024915 | 0.039912 | 0.055328 | 0.07103 | 0.087087 | 0.10353 | 0.12033 | 0.13749 | 0.15503 | 0.17289 | 0.19111 | 0.20968 | 0.22862 | 0.24786 | 0.26747 | 0.28742 | 0.30773 | 0.32844 | 0.34962 | 0.37152
WA | Residential | Single Family - Mod. Income | New | Electronics | Laptops | 0 | 0.01778 | 0.040626 | 0.06508 | 0.090217 | 0.11582 | 0.142 | 0.16881 | 0.19622 | 0.22419 | 0.25279 | 0.28192 | 0.31162 | 0.34191 | 0.37278 | 0.40416 | 0.43613 | 0.46866 | 0.50178 | 0.53556 | 0.57009 | 0.60581
WA | Residential | Single Family - Mod. Income | New | Electronics | TVs | 0 | 0.17589 | 0.4008 | 0.64035 | 0.8853 | 1.1335 | 1.386 | 1.6433 | 1.9049 | 2.1707 | 2.441 | 2.715 | 2.993 | 3.2751 | 3.5613 | 3.8507 | 4.1442 | 4.4414 | 4.7425 | 5.0482 | 5.3593 | 5.6798
WA | Residential | Single Family - Mod. Income | New | Electronics | Printer/Fax/Copier | 0 | 0.0057823 | 0.013212 | 0.021165 | 0.02934 | 0.037667 | 0.046182 | 0.0549 | 0.063813 | 0.072912 | 0.082212 | 0.091684 | 0.10134 | 0.11119 | 0.12123 | 0.13144 | 0.14184 | 0.15242 | 0.16319 | 0.17417 | 0.1854 | 0.19702
WA | Residential | Single Family - Mod. Income | New | Electronics | Set-top Boxes/DVRs | 0 | 0.012228 | 0.027866 | 0.04452 | 0.061551 | 0.078807 | 0.096364 | 0.11425 | 0.13244 | 0.15092 | 0.16971 | 0.18876 | 0.20809 | 0.2277 | 0.2476 | 0.26772 | 0.28813 | 0.30879 | 0.32973 | 0.35097 | 0.37261 | 0.39489
WA | Residential | Single Family - Mod. Income | New | Electronics | Devices and Gadgets | 0 | 0.16106 | 0.36801 | 0.58953 | 0.81724 | 1.0492 | 1.2863 | 1.5292 | 1.7774 | 2.0309 | 2.2899 | 2.5538 | 2.8228 | 3.0972 | 3.3769 | 3.6611 | 3.9507 | 4.2454 | 4.5454 | 4.8513 | 5.1642 | 5.4877
WA | Residential | Single Family - Mod. Income | New | Miscellaneous | Electric Vehicle Chargers | 0 | 0 | 0 | 0 | 0 | 0 | 0 | 0 | 0 | 0 | 0 | 0 | 0 | 0 | 0 | 0 | 0 | 0 | 0 | 0 | 0 | 0
WA | Residential | Single Family - Mod. Income | New | Miscellaneous | Pool Pump | 0 | 0.0080606 | 0.018159 | 0.028682 | 0.039203 | 0.049622 | 0.059986 | 0.07031 | 0.080578 | 0.090776 | 0.10092 | 0.11097 | 0.12094 | 0.13083 | 0.14064 | 0.15034 | 0.15996 | 0.16948 | 0.17891 | 0.18827 | 0.1976 | 0.20703
WA | Residential | Single Family - Mod. Income | New | Miscellaneous | Pool Heater | 0 | 0.013177 | 0.029685 | 0.046887 | 0.064085 | 0.081118 | 0.09806 | 0.11494 | 0.13172 | 0.14839 | 0.16497 | 0.1814 | 0.1977 | 0.21387 | 0.22991 | 0.24576 | 0.26149 | 0.27705 | 0.29246 | 0.30777 | 0.32302 | 0.33844
WA | Residential | Single Family - Mod. Income | New | Miscellaneous | Hot Tub/Spa | 0 | 0.057284 | 0.12905 | 0.17805 | 0.22703 | 0.27555 | 0.32381 | 0.37188 | 0.41969 | 0.46717 | 0.51044 | 0.54912 | 0.58906 | 0.62993 | 0.67147 | 0.70812 | 0.7448 | 0.78912 | 0.83304 | 0.87663 | 0.92007 | 0.96399
WA | Residential | Single Family - Mod. Income | New | Miscellaneous | Furnace Fan | 0 | 0.054836 | 0.12428 | 0.19747 | 0.27151 | 0.34574 | 0.42045 | 0.49576 | 0.57156 | 0.64775 | 0.72443 | 0.80133 | 0.87856 | 0.95611 | 1.034 | 1.1119 | 1.1901 | 1.2685 | 1.3471 | 1.4261 | 1.5057 | 1.587
WA | Residential | Single Family - Mod. Income | New | Miscellaneous | Well Pump | 0 | 0.0086037 | 0.019383 | 0.030615 | 0.041844 | 0.052966 | 0.064028 | 0.075047 | 0.086008 | 0.096892 | 0.10772 | 0.11844 | 0.12909 | 0.13964 | 0.15012 | 0.16047 | 0.17074 | 0.1809 | 0.19096 | 0.20096 | 0.21091 | 0.22098
WA | Residential | Single Family - Mod. Income | New | Miscellaneous | Bathroom Exhaust Fan | 0 | 0.0053347 | 0.012018 | 0.018982 | 0.025945 | 0.032841 | 0.0397 | 0.046533 | 0.053329 | 0.060078 | 0.06679 | 0.07344 | 0.080039 | 0.086586 | 0.093081 | 0.099499 | 0.10586 | 0.11216 | 0.11841 | 0.1246 | 0.13078 | 0.13702
WA | Residential | Single Family - Mod. Income | New | Miscellaneous | Miscellaneous | 0 | 0.69128 | 1.58 | 2.5318 | 3.5107 | 4.5084 | 5.5292 | 6.575 | 7.6447 | 8.7373 | 9.8547 | 10.9934 | 12.1552 | 13.3406 | 14.5497 | 15.7789 | 17.0324 | 18.3081 | 19.6078 | 20.9336 | 22.2902 | 23.6937
WA | Residential | Single Family - Mod. Income | New | Generation | Solar PV | 0 | -0.10311 | -0.25203 | -0.44151 | -0.66453 | -0.93994 | -1.2832 | -1.7085 | -2.2286 | -2.8214 | -3.6226 | -4.51 | -5.4607 | -6.47 | -7.5326 | -8.6381 | -9.781 | -10.9522 | -12.1462 | -13.3583 | -14.5862 | -15.8366
WA | Residential | Multi-Family - Mod. Income | Existing | Cooling | Central AC | 1.2228 | 1.2156 | 1.2074 | 1.1941 | 1.1844 | 1.1837 | 1.1828 | 1.1817 | 1.1806 | 1.1796 | 1.1788 | 1.1783 | 1.1783 | 1.1787 | 1.1798 | 1.1834 | 1.1876 | 1.1924 | 1.1978 | 1.2038 | 1.2103 | 1.2174
WA | Residential | Multi-Family - Mod. Income | Existing | Cooling | Room AC | 1.0968 | 1.0836 | 1.0692 | 1.0545 | 1.0401 | 1.0351 | 1.0313 | 1.0291 | 1.0283 | 1.0287 | 1.0303 | 1.0328 | 1.0362 | 1.0404 | 1.0453 | 1.0524 | 1.0601 | 1.0682 | 1.0768 | 1.0857 | 1.095 | 1.1046
WA | Residential | Multi-Family - Mod. Income | Existing | Cooling | Air-Source Heat Pump | 0.10303 | 0.10301 | 0.10293 | 0.10283 | 0.10272 | 0.10347 | 0.10422 | 0.10496 | 0.10571 | 0.10646 | 0.10721 | 0.10798 | 0.10875 | 0.10954 | 0.11034 | 0.11134 | 0.11236 | 0.11339 | 0.11445 | 0.11553 | 0.11662 | 0.11773
WA | Residential | Multi-Family - Mod. Income | Existing | Cooling | Geothermal Heat Pump | 0 | 0 | 0 | 0 | 0 | 0 | 0 | 0 | 0 | 0 | 0 | 0 | 0 | 0 | 0 | 0 | 0 | 0 | 0 | 0 | 0 | 0
WA | Residential | Multi-Family - Mod. Income | Existing | Cooling | Evaporative Cooler | 0 | 0 | 0 | 0 | 0 | 0 | 0 | 0 | 0 | 0 | 0 | 0 | 0 | 0 | 0 | 0 | 0 | 0 | 0 | 0 | 0 | 0
WA | Residential | Multi-Family - Mod. Income | Existing | Cooling | Ductless Mini Split Heat Pump | 0.047052 | 0.046999 | 0.046946 | 0.046893 | 0.04684 | 0.047181 | 0.047522 | 0.047862 | 0.048201 | 0.048539 | 0.048876 | 0.049212 | 0.049548 | 0.049883 | 0.050217 | 0.050628 | 0.051038 | 0.051448 | 0.051856 | 0.052263 | 0.052669 | 0.053075
WA | Residential | Multi-Family - Mod. Income | Existing | Space Heating | Electric Room Heat | 4.7871 | 4.7627 | 4.7374 | 4.7324 | 4.6852 | 4.6405 | 4.5962 | 4.5727 | 4.5093 | 4.4672 | 4.4261 | 4.4058 | 4.3477 | 4.3105 | 4.2747 | 4.2602 | 4.2088 | 4.1775 | 4.147 | 4.1359 | 4.0887 | 4.0606
WA | Residential | Multi-Family - Mod. Income | Existing | Space Heating | Electric Furnace | 8.8239 | 8.7789 | 8.7322 | 8.7231 | 8.6361 | 8.5537 | 8.472 | 8.4286 | 8.3119 | 8.2342 | 8.1585 | 8.1211 | 8.0139 | 7.9455 | 7.8794 | 7.8527 | 7.758 | 7.7002 | 7.6441 | 7.6235 | 7.5365 | 7.4849
WA | Residential | Multi-Family - Mod. Income | Existing | Space Heating | Air-Source Heat Pump | 0.43653 | 0.43624 | 0.43576 | 0.4372 | 0.43476 | 0.43253 | 0.43029 | 0.42995 | 0.42578 | 0.42351 | 0.42122 | 0.4208 | 0.41661 | 0.41428 | 0.41194 | 0.41154 | 0.40751 | 0.40532 | 0.40315 | 0.4028 | 0.39887 | 0.39676
WA | Residential | Multi-Family - Mod. Income | Existing | Space Heating | Geothermal Heat Pump | 0 | 0 | 0 | 0 | 0 | 0 | 0 | 0 | 0 | 0 | 0 | 0 | 0 | 0 | 0 | 0 | 0 | 0 | 0 | 0 | 0 | 0
WA | Residential | Multi-Family - Mod. Income | Existing | Space Heating | Ductless Mini Split Heat Pump | 0.20591 | 0.20567 | 0.20544 | 0.20612 | 0.20498 | 0.20394 | 0.2029 | 0.20276 | 0.20083 | 0.1998 | 0.19877 | 0.19863 | 0.19672 | 0.1957 | 0.19468 | 0.19458 | 0.19274 | 0.19178 | 0.19082 | 0.19071 | 0.1889 | 0.18795
WA | Residential | Multi-Family - Mod. Income | Existing | Water Heating | Water Heater (<= 55 Gal) | 10.2463 | 10.2489 | 10.2515 | 10.2541 | 10.2568 | 10.2594 | 10.262 | 10.2646 | 10.2673 | 10.2699 | 10.2725 | 10.2751 | 10.2778 | 10.2804 | 10.283 | 10.2856 | 10.2883 | 10.2909 | 10.2935 | 10.2962 | 10.2988 | 10.3014
WA | Residential | Multi-Family - Mod. Income | Existing | Water Heating | Water Heater (> 55 Gal) | 0.0061523 | 0.0059626 | 0.0057483 | 0.0055185 | 0.0052813 | 0.0050434 | 0.0048108 | 0.0045885 | 0.0043807 | 0.0041912 | 0.0040231 | 0.0038791 | 0.0037558 | 0.0036502 | 0.0035598 | 0.0034825 | 0.0034163 | 0.0033596 | 0.0033112 | 0.0032698 | 0.0032344 | 0.0032042
WA | Residential | Multi-Family - Mod. Income | Existing | Interior Lighting | General Service Lighting | 3.0978 | 2.9811 | 2.8411 | 2.682 | 2.4939 | 2.2906 | 2.0599 | 1.8632 | 1.6958 | 1.5503 | 1.4278 | 1.3246 | 1.2394 | 1.1673 | 1.1033 | 1.0478 | 0.99937 | 0.95699 | 0.92042 | 0.88476 | 0.85273 | 0.82388
WA | Residential | Multi-Family - Mod. Income | Existing | Interior Lighting | Linear Lighting | 0.42791 | 0.4262 | 0.4245 | 0.4228 | 0.42105 | 0.4193 | 0.41756 | 0.41582 | 0.41409 | 0.41231 | 0.41054 | 0.40878 | 0.40702 | 0.40526 | 0.40348 | 0.4017 | 0.39994 | 0.39817 | 0.39642 | 0.39467 | 0.39295 | 0.39125
WA | Residential | Multi-Family - Mod. Income | Existing | Interior Lighting | Exempted Lighting | 0.019633 | 0.01866 | 0.017324 | 0.015721 | 0.013876 | 0.011816 | 0.0096357 | 0.0079871 | 0.0067327 | 0.0057432 | 0.0049849 | 0.0044009 | 0.0039457 | 0.003609 | 0.0033286 | 0.0030912 | 0.0028946 | 0.0027312 | 0.0026117 | 0.002512 | 0.0024291 | 0.0023637
WA | Residential | Multi-Family - Mod. Income | Existing | Exterior Lighting | General Service Lighting | 0.84336 | 0.80871 | 0.76497 | 0.71292 | 0.64891 | 0.57099 | 0.50563 | 0.45353 | 0.41187 | 0.3768 | 0.34942 | 0.3267 | 0.30767 | 0.29192 | 0.27736 | 0.26481 | 0.25384 | 0.24422 | 0.23594 | 0.22708 | 0.21882 | 0.21106
WA | Residential | Multi-Family - Mod. Income | Existing | Appliances | Clothes Washer | 0.48779 | 0.48972 | 0.49165 | 0.49359 | 0.49553 | 0.49749 | 0.49945 | 0.50142 | 0.5034 | 0.50538 | 0.50738 | 0.50938 | 0.51139 | 0.5134 | 0.51543 | 0.51746 | 0.5195 | 0.52155 | 0.52361 | 0.52567 | 0.52775 | 0.52983
WA | Residential | Multi-Family - Mod. Income | Existing | Appliances | Clothes Dryer | 3.5929 | 3.6024 | 3.6121 | 3.6218 | 3.6316 | 3.6414 | 3.6512 | 3.6609 | 3.6706 | 3.6802 | 3.6897 | 3.6991 | 3.7085 | 3.7178 | 3.7271 | 3.7363 | 3.7456 | 3.7548 | 3.764 | 3.7732 | 3.7824 | 3.7915
WA | Residential | Multi-Family - Mod. Income | Existing | Appliances | Dishwasher | 0.24035 | 0.24115 | 0.24196 | 0.24278 | 0.24359 | 0.24441 | 0.24523 | 0.24606 | 0.24688 | 0.24771 | 0.24854 | 0.24938 | 0.25022 | 0.25106 | 0.2519 | 0.25275 | 0.2536 | 0.25445 | 0.2553 | 0.25616 | 0.25702 | 0.25789
WA | Residential | Multi-Family - Mod. Income | Existing | Appliances | Refrigerator | 2.8909 | 2.878 | 2.8651 | 2.8523 | 2.8394 | 2.8264 | 2.8136 | 2.8008 | 2.7881 | 2.7756 | 2.7632 | 2.751 | 2.7389 | 2.727 | 2.7152 | 2.7035 | 2.692 | 2.6806 | 2.6693 | 2.658 | 2.6469 | 2.6359
WA | Residential | Multi-Family - Mod. Income | Existing | Appliances | Freezer | 0.70275 | 0.6983 | 0.69388 | 0.68949 | 0.68513 | 0.6808 | 0.67649 | 0.6722 | 0.66795 | 0.66372 | 0.65952 | 0.65534 | 0.65119 | 0.64707 | 0.64297 | 0.6389 | 0.63486 | 0.63084 | 0.62684 | 0.62287 | 0.61893 | 0.61501
WA | Residential | Multi-Family - Mod. Income | Existing | Appliances | Second Refrigerator | 0.77685 | 0.7598 | 0.74207 | 0.72397 | 0.70575 | 0.68766 | 0.66994 | 0.6528 | 0.63642 | 0.62095 | 0.60654 | 0.59331 | 0.58115 | 0.56997 | 0.55967 | 0.55016 | 0.54138 | 0.53325 | 0.52572 | 0.51872 | 0.51221 | 0.50615
WA | Residential | Multi-Family - Mod. Income | Existing | Appliances | Stove/Oven | 0.91593 | 0.91254 | 0.90924 | 0.90599 | 0.90278 | 0.89959 | 0.89641 | 0.89324 | 0.89006 | 0.88687 | 0.88366 | 0.88043 | 0.87718 | 0.87391 | 0.87061 | 0.86728 | 0.86394 | 0.86058 | 0.85722 | 0.85385 | 0.85049 | 0.84713
WA | Residential | Multi-Family - Mod. Income | Existing | Appliances | Microwave | 0.64991 | 0.64731 | 0.64472 | 0.64215 | 0.63958 | 0.63702 | 0.63447 | 0.63193 | 0.6294 | 0.62689 | 0.62438 | 0.62188 | 0.61939 | 0.61692 | 0.61445 | 0.61199 | 0.60954 | 0.60711 | 0.60468 | 0.60226 | 0.59985 | 0.59745
WA | Residential | Multi-Family - Mod. Income | Existing | Appliances | Dehumidifier | 0.15941 | 0.15714 | 0.15464 | 0.152 | 0.14932 | 0.14668 | 0.14413 | 0.14174 | 0.13953 | 0.13755 | 0.13582 | 0.13429 | 0.13294 | 0.13173 | 0.13065 | 0.12966 | 0.12875 | 0.12792 | 0.12714 | 0.12641 | 0.12572 | 0.12507
WA | Residential | Multi-Family - Mod. Income | Existing | Appliances | Air Purifier | 0.15275 | 0.15214 | 0.15153 | 0.15092 | 0.15032 | 0.14972 | 0.14912 | 0.14852 | 0.14793 | 0.14734 | 0.14675 | 0.14616 | 0.14558 | 0.14499 | 0.14441 | 0.14384 | 0.14326 | 0.14269 | 0.14212 | 0.14155 | 0.14098 | 0.14042
WA | Residential | Multi-Family - Mod. Income | Existing | Electronics | Personal Computers | 0.33991 | 0.31671 | 0.29659 | 0.27999 | 0.2672 | 0.25838 | 0.2522 | 0.24778 | 0.24452 | 0.24203 | 0.24006 | 0.23844 | 0.23705 | 0.2358 | 0.23467 | 0.2336 | 0.23258 | 0.23159 | 0.23063 | 0.22968 | 0.22874 | 0.22782
WA | Residential | Multi-Family - Mod. Income | Existing | Electronics | Monitor | 0.18615 | 0.17845 | 0.16939 | 0.15999 | 0.1511 | 0.14336 | 0.13733 | 0.13264 | 0.12905 | 0.12632 | 0.12429 | 0.12283 | 0.1218 | 0.12114 | 0.12077 | 0.12063 | 0.12067 | 0.12086 | 0.12118 | 0.12159 | 0.12209 | 0.12265
WA | Residential | Multi-Family - Mod. Income | Existing | Electronics | Laptops | 0.29376 | 0.289 | 0.28424 | 0.28079 | 0.27838 | 0.2768 | 0.2759 | 0.27553 | 0.2756 | 0.27602 | 0.27672 | 0.27765 | 0.27876 | 0.28003 | 0.28142 | 0.2829 | 0.28447 | 0.28611 | 0.28781 | 0.28955 | 0.29134 | 0.29316
WA | Residential | Multi-Family - Mod. Income | Existing | Electronics | TVs | 0.74989 | 1.0255 | 1.2926 | 1.5315 | 1.7263 | 1.8859 | 2.0174 | 2.1263 | 2.2173 | 2.294 | 2.3592 | 2.4153 | 2.4641 | 2.5071 | 2.5455 | 2.5802 | 2.6121 | 2.6417 | 2.6695 | 2.6959 | 2.7212 | 2.7456
WA | Residential | Multi-Family - Mod. Income | Existing | Electronics | Printer/Fax/Copier | 0.051152 | 0.050482 | 0.049687 | 0.048897 | 0.04822 | 0.047737 | 0.047412 | 0.047212 | 0.047114 | 0.047096 | 0.047144 | 0.047245 | 0.047388 | 0.047566 | 0.047772 | 0.048001 | 0.048248 | 0.048511 | 0.048786 | 0.049072 | 0.049367 | 0.04967
WA | Residential | Multi-Family - Mod. Income | Existing | Electronics | Set-top Boxes/DVRs | 0.12486 | 0.125 | 0.12502 | 0.12502 | 0.12506 | 0.12522 | 0.12554 | 0.12598 | 0.12652 | 0.12715 | 0.12784 | 0.1286 | 0.12939 | 0.13023 | 0.1311 | 0.13199 | 0.13291 | 0.13385 | 0.13481 | 0.13578 | 0.13677 | 0.13777
WA | Residential | Multi-Family - Mod. Income | Existing | Electronics | Devices and Gadgets | 2.4966 | 2.513 | 2.5296 | 2.5462 | 2.563 | 2.5799 | 2.5969 | 2.614 | 2.6312 | 2.6485 | 2.6659 | 2.6835 | 2.7011 | 2.7189 | 2.7368 | 2.7549 | 2.773 | 2.7913 | 2.8096 | 2.8281 | 2.8468 | 2.8655
WA | Residential | Multi-Family - Mod. Income | Existing | Miscellaneous | Electric Vehicle Chargers | 0 | 0 | 0 | 0 | 0 | 0 | 0 | 0 | 0 | 0 | 0 | 0 | 0 | 0 | 0 | 0 | 0 | 0 | 0 | 0 | 0 | 0
WA | Residential | Multi-Family - Mod. Income | Existing | Miscellaneous | Pool Pump | 0 | 0 | 0 | 0 | 0 | 0 | 0 | 0 | 0 | 0 | 0 | 0 | 0 | 0 | 0 | 0 | 0 | 0 | 0 | 0 | 0 | 0
WA | Residential | Multi-Family - Mod. Income | Existing | Miscellaneous | Pool Heater | 0 | 0 | 0 | 0 | 0 | 0 | 0 | 0 | 0 | 0 | 0 | 0 | 0 | 0 | 0 | 0 | 0 | 0 | 0 | 0 | 0 | 0
WA | Residential | Multi-Family - Mod. Income | Existing | Miscellaneous | Hot Tub/Spa | 0 | 0 | 0 | 0 | 0 | 0 | 0 | 0 | 0 | 0 | 0 | 0 | 0 | 0 | 0 | 0 | 0 | 0 | 0 | 0 | 0 | 0
WA | Residential | Multi-Family - Mod. Income | Existing | Miscellaneous | Furnace Fan | 0.17845 | 0.17767 | 0.17681 | 0.17589 | 0.17493 | 0.17395 | 0.17296 | 0.17198 | 0.17102 | 0.1701 | 0.16922 | 0.16839 | 0.16762 | 0.16691 | 0.16628 | 0.16573 | 0.16524 | 0.16482 | 0.16446 | 0.16414 | 0.16387 | 0.16363
WA | Residential | Multi-Family - Mod. Income | Existing | Miscellaneous | Well Pump | 0 | 0 | 0 | 0 | 0 | 0 | 0 | 0 | 0 | 0 | 0 | 0 | 0 | 0 | 0 | 0 | 0 | 0 | 0 | 0 | 0 | 0
WA | Residential | Multi-Family - Mod. Income | Existing | Miscellaneous | Bathroom Exhaust Fan | 0.03826 | 0.038107 | 0.037955 | 0.037803 | 0.037652 | 0.037501 | 0.037351 | 0.037202 | 0.037053 | 0.036905 | 0.036757 | 0.03661 | 0.036464 | 0.036318 | 0.036173 | 0.036028 | 0.035884 | 0.03574 | 0.035597 | 0.035455 | 0.035313 | 0.035172
WA | Residential | Multi-Family - Mod. Income | Existing | Miscellaneous | Miscellaneous | 12.1308 | 12.2579 | 12.3863 | 12.516 | 12.647 | 12.7795 | 12.9133 | 13.0486 | 13.1852 | 13.3233 | 13.4628 | 13.6038 | 13.7463 | 13.8902 | 14.0357 | 14.1827 | 14.3312 | 14.4813 | 14.6329 | 14.7862 | 14.941 | 15.0975
WA | Residential | Multi-Family - Mod. Income | Existing | Generation | Solar PV | 0 | 0 | 0 | 0 | 0 | 0 | 0 | 0 | 0 | 0 | 0 | 0 | 0 | 0 | 0 | 0 | 0 | 0 | 0 | 0 | 0 | 0
WA | Residential | Multi-Family - Mod. Income | New | Cooling | Central AC | 0 | 0 | 0 | 0 | 0 | 0 | 0 | 0 | 0 | 0 | 0 | 0 | 0 | 0 | 0 | 0 | 0 | 0 | 0 | 0 | 0 | 0
WA | Residential | Multi-Family - Mod. Income | New | Cooling | Room AC | 0 | 0 | 0 | 0 | 0 | 0 | 0 | 0 | 0 | 0 | 0 | 0 | 0 | 0 | 0 | 0 | 0 | 0 | 0 | 0 | 0 | 0
WA | Residential | Multi-Family - Mod. Income | New | Cooling | Air-Source Heat Pump | 0 | 0.016433 | 0.03513 | 0.054684 | 0.07445 | 0.095068 | 0.11615 | 0.13773 | 0.15978 | 0.18228 | 0.20527 | 0.22867 | 0.25252 | 0.27682 | 0.30157 | 0.3271 | 0.35316 | 0.37972 | 0.40679 | 0.43441 | 0.46265 | 0.4918
WA | Residential | Multi-Family - Mod. Income | New | Cooling | Geothermal Heat Pump | 0 | 0 | 0 | 0 | 0 | 0 | 0 | 0 | 0 | 0 | 0 | 0 | 0 | 0 | 0 | 0 | 0 | 0 | 0 | 0 | 0 | 0
WA | Residential | Multi-Family - Mod. Income | New | Cooling | Evaporative Cooler | 0 | 0 | 0 | 0 | 0 | 0 | 0 | 0 | 0 | 0 | 0 | 0 | 0 | 0 | 0 | 0 | 0 | 0 | 0 | 0 | 0 | 0
WA | Residential | Multi-Family - Mod. Income | New | Cooling | Ductless Mini Split Heat Pump | 0 | 0.009762 | 0.021542 | 0.03379 | 0.046096 | 0.058854 | 0.071825 | 0.085022 | 0.098431 | 0.11204 | 0.12585 | 0.13984 | 0.15402 | 0.16837 | 0.18292 | 0.19791 | 0.21312 | 0.22852 | 0.24414 | 0.25999 | 0.2761 | 0.29265
WA | Residential | Multi-Family - Mod. Income | New | Space Heating | Electric Room Heat | 0 | 0 | 0 | 0 | 0 | 0 | 0 | 0 | 0 | 0 | 0 | 0 | 0 | 0 | 0 | 0 | 0 | 0 | 0 | 0 | 0 | 0
WA | Residential | Multi-Family - Mod. Income | New | Space Heating | Electric Furnace | 0 | 0 | 0 | 0 | 0 | 0 | 0 | 0 | 0 | 0 | 0 | 0 | 0 | 0 | 0 | 0 | 0 | 0 | 0 | 0 | 0 | 0
WA | Residential | Multi-Family - Mod. Income | New | Space Heating | Air-Source Heat Pump | 0 | 0.073447 | 0.15642 | 0.24376 | 0.32935 | 0.4141 | 0.49819 | 0.58433 | 0.66464 | 0.74678 | 0.82826 | 0.91289 | 0.98859 | 1.0675 | 1.1457 | 1.2281 | 1.2989 | 1.3742 | 1.4488 | 1.5294 | 1.596 | 1.6699
WA | Residential | Multi-Family - Mod. Income | New | Space Heating | Geothermal Heat Pump | 0 | 0 | 0 | 0 | 0 | 0 | 0 | 0 | 0 | 0 | 0 | 0 | 0 | 0 | 0 | 0 | 0 | 0 | 0 | 0 | 0 | 0
WA | Residential | Multi-Family - Mod. Income | New | Space Heating | Ductless Mini Split Heat Pump | 0 | 0.043335 | 0.095629 | 0.15067 | 0.20463 | 0.25806 | 0.31108 | 0.36538 | 0.41603 | 0.46782 | 0.5192 | 0.57255 | 0.62029 | 0.67007 | 0.71933 | 0.77156 | 0.81642 | 0.86414 | 0.91134 | 0.96236 | 1.0045 | 1.0513
WA | Residential | Multi-Family - Mod. Income | New | Water Heating | Water Heater (<= 55 Gal) | 0 | 0.10262 | 0.2258 | 0.35316 | 0.48039 | 0.60648 | 0.73189 | 0.85678 | 0.98099 | 1.1044 | 1.2271 | 1.3487 | 1.4695 | 1.5893 | 1.7082 | 1.8259 | 1.9426 | 2.0582 | 2.1728 | 2.2866 | 2.4 | 2.5143
WA | Residential | Multi-Family - Mod. Income | New | Water Heating | Water Heater (> 55 Gal) | 0 | 0.0211 | 0.046626 | 0.073238 | 0.10005 | 0.12685 | 0.15373 | 0.18073 | 0.20782 | 0.23496 | 0.26218 | 0.2894 | 0.31665 | 0.34394 | 0.37126 | 0.39852 | 0.42581 | 0.45308 | 0.48035 | 0.50767 | 0.53511 | 0.563
WA | Residential | Multi-Family - Mod. Income | New | Interior Lighting | General Service Lighting | 0 | 0.014341 | 0.031556 | 0.049356 | 0.064756 | 0.07961 | 0.091858 | 0.10343 | 0.11475 | 0.12494 | 0.13516 | 0.14539 | 0.1559 | 0.16635 | 0.17562 | 0.18467 | 0.19353 | 0.20218 | 0.21083 | 0.21855 | 0.2262 | 0.23404
WA | Residential | Multi-Family - Mod. Income | New | Interior Lighting | Linear Lighting | 0 | 0.0050588 | 0.011131 | 0.01741 | 0.023658 | 0.029849 | 0.036007 | 0.04214 | 0.048239 | 0.054282 | 0.060292 | 0.066251 | 0.072164 | 0.078034 | 0.083849 | 0.0896 | 0.095308 | 0.10096 | 0.10656 | 0.11213 | 0.11766 | 0.12323
WA | Residential | Multi-Family - Mod. Income | New | Interior Lighting | Exempted Lighting | 0 | 4.8173e-05 | 0.000106 | 0.00016579 | 0.00021917 | 0.00026363 | 0.00030517 | 0.00034419 | 0.00038131 | 0.0004105 | 0.00043855 | 0.0004666 | 0.00049436 | 0.00052471 | 0.00054962 | 0.00057183 | 0.00059388 | 0.00061601 | 0.00064125 | 0.00066649 | 0.0006919 | 0.00071776
WA | Residential | Multi-Family - Mod. Income | New | Exterior Lighting | General Service Lighting | 0 | 0.0044005 | 0.0096827 | 0.01493 | 0.019293 | 0.022487 | 0.025368 | 0.028475 | 0.031741 | 0.034653 | 0.037617 | 0.040456 | 0.043224 | 0.045988 | 0.048278 | 0.050535 | 0.052733 | 0.054873 | 0.057016 | 0.058836 | 0.060632 | 0.062472
WA | Residential | Multi-Family - Mod. Income | New | Appliances | Clothes Washer | 0 | 0.0058127 | 0.012892 | 0.020325 | 0.027868 | 0.035463 | 0.043137 | 0.050901 | 0.058745 | 0.066661 | 0.074659 | 0.082714 | 0.090838 | 0.099029 | 0.10729 | 0.11559 | 0.12396 | 0.13239 | 0.14087 | 0.14944 | 0.15809 | 0.16695
WA | Residential | Multi-Family - Mod. Income | New | Appliances | Clothes Dryer | 0 | 0.042908 | 0.09502 | 0.14957 | 0.20477 | 0.26017 | 0.31599 | 0.37228 | 0.42899 | 0.48605 | 0.54352 | 0.60124 | 0.65927 | 0.71761 | 0.77626 | 0.83505 | 0.89414 | 0.95344 | 1.013 | 1.0729 | 1.1333 | 1.1949
WA | Residential | Multi-Family - Mod. Income | New | Appliances | Dishwasher | 0 | 0.0028624 | 0.0063449 | 0.0099972 | 0.013699 | 0.017423 | 0.021181 | 0.024978 | 0.028811 | 0.032674 | 0.036573 | 0.040495 | 0.044446 | 0.048426 | 0.052434 | 0.05646 | 0.060513 | 0.064588 | 0.068689 | 0.07282 | 0.076995 | 0.081258
WA | Residential | Multi-Family - Mod. Income | New | Appliances | Refrigerator | 0 | 0.033891 | 0.074585 | 0.11667 | 0.15868 | 0.20027 | 0.24162 | 0.2828 | 0.32375 | 0.36444 | 0.40489 | 0.445 | 0.48481 | 0.52432 | 0.56353 | 0.60231 | 0.6408 | 0.6789 | 0.71669 | 0.7542 | 0.79157 | 0.82925
WA | Residential | Multi-Family - Mod. Income | New | Appliances | Freezer | 0 | 0.0082895 | 0.018197 | 0.028396 | 0.038535 | 0.048534 | 0.058432 | 0.068242 | 0.077951 | 0.087549 | 0.097049 | 0.10642 | 0.11567 | 0.12481 | 0.13384 | 0.14272 | 0.15149 | 0.16013 | 0.16865 | 0.17707 | 0.18541 | 0.19379
WA | Residential | Multi-Family - Mod. Income | New | Appliances | Second Refrigerator | 0 | 0.0060096 | 0.013225 | 0.020686 | 0.028134 | 0.035506 | 0.042835 | 0.050134 | 0.057392 | 0.064601 | 0.07177 | 0.078876 | 0.085929 | 0.092928 | 0.099873 | 0.10674 | 0.11356 | 0.12031 | 0.127 | 0.13364 | 0.14025 | 0.14692
WA | Residential | Multi-Family - Mod. Income | New | Appliances | Stove/Oven | 0 | 0.010896 | 0.023976 | 0.0375 | 0.05101 | 0.064398 | 0.077714 | 0.090975 | 0.10416 | 0.11727 | 0.1303 | 0.14321 | 0.15603 | 0.16876 | 0.18138 | 0.19388 | 0.20627 | 0.21855 | 0.23072 | 0.2428 | 0.25484 | 0.26697
WA | Residential | Multi-Family - Mod. Income | New | Appliances | Microwave | 0 | 0.0076833 | 0.016906 | 0.026443 | 0.035969 | 0.045409 | 0.054799 | 0.06415 | 0.07345 | 0.082688 | 0.091875 | 0.10098 | 0.11002 | 0.119 | 0.1279 | 0.13671 | 0.14545 | 0.1541 | 0.16269 | 0.17121 | 0.17969 | 0.18825
WA | Residential | Multi-Family - Mod. Income | New | Appliances | Dehumidifier | 0 | 0.0015986 | 0.0035175 | 0.0055016 | 0.0074836 | 0.0094478 | 0.011401 | 0.013347 | 0.015282 | 0.017204 | 0.019115 | 0.02101 | 0.022891 | 0.024758 | 0.026611 | 0.028443 | 0.030262 | 0.032063 | 0.033848 | 0.035621 | 0.037387 | 0.039168
WA | Residential | Multi-Family - Mod. Income | New | Appliances | Air Purifier | 0 | 0.0018058 | 0.0039735 | 0.0062148 | 0.0084537 | 0.010673 | 0.012879 | 0.015077 | 0.017263 | 0.019434 | 0.021594 | 0.023734 | 0.025859 | 0.027968 | 0.030061 | 0.032131 | 0.034185 | 0.036219 | 0.038236 | 0.040239 | 0.042234 | 0.044245
WA | Residential | Multi-Family - Mod. Income | New | Electronics | Personal Computers | 0 | 0.0029295 | 0.006446 | 0.010082 | 0.013714 | 0.017314 | 0.020894 | 0.024459 | 0.028005 | 0.031527 | 0.03503 | 0.038503 | 0.04195 | 0.045371 | 0.048766 | 0.052124 | 0.055457 | 0.058757 | 0.062029 | 0.065278 | 0.068514 | 0.071777
WA | Residential | Multi-Family - Mod. Income | New | Electronics | Monitor | 0 | 0.0012668 | 0.002817 | 0.0044529 | 0.0061214 | 0.0078102 | 0.0095254 | 0.011269 | 0.01304 | 0.014836 | 0.01666 | 0.018506 | 0.020377 | 0.022273 | 0.024194 | 0.026135 | 0.028101 | 0.03009 | 0.032103 | 0.034144 | 0.036217 | 0.038345
WA | Residential | Multi-Family - Mod. Income | New | Electronics | Laptops | 0 | 0.0030478 | 0.0067776 | 0.010713 | 0.014728 | 0.018791 | 0.022917 | 0.027113 | 0.031374 | 0.035695 | 0.040082 | 0.044524 | 0.049026 | 0.053587 | 0.058209 | 0.062879 | 0.06761 | 0.072395 | 0.077238 | 0.082147 | 0.087136 | 0.092256
WA | Residential | Multi-Family - Mod. Income | New | Electronics | TVs | 0 | 0.028247 | 0.062869 | 0.099464 | 0.13685 | 0.17476 | 0.21333 | 0.25261 | 0.29256 | 0.33315 | 0.37442 | 0.41628 | 0.45877 | 0.50189 | 0.54566 | 0.58995 | 0.6349 | 0.68042 | 0.72658 | 0.77344 | 0.82113 | 0.87014
WA | Residential | Multi-Family - Mod. Income | New | Electronics | Printer/Fax/Copier | 0 | 0.00051613 | 0.0011477 | 0.0018142 | 0.0024941 | 0.0031821 | 0.003881 | 0.0045915 | 0.005313 | 0.0060448 | 0.0067878 | 0.00754 | 0.0083023 | 0.0090747 | 0.0098575 | 0.010648 | 0.011449 | 0.01226 | 0.01308 | 0.013911 | 0.014756 | 0.015623
WA | Residential | Multi-Family - Mod. Income | New | Electronics | Set-top Boxes/DVRs | 0 | 0.0014083 | 0.0031345 | 0.004959 | 0.0068232 | 0.0087132 | 0.010636 | 0.012594 | 0.014586 | 0.01661 | 0.018668 | 0.020754 | 0.022873 | 0.025023 | 0.027205 | 0.029413 | 0.031654 | 0.033924 | 0.036225 | 0.038561 | 0.040939 | 0.043383
WA | Residential | Multi-Family - Mod. Income | New | Electronics | Devices and Gadgets | 0 | 0.029828 | 0.066331 | 0.10485 | 0.14414 | 0.1839 | 0.22429 | 0.26535 | 0.30705 | 0.34934 | 0.39228 | 0.43575 | 0.47981 | 0.52445 | 0.56969 | 0.61539 | 0.66169 | 0.70852 | 0.75592 | 0.80397 | 0.85279 | 0.9029
WA | Residential | Multi-Family - Mod. Income | New | Miscellaneous | Electric Vehicle Chargers | 0 | 0 | 0 | 0 | 0 | 0 | 0 | 0 | 0 | 0 | 0 | 0 | 0 | 0 | 0 | 0 | 0 | 0 | 0 | 0 | 0 | 0
WA | Residential | Multi-Family - Mod. Income | New | Miscellaneous | Pool Pump | 0 | 0 | 0 | 0 | 0 | 0 | 0 | 0 | 0 | 0 | 0 | 0 | 0 | 0 | 0 | 0 | 0 | 0 | 0 | 0 | 0 | 0
WA | Residential | Multi-Family - Mod. Income | New | Miscellaneous | Pool Heater | 0 | 0 | 0 | 0 | 0 | 0 | 0 | 0 | 0 | 0 | 0 | 0 | 0 | 0 | 0 | 0 | 0 | 0 | 0 | 0 | 0 | 0
WA | Residential | Multi-Family - Mod. Income | New | Miscellaneous | Hot Tub/Spa | 0 | 0 | 0 | 0 | 0 | 0 | 0 | 0 | 0 | 0 | 0 | 0 | 0 | 0 | 0 | 0 | 0 | 0 | 0 | 0 | 0 | 0
WA | Residential | Multi-Family - Mod. Income | New | Miscellaneous | Furnace Fan | 0 | 0.0018994 | 0.0042044 | 0.0066154 | 0.0090526 | 0.011497 | 0.013957 | 0.016437 | 0.018933 | 0.021441 | 0.023966 | 0.0265 | 0.029045 | 0.031602 | 0.03417 | 0.036741 | 0.039324 | 0.041914 | 0.044513 | 0.047125 | 0.049757 | 0.052439
WA | Residential | Multi-Family - Mod. Income | New | Miscellaneous | Well Pump | 0 | 0 | 0 | 0 | 0 | 0 | 0 | 0 | 0 | 0 | 0 | 0 | 0 | 0 | 0 | 0 | 0 | 0 | 0 | 0 | 0 | 0
WA | Residential | Multi-Family - Mod. Income | New | Miscellaneous | Bathroom Exhaust Fan | 0 | 0.00045232 | 0.00099527 | 0.0015567 | 0.0021175 | 0.0026732 | 0.003226 | 0.0037765 | 0.004324 | 0.0048678 | 0.0054087 | 0.0059449 | 0.0064771 | 0.0070053 | 0.0075295 | 0.008048 | 0.0085626 | 0.0090721 | 0.0095774 | 0.010079 | 0.010579 | 0.011082
WA | Residential | Multi-Family - Mod. Income | New | Miscellaneous | Miscellaneous | 0 | 0.1455 | 0.3248 | 0.51539 | 0.71125 | 0.91097 | 1.1153 | 1.3246 | 1.5387 | 1.7574 | 1.981 | 2.209 | 2.4418 | 2.6793 | 2.9216 | 3.1682 | 3.4197 | 3.6758 | 3.9369 | 4.2033 | 4.4758 | 4.7571
WA | Residential | Multi-Family - Mod. Income | New | Generation | Solar PV | 0 | 0 | 0 | 0 | 0 | 0 | 0 | 0 | 0 | 0 | 0 | 0 | 0 | 0 | 0 | 0 | 0 | 0 | 0 | 0 | 0 | 0
WA | Residential | Manufactured Home - Mod. Income | Existing | Cooling | Central AC | 5.4205 | 5.3883 | 5.3518 | 5.2929 | 5.25 | 5.247 | 5.2427 | 5.2379 | 5.2329 | 5.2285 | 5.2249 | 5.2228 | 5.2225 | 5.2245 | 5.2291 | 5.2449 | 5.2635 | 5.2848 | 5.3087 | 5.3352 | 5.3643 | 5.3957
WA | Residential | Manufactured Home - Mod. Income | Existing | Cooling | Room AC | 1.0122 | 0.99991 | 0.98665 | 0.97307 | 0.95976 | 0.95521 | 0.95169 | 0.94963 | 0.94888 | 0.94929 | 0.95073 | 0.95307 | 0.95622 | 0.96009 | 0.96459 | 0.97116 | 0.97822 | 0.98573 | 0.99363 | 1.0019 | 1.0105 | 1.0194
WA | Residential | Manufactured Home - Mod. Income | Existing | Cooling | Air-Source Heat Pump | 3.0562 | 3.0542 | 3.0507 | 3.0467 | 3.0425 | 3.0636 | 3.0847 | 3.1057 | 3.1268 | 3.1481 | 3.1697 | 3.1917 | 3.2141 | 3.237 | 3.2605 | 3.2897 | 3.3197 | 3.3502 | 3.3813 | 3.413 | 3.4452 | 3.4779
WA | Residential | Manufactured Home - Mod. Income | Existing | Cooling | Geothermal Heat Pump | 0 | 0 | 0 | 0 | 0 | 0 | 0 | 0 | 0 | 0 | 0 | 0 | 0 | 0 | 0 | 0 | 0 | 0 | 0 | 0 | 0 | 0
WA | Residential | Manufactured Home - Mod. Income | Existing | Cooling | Evaporative Cooler | 0.046418 | 0.046048 | 0.045672 | 0.045292 | 0.04491 | 0.044905 | 0.044896 | 0.044887 | 0.044878 | 0.044872 | 0.044871 | 0.044876 | 0.044889 | 0.044911 | 0.044942 | 0.045049 | 0.045163 | 0.045282 | 0.045406 | 0.045535 | 0.045667 | 0.045804
WA | Residential | Manufactured Home - Mod. Income | Existing | Cooling | Ductless Mini Split Heat Pump | 0 | 0 | 0 | 0 | 0 | 0 | 0 | 0 | 0 | 0 | 0 | 0 | 0 | 0 | 0 | 0 | 0 | 0 | 0 | 0 | 0 | 0
WA | Residential | Manufactured Home - Mod. Income | Existing | Space Heating | Electric Room Heat | 0.49924 | 0.49669 | 0.49405 | 0.49354 | 0.48862 | 0.48395 | 0.47933 | 0.47688 | 0.47027 | 0.46588 | 0.4616 | 0.45948 | 0.45341 | 0.44954 | 0.4458 | 0.44429 | 0.43893 | 0.43566 | 0.43249 | 0.43132 | 0.4264 | 0.42348
WA | Residential | Manufactured Home - Mod. Income | Existing | Space Heating | Electric Furnace | 37.4369 | 37.246 | 37.048 | 37.0091 | 36.6402 | 36.2906 | 35.9438 | 35.7599 | 35.2647 | 34.9352 | 34.614 | 34.4554 | 34.0005 | 33.7101 | 33.4298 | 33.3164 | 32.9146 | 32.6693 | 32.4313 | 32.344 | 31.975 | 31.7558
WA | Residential | Manufactured Home - Mod. Income | Existing | Space Heating | Air-Source Heat Pump | 10.4885 | 10.4771 | 10.4625 | 10.4941 | 10.4326 | 10.3762 | 10.3198 | 10.309 | 10.2068 | 10.1503 | 10.0938 | 10.0822 | 9.9809 | 9.9245 | 9.8681 | 9.8586 | 9.7618 | 9.7094 | 9.6575 | 9.6489 | 9.5549 | 9.5041
WA | Residential | Manufactured Home - Mod. Income | Existing | Space Heating | Geothermal Heat Pump | 0 | 0 | 0 | 0 | 0 | 0 | 0 | 0 | 0 | 0 | 0 | 0 | 0 | 0 | 0 | 0 | 0 | 0 | 0 | 0 | 0 | 0
WA | Residential | Manufactured Home - Mod. Income | Existing | Space Heating | Ductless Mini Split Heat Pump | 0 | 0 | 0 | 0 | 0 | 0 | 0 | 0 | 0 | 0 | 0 | 0 | 0 | 0 | 0 | 0 | 0 | 0 | 0 | 0 | 0 | 0
WA | Residential | Manufactured Home - Mod. Income | Existing | Water Heating | Water Heater (<= 55 Gal) | 12.9521 | 12.9554 | 12.9587 | 12.962 | 12.9653 | 12.9686 | 12.9719 | 12.9753 | 12.9302 | 12.8785 | 12.827 | 12.7756 | 12.7245 | 12.6736 | 12.623 | 12.5725 | 12.5222 | 12.4721 | 12.4222 | 12.3725 | 12.323 | 12.2737
WA | Residential | Manufactured Home - Mod. Income | Existing | Water Heating | Water Heater (> 55 Gal) | 0 | 0 | 0 | 0 | 0 | 0 | 0 | 0 | 0 | 0 | 0 | 0 | 0 | 0 | 0 | 0 | 0 | 0 | 0 | 0 | 0 | 0
WA | Residential | Manufactured Home - Mod. Income | Existing | Interior Lighting | General Service Lighting | 3.9928 | 3.8526 | 3.6846 | 3.4939 | 3.2653 | 3.0178 | 2.7335 | 2.4899 | 2.2818 | 2.0996 | 1.9458 | 1.8161 | 1.709 | 1.6182 | 1.5369 | 1.4658 | 1.4035 | 1.3486 | 1.301 | 1.2539 | 1.2113 | 1.1727
WA | Residential | Manufactured Home - Mod. Income | Existing | Interior Lighting | Linear Lighting | 0.80756 | 0.80433 | 0.80111 | 0.7979 | 0.79456 | 0.79122 | 0.78788 | 0.78455 | 0.78123 | 0.77779 | 0.77436 | 0.77094 | 0.76753 | 0.76413 | 0.76066 | 0.75719 | 0.75374 | 0.7503 | 0.74688 | 0.74347 | 0.74013 | 0.73683
WA | Residential | Manufactured Home - Mod. Income | Existing | Interior Lighting | Exempted Lighting | 0.020026 | 0.019053 | 0.017717 | 0.016114 | 0.014263 | 0.012191 | 0.0099975 | 0.0083365 | 0.0070706 | 0.0060672 | 0.0052966 | 0.0047017 | 0.0042364 | 0.0038925 | 0.0036038 | 0.0033574 | 0.0031522 | 0.0029806 | 0.0028554 | 0.0027503 | 0.0026626 | 0.0025931
WA | Residential | Manufactured Home - Mod. Income | Existing | Exterior Lighting | General Service Lighting | 0.95101 | 0.91301 | 0.86509 | 0.80799 | 0.73731 | 0.65067 | 0.57782 | 0.51973 | 0.47327 | 0.43406 | 0.40347 | 0.37805 | 0.3567 | 0.33901 | 0.32255 | 0.30833 | 0.29586 | 0.2849 | 0.27544 | 0.26525 | 0.25574 | 0.24677
WA | Residential | Manufactured Home - Mod. Income | Existing | Appliances | Clothes Washer | 0.54259 | 0.54473 | 0.54688 | 0.54903 | 0.5512 | 0.55337 | 0.55556 | 0.55613 | 0.5539 | 0.55169 | 0.54948 | 0.54728 | 0.54509 | 0.54291 | 0.54074 | 0.53858 | 0.53642 | 0.53428 | 0.53214 | 0.53001 | 0.52789 | 0.52578
WA | Residential | Manufactured Home - Mod. Income | Existing | Appliances | Clothes Dryer | 4.2001 | 4.2113 | 4.2225 | 4.2339 | 4.2453 | 4.2568 | 4.2682 | 4.2796 | 4.2909 | 4.3021 | 4.3132 | 4.2968 | 4.2802 | 4.2636 | 4.2469 | 4.2303 | 4.2137 | 4.1971 | 4.1805 | 4.164 | 4.1475 | 4.1311
WA | Residential | Manufactured Home - Mod. Income | Existing | Appliances | Dishwasher | 0.43215 | 0.4336 | 0.43506 | 0.43652 | 0.43799 | 0.43946 | 0.44093 | 0.44242 | 0.4439 | 0.44539 | 0.44689 | 0.44839 | 0.4499 | 0.45141 | 0.45293 | 0.45445 | 0.45473 | 0.45291 | 0.4511 | 0.4493 | 0.4475 | 0.44571
WA | Residential | Manufactured Home - Mod. Income | Existing | Appliances | Refrigerator | 2.6974 | 2.6854 | 2.6734 | 2.6614 | 2.6494 | 2.6373 | 2.6253 | 2.6133 | 2.6015 | 2.5898 | 2.5783 | 2.5669 | 2.5556 | 2.5445 | 2.5335 | 2.5226 | 2.5119 | 2.5012 | 2.4906 | 2.4802 | 2.4698 | 2.4595
WA | Residential | Manufactured Home - Mod. Income | Existing | Appliances | Freezer | 1.6562 | 1.6457 | 1.6353 | 1.6249 | 1.6147 | 1.6044 | 1.5943 | 1.5842 | 1.5742 | 1.5642 | 1.5543 | 1.5445 | 1.5347 | 1.525 | 1.5153 | 1.5057 | 1.4962 | 1.4867 | 1.4773 | 1.4679 | 1.4587 | 1.4494
WA | Residential | Manufactured Home - Mod. Income | Existing | Appliances | Second Refrigerator | 1.9583 | 1.9153 | 1.8706 | 1.825 | 1.779 | 1.7334 | 1.6888 | 1.6456 | 1.6043 | 1.5653 | 1.5289 | 1.4956 | 1.465 | 1.4368 | 1.4108 | 1.3868 | 1.3647 | 1.3442 | 1.3252 | 1.3076 | 1.2912 | 1.2759
WA | Residential | Manufactured Home - Mod. Income | Existing | Appliances | Stove/Oven | 1.2198 | 1.2153 | 1.2109 | 1.2065 | 1.2023 | 1.198 | 1.1938 | 1.1896 | 1.1853 | 1.1811 | 1.1768 | 1.1725 | 1.1682 | 1.1638 | 1.1594 | 1.155 | 1.1505 | 1.1461 | 1.1416 | 1.1371 | 1.1326 | 1.1282
WA | Residential | Manufactured Home - Mod. Income | Existing | Appliances | Microwave | 0.63544 | 0.6329 | 0.63037 | 0.62785 | 0.62534 | 0.62284 | 0.62035 | 0.61786 | 0.61539 | 0.61293 | 0.61048 | 0.60804 | 0.60561 | 0.60318 | 0.60077 | 0.59837 | 0.59597 | 0.59359 | 0.59122 | 0.58885 | 0.5865 | 0.58415
WA | Residential | Manufactured Home - Mod. Income | Existing | Appliances | Dehumidifier | 0.050202 | 0.049489 | 0.0487 | 0.047869 | 0.047026 | 0.046194 | 0.045393 | 0.044638 | 0.043944 | 0.043319 | 0.042774 | 0.042294 | 0.041868 | 0.041488 | 0.041145 | 0.040834 | 0.040549 | 0.040286 | 0.040041 | 0.039811 | 0.039594 | 0.039387
WA | Residential | Manufactured Home - Mod. Income | Existing | Appliances | Air Purifier | 0.093837 | 0.093462 | 0.093088 | 0.092716 | 0.092345 | 0.091975 | 0.091608 | 0.091241 | 0.090876 | 0.090513 | 0.090151 | 0.08979 | 0.089431 | 0.089073 | 0.088717 | 0.088362 | 0.088009 | 0.087657 | 0.087306 | 0.086957 | 0.086609 | 0.086262
WA | Residential | Manufactured Home - Mod. Income | Existing | Electronics | Personal Computers | 0.4015 | 0.37409 | 0.35032 | 0.33072 | 0.31561 | 0.3052 | 0.2979 | 0.29267 | 0.28882 | 0.28588 | 0.28356 | 0.28164 | 0.27999 | 0.27853 | 0.27718 | 0.27592 | 0.27472 | 0.27355 | 0.27241 | 0.27129 | 0.27019 | 0.26909
WA | Residential | Manufactured Home - Mod. Income | Existing | Electronics | Monitor | 0.31574 | 0.30217 | 0.28627 | 0.2698 | 0.25417 | 0.24051 | 0.22972 | 0.22123 | 0.21457 | 0.20938 | 0.20537 | 0.2023 | 0.19999 | 0.19828 | 0.19705 | 0.19621 | 0.19568 | 0.1954 | 0.19531 | 0.19539 | 0.1956 | 0.19591
WA | Residential | Manufactured Home - Mod. Income | Existing | Electronics | Laptops | 0.29355 | 0.28805 | 0.28255 | 0.27835 | 0.27518 | 0.27284 | 0.27116 | 0.27001 | 0.26928 | 0.2689 | 0.26879 | 0.2689 | 0.26919 | 0.26962 | 0.27016 | 0.2708 | 0.27151 | 0.27228 | 0.2731 | 0.27396 | 0.27485 | 0.27577
WA | Residential | Manufactured Home - Mod. Income | Existing | Electronics | TVs | 0.91224 | 1.2475 | 1.5725 | 1.8631 | 2.1001 | 2.2942 | 2.4541 | 2.5867 | 2.6974 | 2.7906 | 2.8699 | 2.9381 | 2.9975 | 3.0498 | 3.0966 | 3.1388 | 3.1776 | 3.2136 | 3.2474 | 3.2795 | 3.3103 | 3.34
WA | Residential | Manufactured Home - Mod. Income | Existing | Electronics | Printer/Fax/Copier | 0.11474 | 0.11296 | 0.11089 | 0.10883 | 0.10703 | 0.10565 | 0.10463 | 0.10388 | 0.10336 | 0.10301 | 0.10281 | 0.10273 | 0.10274 | 0.10282 | 0.10296 | 0.10315 | 0.10338 | 0.10364 | 0.10392 | 0.10423 | 0.10455 | 0.10489
WA | Residential | Manufactured Home - Mod. Income | Existing | Electronics | Set-top Boxes/DVRs | 0.2177 | 0.21793 | 0.21797 | 0.21797 | 0.21805 | 0.21833 | 0.21888 | 0.21965 | 0.2206 | 0.22169 | 0.2229 | 0.22421 | 0.2256 | 0.22706 | 0.22857 | 0.23013 | 0.23174 | 0.23337 | 0.23504 | 0.23674 | 0.23846 | 0.2402
WA | Residential | Manufactured Home - Mod. Income | Existing | Electronics | Devices and Gadgets | 2.3917 | 2.4005 | 2.4093 | 2.4182 | 2.4271 | 2.4361 | 2.4451 | 2.4541 | 2.4631 | 2.4722 | 2.4813 | 2.4905 | 2.4997 | 2.5089 | 2.5181 | 2.5274 | 2.5367 | 2.5461 | 2.5555 | 2.5649 | 2.5744 | 2.5839
WA | Residential | Manufactured Home - Mod. Income | Existing | Miscellaneous | Electric Vehicle Chargers | 0 | 0 | 0 | 0 | 0 | 0 | 0 | 0 | 0 | 0 | 0 | 0 | 0 | 0 | 0 | 0 | 0 | 0 | 0 | 0 | 0 | 0
WA | Residential | Manufactured Home - Mod. Income | Existing | Miscellaneous | Pool Pump | 0.15593 | 0.12912 | 0.10795 | 0.09127 | 0.078221 | 0.068163 | 0.06061 | 0.054929 | 0.050647 | 0.04741 | 0.044954 | 0.043081 | 0.041643 | 0.040532 | 0.039664 | 0.038978 | 0.038428 | 0.03798 | 0.037609 | 0.037294 | 0.037022 | 0.036783
WA | Residential | Manufactured Home - Mod. Income | Existing | Miscellaneous | Pool Heater | 0 | 0 | 0 | 0 | 0 | 0 | 0 | 0 | 0 | 0 | 0 | 0 | 0 | 0 | 0 | 0 | 0 | 0 | 0 | 0 | 0 | 0
WA | Residential | Manufactured Home - Mod. Income | Existing | Miscellaneous | Hot Tub/Spa | 0.67384 | 0.69783 | 0.72725 | 0.73777 | 0.74629 | 0.75167 | 0.75302 | 0.74965 | 0.74103 | 0.72674 | 0.71208 | 0.69634 | 0.68329 | 0.67237 | 0.66316 | 0.65181 | 0.64122 | 0.63682 | 0.6328 | 0.62911 | 0.62566 | 0.62241
WA | Residential | Manufactured Home - Mod. Income | Existing | Miscellaneous | Furnace Fan | 0.62761 | 0.625 | 0.62211 | 0.619 | 0.61575 | 0.61243 | 0.60908 | 0.60577 | 0.60253 | 0.59941 | 0.59644 | 0.59365 | 0.59107 | 0.58873 | 0.58664 | 0.58483 | 0.58326 | 0.58191 | 0.58076 | 0.57978 | 0.57895 | 0.57826
WA | Residential | Manufactured Home - Mod. Income | Existing | Miscellaneous | Well Pump | 0 | 0 | 0 | 0 | 0 | 0 | 0 | 0 | 0 | 0 | 0 | 0 | 0 | 0 | 0 | 0 | 0 | 0 | 0 | 0 | 0 | 0
WA | Residential | Manufactured Home - Mod. Income | Existing | Miscellaneous | Bathroom Exhaust Fan | 0.03369 | 0.033556 | 0.033421 | 0.033288 | 0.033155 | 0.033022 | 0.03289 | 0.032758 | 0.032627 | 0.032497 | 0.032367 | 0.032237 | 0.032108 | 0.03198 | 0.031852 | 0.031725 | 0.031598 | 0.031471 | 0.031345 | 0.03122 | 0.031095 | 0.030971
WA | Residential | Manufactured Home - Mod. Income | Existing | Miscellaneous | Miscellaneous | 9.8967 | 10.0003 | 10.105 | 10.2109 | 10.3178 | 10.4259 | 10.535 | 10.6454 | 10.7568 | 10.8695 | 10.9833 | 11.0984 | 11.2146 | 11.332 | 11.4507 | 11.5706 | 11.6918 | 11.8142 | 11.938 | 12.063 | 12.1893 | 12.317
WA | Residential | Manufactured Home - Mod. Income | Existing | Generation | Solar PV | -1.1071 | -1.27 | -1.3724 | -1.5161 | -1.6628 | -1.8507 | -2.0817 | -2.3552 | -2.6699 | -2.9884 | -3.4376 | -3.8765 | -4.2896 | -4.6793 | -5.0474 | -5.3932 | -5.7165 | -6.0174 | -6.2962 | -6.5539 | -6.7912 | -7.0093
WA | Residential | Manufactured Home - Mod. Income | New | Cooling | Central AC | 0 | 0 | 0 | 0 | 0 | 0 | 0 | 0 | 0 | 0 | 0 | 0 | 0 | 0 | 0 | 0 | 0 | 0 | 0 | 0 | 0 | 0
WA | Residential | Manufactured Home - Mod. Income | New | Cooling | Room AC | 0 | 0 | 0 | 0 | 0 | 0 | 0 | 0 | 0 | 0 | 0 | 0 | 0 | 0 | 0 | 0 | 0 | 0 | 0 | 0 | 0 | 0
WA | Residential | Manufactured Home - Mod. Income | New | Cooling | Air-Source Heat Pump | 0 | 0.10527 | 0.22508 | 0.35039 | 0.47705 | 0.60918 | 0.7443 | 0.88258 | 1.0239 | 1.1681 | 1.3154 | 1.4654 | 1.6183 | 1.774 | 1.9326 | 2.0962 | 2.2633 | 2.4334 | 2.5934 | 2.753 | 2.9146 | 3.0798
WA | Residential | Manufactured Home - Mod. Income | New | Cooling | Geothermal Heat Pump | 0 | 0 | 0 | 0 | 0 | 0 | 0 | 0 | 0 | 0 | 0 | 0 | 0 | 0 | 0 | 0 | 0 | 0 | 0 | 0 | 0 | 0
WA | Residential | Manufactured Home - Mod. Income | New | Cooling | Evaporative Cooler | 0 | 0.00047392 | 0.0010428 | 0.001631 | 0.0022186 | 0.0028245 | 0.0034371 | 0.0040569 | 0.0046833 | 0.0053153 | 0.0059536 | 0.0065963 | 0.0072441 | 0.0078967 | 0.0085541 | 0.0092285 | 0.0099092 | 0.010595 | 0.011287 | 0.011985 | 0.012691 | 0.013413
WA | Residential | Manufactured Home - Mod. Income | New | Cooling | Ductless Mini Split Heat Pump | 0 | 0 | 0 | 0 | 0 | 0 | 0 | 0 | 0 | 0 | 0 | 0 | 0 | 0 | 0 | 0 | 0 | 0 | 0 | 0 | 0 | 0
WA | Residential | Manufactured Home - Mod. Income | New | Space Heating | Electric Room Heat | 0 | 0 | 0 | 0 | 0 | 0 | 0 | 0 | 0 | 0 | 0 | 0 | 0 | 0 | 0 | 0 | 0 | 0 | 0 | 0 | 0 | 0
WA | Residential | Manufactured Home - Mod. Income | New | Space Heating | Electric Furnace | 0 | 0 | 0 | 0 | 0 | 0 | 0 | 0 | 0 | 0 | 0 | 0 | 0 | 0 | 0 | 0 | 0 | 0 | 0 | 0 | 0 | 0
WA | Residential | Manufactured Home - Mod. Income | New | Space Heating | Air-Source Heat Pump | 0 | 0.38107 | 0.81166 | 1.265 | 1.7092 | 2.149 | 2.5854 | 3.0325 | 3.4493 | 3.8757 | 4.2986 | 4.7378 | 5.1307 | 5.5404 | 5.9459 | 6.3739 | 6.7412 | 7.1322 | 7.5192 | 7.9378 | 8.2835 | 8.6671
WA | Residential | Manufactured Home - Mod. Income | New | Space Heating | Geothermal Heat Pump | 0 | 0 | 0 | 0 | 0 | 0 | 0 | 0 | 0 | 0 | 0 | 0 | 0 | 0 | 0 | 0 | 0 | 0 | 0 | 0 | 0 | 0
WA | Residential | Manufactured Home - Mod. Income | New | Space Heating | Ductless Mini Split Heat Pump | 0 | 0.0037648 | 0.0083079 | 0.01309 | 0.017778 | 0.022419 | 0.027026 | 0.031743 | 0.036143 | 0.040643 | 0.045107 | 0.049741 | 0.053889 | 0.058213 | 0.062493 | 0.067031 | 0.070929 | 0.075074 | 0.079174 | 0.083607 | 0.08727 | 0.09133
WA | Residential | Manufactured Home - Mod. Income | New | Water Heating | Water Heater (<= 55 Gal) | 0 | 0.099474 | 0.21888 | 0.34235 | 0.46568 | 0.5879 | 0.70947 | 0.83054 | 0.95094 | 1.0705 | 1.1895 | 1.3074 | 1.4245 | 1.5406 | 1.6559 | 1.7699 | 1.8831 | 1.9952 | 2.1063 | 2.2166 | 2.3265 | 2.4373
WA | Residential | Manufactured Home - Mod. Income | New | Water Heating | Water Heater (> 55 Gal) | 0 | 0.001835 | 0.0040548 | 0.0063692 | 0.0087007 | 0.011031 | 0.013369 | 0.015718 | 0.018073 | 0.020433 | 0.0228 | 0.025168 | 0.027538 | 0.029911 | 0.032287 | 0.034658 | 0.037031 | 0.039402 | 0.041774 | 0.04415 | 0.046536 | 0.048961
WA | Residential | Manufactured Home - Mod. Income | New | Interior Lighting | General Service Lighting | 0 | 0.02686 | 0.059103 | 0.092442 | 0.12128 | 0.14911 | 0.17205 | 0.19372 | 0.21491 | 0.234 | 0.25315 | 0.27231 | 0.29199 | 0.31157 | 0.32894 | 0.34588 | 0.36247 | 0.37868 | 0.39487 | 0.40933 | 0.42365 | 0.43835
WA | Residential | Manufactured Home - Mod. Income | New | Interior Lighting | Linear Lighting | 0 | 0.012411 | 0.027309 | 0.042713 | 0.058017 | 0.073184 | 0.088269 | 0.10329 | 0.11823 | 0.13302 | 0.14773 | 0.16231 | 0.17678 | 0.19115 | 0.20537 | 0.21943 | 0.23339 | 0.24721 | 0.26092 | 0.27452 | 0.28805 | 0.30166
WA | Residential | Manufactured Home - Mod. Income | New | Interior Lighting | Exempted Lighting | 0 | 6.8905e-05 | 0.00015162 | 0.00023714 | 0.00031349 | 0.00037709 | 0.0004365 | 0.00049232 | 0.0005454 | 0.00058717 | 0.00062729 | 0.0006674 | 0.00070711 | 0.00075053 | 0.00078616 | 0.00081792 | 0.00084946 | 0.00088112 | 0.00091722 | 0.00095332 | 0.00098966 | 0.0010267
WA | Residential | Manufactured Home - Mod. Income | New | Exterior Lighting | General Service Lighting | 0 | 0.0067014 | 0.014746 | 0.022737 | 0.029381 | 0.034246 | 0.038632 | 0.043365 | 0.048338 | 0.052772 | 0.057287 | 0.061611 | 0.065826 | 0.070035 | 0.073522 | 0.076959 | 0.080306 | 0.083566 | 0.086829 | 0.089601 | 0.092336 | 0.095138
WA | Residential | Manufactured Home - Mod. Income | New | Appliances | Clothes Washer | 0 | 0.0064656 | 0.01434 | 0.022608 | 0.030998 | 0.039447 | 0.047983 | 0.056455 | 0.064639 | 0.072769 | 0.080854 | 0.08887 | 0.096825 | 0.10472 | 0.11256 | 0.12031 | 0.128 | 0.13562 | 0.14317 | 0.15067 | 0.15814 | 0.16567
WA | Residential | Manufactured Home - Mod. Income | New | Appliances | Clothes Dryer | 0 | 0.05016 | 0.11108 | 0.17485 | 0.23937 | 0.30414 | 0.36939 | 0.4352 | 0.50149 | 0.56819 | 0.63537 | 0.69839 | 0.76091 | 0.82296 | 0.88454 | 0.94546 | 1.0059 | 1.0658 | 1.1251 | 1.184 | 1.2427 | 1.3019
WA | Residential | Manufactured Home - Mod. Income | New | Appliances | Dishwasher | 0 | 0.0051466 | 0.011408 | 0.017975 | 0.024632 | 0.031326 | 0.038083 | 0.044911 | 0.051802 | 0.058748 | 0.065758 | 0.072811 | 0.079916 | 0.087071 | 0.094278 | 0.10152 | 0.10851 | 0.11496 | 0.12137 | 0.12772 | 0.13405 | 0.14044
WA | Residential | Manufactured Home - Mod. Income | New | Appliances | Refrigerator | 0 | 0.031623 | 0.069594 | 0.10886 | 0.14806 | 0.18687 | 0.22545 | 0.26387 | 0.30209 | 0.34005 | 0.3778 | 0.41523 | 0.45237 | 0.48924 | 0.52582 | 0.56201 | 0.59792 | 0.63348 | 0.66873 | 0.70374 | 0.7386 | 0.77376
WA | Residential | Manufactured Home - Mod. Income | New | Appliances | Freezer | 0 | 0.019536 | 0.042887 | 0.066922 | 0.090817 | 0.11438 | 0.13771 | 0.16083 | 0.18371 | 0.20633 | 0.22872 | 0.2508 | 0.27261 | 0.29415 | 0.31543 | 0.33636 | 0.35702 | 0.37738 | 0.39747 | 0.41731 | 0.43697 | 0.45671
WA | Residential | Manufactured Home - Mod. Income | New | Appliances | Second Refrigerator | 0 | 0.015149 | 0.033337 | 0.052146 | 0.07092 | 0.089503 | 0.10798 | 0.12638 | 0.14467 | 0.16284 | 0.18092 | 0.19883 | 0.21661 | 0.23425 | 0.25176 | 0.26907 | 0.28625 | 0.30326 | 0.32013 | 0.33687 | 0.35355 | 0.37036
WA | Residential | Manufactured Home - Mod. Income | New | Appliances | Stove/Oven | 0 | 0.014511 | 0.03193 | 0.04994 | 0.067932 | 0.085761 | 0.1035 | 0.12116 | 0.13872 | 0.15617 | 0.17352 | 0.19072 | 0.20779 | 0.22474 | 0.24156 | 0.25819 | 0.2747 | 0.29105 | 0.30726 | 0.32335 | 0.33938 | 0.35554
WA | Residential | Manufactured Home - Mod. Income | New | Appliances | Microwave | 0 | 0.0075122 | 0.01653 | 0.025854 | 0.035168 | 0.044398 | 0.053579 | 0.062722 | 0.071815 | 0.080847 | 0.08983 | 0.098735 | 0.10757 | 0.11635 | 0.12505 | 0.13366 | 0.14221 | 0.15067 | 0.15906 | 0.16739 | 0.17569 | 0.18406
WA | Residential | Manufactured Home - Mod. Income | New | Appliances | Dehumidifier | 0 | 0.00050345 | 0.0011078 | 0.0017326 | 0.0023568 | 0.0029754 | 0.0035907 | 0.0042034 | 0.0048128 | 0.0054181 | 0.0060201 | 0.0066169 | 0.0072093 | 0.0077972 | 0.0083806 | 0.0089578 | 0.0095305 | 0.010098 | 0.01066 | 0.011218 | 0.011774 | 0.012335
WA | Residential | Manufactured Home - Mod. Income | New | Appliances | Air Purifier | 0 | 0.0011093 | 0.002441 | 0.0038179 | 0.0051933 | 0.0065564 | 0.0079121 | 0.0092622 | 0.010605 | 0.011939 | 0.013265 | 0.01458 | 0.015886 | 0.017181 | 0.018467 | 0.019739 | 0.021001 | 0.02225 | 0.023489 | 0.02472 | 0.025945 | 0.027181
WA | Residential | Manufactured Home - Mod. Income | New | Electronics | Personal Computers | 0 | 0.0034603 | 0.0076139 | 0.011909 | 0.016199 | 0.020451 | 0.024679 | 0.028891 | 0.033079 | 0.037239 | 0.041377 | 0.045479 | 0.04955 | 0.053591 | 0.057601 | 0.061568 | 0.065505 | 0.069403 | 0.073268 | 0.077105 | 0.080927 | 0.084782
WA | Residential | Manufactured Home - Mod. Income | New | Electronics | Monitor | 0 | 0.0021425 | 0.0047507 | 0.0074879 | 0.010264 | 0.013058 | 0.01588 | 0.018733 | 0.021614 | 0.024521 | 0.027456 | 0.03041 | 0.033388 | 0.03639 | 0.039415 | 0.042454 | 0.045517 | 0.048598 | 0.051701 | 0.054828 | 0.05799 | 0.061221
WA | Residential | Manufactured Home - Mod. Income | New | Electronics | Laptops | 0 | 0.0030368 | 0.0067338 | 0.010613 | 0.014548 | 0.018509 | 0.022508 | 0.026553 | 0.030637 | 0.034756 | 0.038916 | 0.043104 | 0.047325 | 0.05158 | 0.055867 | 0.060176 | 0.064517 | 0.068884 | 0.073281 | 0.077714 | 0.082197 | 0.086776
WA | Residential | Manufactured Home - Mod. Income | New | Electronics | TVs | 0 | 0.034362 | 0.07648 | 0.121 | 0.16648 | 0.2126 | 0.25951 | 0.30729 | 0.3559 | 0.40527 | 0.45548 | 0.5064 | 0.55809 | 0.61055 | 0.66379 | 0.71767 | 0.77235 | 0.82773 | 0.88388 | 0.94088 | 0.9989 | 1.0585
WA | Residential | Manufactured Home - Mod. Income | New | Electronics | Printer/Fax/Copier | 0 | 0.0011544 | 0.0025598 | 0.0040346 | 0.0055305 | 0.007036 | 0.0085564 | 0.010094 | 0.011646 | 0.013212 | 0.014794 | 0.016386 | 0.01799 | 0.019608 | 0.021238 | 0.022875 | 0.024526 | 0.026186 | 0.027857 | 0.029543 | 0.031247 | 0.032987
WA | Residential | Manufactured Home - Mod. Income | New | Electronics | Set-top Boxes/DVRs | 0 | 0.0024554 | 0.005465 | 0.0086462 | 0.011896 | 0.015192 | 0.018544 | 0.021958 | 0.025431 | 0.02896 | 0.032548 | 0.036186 | 0.039879 | 0.043628 | 0.047433 | 0.051283 | 0.05519 | 0.059147 | 0.06316 | 0.067233 | 0.071378 | 0.075639
WA | Residential | Manufactured Home - Mod. Income | New | Electronics | Devices and Gadgets | 0 | 0.028493 | 0.063178 | 0.099579 | 0.1365 | 0.17365 | 0.21118 | 0.24912 | 0.28744 | 0.32609 | 0.36512 | 0.40441 | 0.44402 | 0.48393 | 0.52416 | 0.56458 | 0.60532 | 0.64629 | 0.68755 | 0.72914 | 0.77119 | 0.81416
WA | Residential | Manufactured Home - Mod. Income | New | Miscellaneous | Electric Vehicle Chargers | 0 | 0 | 0 | 0 | 0 | 0 | 0 | 0 | 0 | 0 | 0 | 0 | 0 | 0 | 0 | 0 | 0 | 0 | 0 | 0 | 0 | 0
WA | Residential | Manufactured Home - Mod. Income | New | Miscellaneous | Pool Pump | 0 | 0.0004695 | 0.0010331 | 0.0016158 | 0.0021979 | 0.0027748 | 0.0033485 | 0.0039199 | 0.0044882 | 0.0050527 | 0.0056141 | 0.0061707 | 0.0067231 | 0.0072714 | 0.0078155 | 0.0083537 | 0.0088878 | 0.0094167 | 0.0099411 | 0.010462 | 0.01098 | 0.011503
WA | Residential | Manufactured Home - Mod. Income | New | Miscellaneous | Pool Heater | 0 | 0 | 0 | 0 | 0 | 0 | 0 | 0 | 0 | 0 | 0 | 0 | 0 | 0 | 0 | 0 | 0 | 0 | 0 | 0 | 0 | 0
WA | Residential | Manufactured Home - Mod. Income | New | Miscellaneous | Hot Tub/Spa | 0 | 0.012159 | 0.026754 | 0.036641 | 0.046518 | 0.056306 | 0.066042 | 0.075737 | 0.085379 | 0.094957 | 0.10364 | 0.11141 | 0.11944 | 0.12767 | 0.13604 | 0.14339 | 0.1508 | 0.15978 | 0.16868 | 0.17751 | 0.18631 | 0.19518
WA | Residential | Manufactured Home - Mod. Income | New | Miscellaneous | Furnace Fan | 0 | 0.0066803 | 0.014787 | 0.023267 | 0.031838 | 0.040435 | 0.049088 | 0.057809 | 0.066586 | 0.075409 | 0.084289 | 0.0932 | 0.10215 | 0.11114 | 0.12018 | 0.12922 | 0.1383 | 0.14741 | 0.15574 | 0.16389 | 0.17202 | 0.18021
WA | Residential | Manufactured Home - Mod. Income | New | Miscellaneous | Well Pump | 0 | 0 | 0 | 0 | 0 | 0 | 0 | 0 | 0 | 0 | 0 | 0 | 0 | 0 | 0 | 0 | 0 | 0 | 0 | 0 | 0 | 0
WA | Residential | Manufactured Home - Mod. Income | New | Miscellaneous | Bathroom Exhaust Fan | 0 | 0.00039829 | 0.00087639 | 0.0013707 | 0.0018646 | 0.0023539 | 0.0028407 | 0.0033254 | 0.0038075 | 0.0042864 | 0.0047627 | 0.0052348 | 0.0057034 | 0.0061685 | 0.0066301 | 0.0070867 | 0.0075398 | 0.0079885 | 0.0084334 | 0.0088751 | 0.009315 | 0.0097587
WA | Residential | Manufactured Home - Mod. Income | New | Miscellaneous | Miscellaneous | 0 | 0.1187 | 0.26498 | 0.42047 | 0.58025 | 0.7432 | 0.90991 | 1.0806 | 1.2553 | 1.4337 | 1.6162 | 1.8022 | 1.9921 | 2.1858 | 2.3835 | 2.5847 | 2.7899 | 2.9989 | 3.2119 | 3.4292 | 3.6515 | 3.881
WA | Residential | Manufactured Home - Mod. Income | New | Generation | Solar PV | 0 | -0.015075 | -0.035988 | -0.06243 | -0.093514 | -0.13192 | -0.17979 | -0.23908 | -0.31157 | -0.39418 | -0.50583 | -0.62949 | -0.76196 | -0.90258 | -1.0506 | -1.2047 | -1.3641 | -1.5274 | -1.694 | -1.8631 | -2.0344 | -2.2086
WA | Residential | Single Family - Low Income | Existing | Cooling | Central AC | 20.1912 | 20.11 | 20.0129 | 19.8283 | 19.7071 | 19.7358 | 19.7608 | 19.7845 | 19.8088 | 19.8359 | 19.8675 | 19.9054 | 19.9512 | 20.0066 | 20.073 | 20.1827 | 20.304 | 20.4364 | 20.5796 | 20.7341 | 20.899 | 21.0738
WA | Residential | Single Family - Low Income | Existing | Cooling | Room AC | 8.779 | 8.69 | 8.5927 | 8.4926 | 8.395 | 8.3742 | 8.3628 | 8.3645 | 8.378 | 8.402 | 8.4352 | 8.4768 | 8.5258 | 8.5815 | 8.6432 | 8.7236 | 8.8089 | 8.8986 | 8.9922 | 9.0894 | 9.19 | 9.2936
WA | Residential | Single Family - Low Income | Existing | Cooling | Air-Source Heat Pump | 5.0341 | 5.0423 | 5.0479 | 5.0529 | 5.0574 | 5.1044 | 5.1514 | 5.1987 | 5.2464 | 5.2948 | 5.3438 | 5.3937 | 5.4447 | 5.4968 | 5.5502 | 5.6136 | 5.6784 | 5.7446 | 5.8121 | 5.8809 | 5.9509 | 6.022
WA | Residential | Single Family - Low Income | Existing | Cooling | Geothermal Heat Pump | 1.2176 | 1.2058 | 1.193 | 1.1795 | 1.1656 | 1.161 | 1.1561 | 1.1513 | 1.1466 | 1.1422 | 1.1384 | 1.1354 | 1.1331 | 1.1319 | 1.1318 | 1.1348 | 1.1392 | 1.1445 | 1.1506 | 1.1574 | 1.1649 | 1.1731
WA | Residential | Single Family - Low Income | Existing | Cooling | Evaporative Cooler | 0.10685 | 0.10626 | 0.10564 | 0.10502 | 0.10438 | 0.10462 | 0.10485 | 0.10508 | 0.10532 | 0.10556 | 0.10581 | 0.10608 | 0.10636 | 0.10667 | 0.107 | 0.10752 | 0.10805 | 0.10859 | 0.10915 | 0.10973 | 0.11031 | 0.11091
WA | Residential | Single Family - Low Income | Existing | Cooling | Ductless Mini Split Heat Pump | 1.4585 | 1.4604 | 1.4623 | 1.4641 | 1.466 | 1.4802 | 1.4945 | 1.5088 | 1.5232 | 1.5376 | 1.552 | 1.5664 | 1.5809 | 1.5954 | 1.61 | 1.6271 | 1.6442 | 1.6614 | 1.6786 | 1.6959 | 1.7132 | 1.7305
WA | Residential | Single Family - Low Income | Existing | Space Heating | Electric Room Heat | 40.5141 | 40.4 | 40.2781 | 40.3291 | 40.0201 | 39.731 | 39.4438 | 39.3347 | 38.882 | 38.6104 | 38.3468 | 38.2626 | 37.8482 | 37.6153 | 37.3925 | 37.3557 | 36.9944 | 36.8076 | 36.628 | 36.6179 | 36.2881 | 36.1267
WA | Residential | Single Family - Low Income | Existing | Space Heating | Electric Furnace | 96.5898 | 96.3179 | 96.0271 | 96.1486 | 95.412 | 94.7228 | 94.0381 | 93.7779 | 92.6987 | 92.0512 | 91.4228 | 91.2219 | 90.2341 | 89.6787 | 89.1477 | 89.0598 | 88.1986 | 87.7531 | 87.3249 | 87.3009 | 86.5145 | 86.1298
WA | Residential | Single Family - Low Income | Existing | Space Heating | Air-Source Heat Pump | 24.7199 | 24.7527 | 24.7775 | 24.9119 | 24.8254 | 24.7504 | 24.6749 | 24.7084 | 24.5222 | 24.4451 | 24.3675 | 24.398 | 24.211 | 24.1322 | 24.053 | 24.0878 | 23.9088 | 23.8378 | 23.7675 | 23.8037 | 23.6286 | 23.5598
WA | Residential | Single Family - Low Income | Existing | Space Heating | Geothermal Heat Pump | 2.8251 | 2.7981 | 2.7693 | 2.7513 | 2.708 | 2.6656 | 2.6235 | 2.5935 | 2.5415 | 2.5023 | 2.4646 | 2.4395 | 2.3947 | 2.363 | 2.3337 | 2.3178 | 2.2839 | 2.2621 | 2.2418 | 2.2327 | 2.2051 | 2.1885
WA | Residential | Single Family - Low Income | Existing | Space Heating | Ductless Mini Split Heat Pump | 7.3974 | 7.4069 | 7.4163 | 7.4588 | 7.4353 | 7.4154 | 7.3955 | 7.4083 | 7.3554 | 7.3352 | 7.315 | 7.3274 | 7.2745 | 7.2541 | 7.2336 | 7.2473 | 7.1964 | 7.1777 | 7.1589 | 7.172 | 7.1212 | 7.1023
WA | Residential | Single Family - Low Income | Existing | Water Heating | Water Heater (<= 55 Gal) | 65.3243 | 65.4985 | 65.6731 | 65.8482 | 66.0237 | 66.1997 | 66.3762 | 66.5532 | 66.7306 | 66.9085 | 67.0869 | 67.2657 | 67.445 | 67.6248 | 67.8051 | 67.9859 | 68.1671 | 68.3489 | 68.5311 | 68.7138 | 68.897 | 69.0806
WA | Residential | Single Family - Low Income | Existing | Water Heating | Water Heater (> 55 Gal) | 5.5743 | 5.4091 | 5.2214 | 5.0198 | 4.8115 | 4.6026 | 4.3985 | 4.2038 | 4.0222 | 3.8572 | 3.7116 | 3.5879 | 3.4829 | 3.3941 | 3.319 | 3.2557 | 3.2026 | 3.1581 | 3.1211 | 3.0905 | 3.0654 | 3.045
WA | Residential | Single Family - Low Income | Existing | Interior Lighting | General Service Lighting | 20.9758 | 20.2905 | 19.4555 | 18.4969 | 17.3323 | 16.0618 | 14.588 | 13.324 | 12.2439 | 11.2967 | 10.4971 | 9.8233 | 9.2688 | 8.7995 | 8.3789 | 8.0122 | 7.6913 | 7.4094 | 7.1662 | 6.9241 | 6.7056 | 6.5079
WA | Residential | Single Family - Low Income | Existing | Interior Lighting | Linear Lighting | 3.2176 | 3.2125 | 3.2073 | 3.2022 | 3.1959 | 3.1894 | 3.1829 | 3.1763 | 3.1697 | 3.162 | 3.1543 | 3.1466 | 3.1388 | 3.1311 | 3.1225 | 3.114 | 3.1054 | 3.0969 | 3.0883 | 3.0798 | 3.0717 | 3.0639
WA | Residential | Single Family - Low Income | Existing | Interior Lighting | Exempted Lighting | 0.13958 | 0.1336 | 0.12523 | 0.1151 | 0.10318 | 0.089566 | 0.075037 | 0.063977 | 0.055487 | 0.048628 | 0.043319 | 0.039185 | 0.035916 | 0.033518 | 0.031448 | 0.029633 | 0.028094 | 0.026788 | 0.025851 | 0.025057 | 0.02439 | 0.023868
WA | Residential | Single Family - Low Income | Existing | Exterior Lighting | General Service Lighting | 4.8578 | 4.6861 | 4.4659 | 4.1994 | 3.8606 | 3.4348 | 3.0742 | 2.7868 | 2.5571 | 2.3621 | 2.2109 | 2.0849 | 1.9789 | 1.8911 | 1.8083 | 1.7366 | 1.6735 | 1.618 | 1.5701 | 1.5173 | 1.4677 | 1.4207
WA | Residential | Single Family - Low Income | Existing | Appliances | Clothes Washer | 3.172 | 3.1922 | 3.2125 | 3.2329 | 3.2535 | 3.2742 | 3.295 | 3.3147 | 3.3094 | 3.3041 | 3.2988 | 3.2935 | 3.2883 | 3.283 | 3.2777 | 3.2725 | 3.2673 | 3.262 | 3.2568 | 3.2516 | 3.2464 | 3.2412
WA | Residential | Single Family - Low Income | Existing | Appliances | Clothes Dryer | 22.2654 | 22.3783 | 22.4925 | 22.6075 | 22.7232 | 22.8394 | 22.9559 | 23.0726 | 23.1893 | 23.306 | 23.4224 | 23.5389 | 23.6553 | 23.7719 | 23.8886 | 24.0056 | 24.1228 | 24.0878 | 24.0505 | 24.013 | 23.9755 | 23.9379
WA | Residential | Single Family - Low Income | Existing | Appliances | Dishwasher | 2.3164 | 2.3298 | 2.3433 | 2.3568 | 2.3704 | 2.3841 | 2.3979 | 2.4118 | 2.4257 | 2.4397 | 2.4538 | 2.468 | 2.4822 | 2.4966 | 2.511 | 2.5255 | 2.5401 | 2.5548 | 2.5695 | 2.5844 | 2.5993 | 2.6143
WA | Residential | Single Family - Low Income | Existing | Appliances | Refrigerator | 17.559 | 17.5228 | 17.4864 | 17.45 | 17.4131 | 17.3755 | 17.3379 | 17.3007 | 17.2639 | 17.2277 | 17.1922 | 17.1575 | 17.1234 | 17.09 | 17.0571 | 17.0248 | 16.993 | 16.9617 | 16.9307 | 16.9002 | 16.87 | 16.8401
WA | Residential | Single Family - Low Income | Existing | Appliances | Freezer | 11.2195 | 11.1754 | 11.1314 | 11.0877 | 11.0441 | 11.0006 | 10.9573 | 10.9142 | 10.8712 | 10.8284 | 10.7858 | 10.7433 | 10.701 | 10.6589 | 10.6169 | 10.5751 | 10.5335 | 10.492 | 10.4507 | 10.4096 | 10.3686 | 10.3278
WA | Residential | Single Family - Low Income | Existing | Appliances | Second Refrigerator | 10.5034 | 10.2977 | 10.0816 | 9.8593 | 9.6344 | 9.4101 | 9.1897 | 8.9762 | 8.772 | 8.5794 | 8.4005 | 8.2371 | 8.0878 | 7.9512 | 7.8263 | 7.7119 | 7.6071 | 7.5109 | 7.4226 | 7.3415 | 7.2669 | 7.1982
WA | Residential | Single Family - Low Income | Existing | Appliances | Stove/Oven | 4.4417 | 4.4359 | 4.4305 | 4.4253 | 4.4203 | 4.4153 | 4.4103 | 4.4053 | 4.4002 | 4.3949 | 4.3896 | 4.3841 | 4.3784 | 4.3726 | 4.3666 | 4.3604 | 4.3541 | 4.3476 | 4.341 | 4.3344 | 4.3277 | 4.321
WA | Residential | Single Family - Low Income | Existing | Appliances | Microwave | 4.1855 | 4.1788 | 4.1721 | 4.1654 | 4.1587 | 4.1521 | 4.1454 | 4.1388 | 4.1322 | 4.1256 | 4.119 | 4.1124 | 4.1058 | 4.0992 | 4.0927 | 4.0861 | 4.0796 | 4.0731 | 4.0666 | 4.06 | 4.0536 | 4.0471
WA | Residential | Single Family - Low Income | Existing | Appliances | Dehumidifier | 1.3828 | 1.3665 | 1.3479 | 1.3281 | 1.3079 | 1.2878 | 1.2686 | 1.2505 | 1.234 | 1.2194 | 1.2069 | 1.1963 | 1.1871 | 1.1791 | 1.1722 | 1.1661 | 1.1608 | 1.156 | 1.1518 | 1.1479 | 1.1444 | 1.1412
WA | Residential | Single Family - Low Income | Existing | Appliances | Air Purifier | 1.3567 | 1.3546 | 1.3524 | 1.3502 | 1.3481 | 1.3459 | 1.3438 | 1.3416 | 1.3395 | 1.3373 | 1.3352 | 1.3331 | 1.3309 | 1.3288 | 1.3267 | 1.3245 | 1.3224 | 1.3203 | 1.3182 | 1.3161 | 1.314 | 1.3119
WA | Residential | Single Family - Low Income | Existing | Electronics | Personal Computers | 2.2698 | 2.1199 | 1.99 | 1.8832 | 1.8015 | 1.7462 | 1.7086 | 1.6826 | 1.6645 | 1.6516 | 1.6421 | 1.6349 | 1.6293 | 1.6246 | 1.6207 | 1.6172 | 1.614 | 1.611 | 1.6082 | 1.6054 | 1.6028 | 1.6001
WA | Residential | Single Family - Low Income | Existing | Electronics | Monitor | 1.8679 | 1.7971 | 1.7127 | 1.6251 | 1.5426 | 1.4719 | 1.4183 | 1.3785 | 1.3498 | 1.3299 | 1.3171 | 1.3101 | 1.3077 | 1.309 | 1.3134 | 1.3203 | 1.3292 | 1.3398 | 1.3517 | 1.3648 | 1.3788 | 1.3937
WA | Residential | Single Family - Low Income | Existing | Electronics | Laptops | 1.6076 | 1.59 | 1.5725 | 1.5624 | 1.5581 | 1.5585 | 1.5628 | 1.5702 | 1.5802 | 1.5922 | 1.606 | 1.6212 | 1.6377 | 1.6551 | 1.6734 | 1.6924 | 1.7121 | 1.7324 | 1.7531 | 1.7744 | 1.7961 | 1.8182
WA | Residential | Single Family - Low Income | Existing | Electronics | TVs | 5.9466 | 8.1776 | 10.3422 | 12.2836 | 13.8764 | 15.1907 | 16.2827 | 17.1971 | 17.9699 | 18.6298 | 19.1998 | 19.6983 | 20.1401 | 20.5368 | 20.898 | 21.2311 | 21.5423 | 21.8363 | 22.1171 | 22.3877 | 22.6506 | 22.9079
WA | Residential | Single Family - Low Income | Existing | Electronics | Printer/Fax/Copier | 0.66807 | 0.66272 | 0.6558 | 0.64902 | 0.64376 | 0.64113 | 0.64061 | 0.64181 | 0.6444 | 0.64812 | 0.65277 | 0.65818 | 0.66422 | 0.67079 | 0.6778 | 0.6852 | 0.69291 | 0.70091 | 0.70915 | 0.71762 | 0.72629 | 0.73514
WA | Residential | Single Family - Low Income | Existing | Electronics | Set-top Boxes/DVRs | 0.90935 | 0.91243 | 0.91471 | 0.91685 | 0.9194 | 0.92278 | 0.92734 | 0.93286 | 0.93916 | 0.94611 | 0.9536 | 0.96154 | 0.96985 | 0.97849 | 0.98741 | 0.99656 | 1.0059 | 1.0155 | 1.0252 | 1.0351 | 1.0452 | 1.0553
WA | Residential | Single Family - Low Income | Existing | Electronics | Devices and Gadgets | 9.6415 | 9.763 | 9.8861 | 10.0107 | 10.137 | 10.2648 | 10.3942 | 10.5252 | 10.6579 | 10.7923 | 10.9283 | 11.0661 | 11.2056 | 11.3469 | 11.4899 | 11.6348 | 11.7815 | 11.93 | 12.0804 | 12.2327 | 12.3869 | 12.5431
WA | Residential | Single Family - Low Income | Existing | Miscellaneous | Electric Vehicle Chargers | 0 | 0 | 0 | 0 | 0 | 0 | 0 | 0 | 0 | 0 | 0 | 0 | 0 | 0 | 0 | 0 | 0 | 0 | 0 | 0 | 0 | 0
WA | Residential | Single Family - Low Income | Existing | Miscellaneous | Pool Pump | 1.3845 | 1.1493 | 0.96314 | 0.81627 | 0.70125 | 0.61255 | 0.54599 | 0.49601 | 0.45845 | 0.43018 | 0.40887 | 0.39278 | 0.38059 | 0.37133 | 0.36425 | 0.35881 | 0.35461 | 0.35132 | 0.34872 | 0.34663 | 0.34494 | 0.34353
WA | Residential | Single Family - Low Income | Existing | Miscellaneous | Pool Heater | 0.36109 | 0.36052 | 0.35994 | 0.35936 | 0.35879 | 0.35821 | 0.35764 | 0.35707 | 0.3565 | 0.35593 | 0.35536 | 0.35479 | 0.35422 | 0.35365 | 0.35309 | 0.35252 | 0.35196 | 0.3514 | 0.35083 | 0.35027 | 0.34971 | 0.34915
WA | Residential | Single Family - Low Income | Existing | Miscellaneous | Hot Tub/Spa | 2.5736 | 2.6717 | 2.791 | 2.8382 | 2.8779 | 2.9057 | 2.9179 | 2.9118 | 2.8853 | 2.8365 | 2.7859 | 2.7309 | 2.6862 | 2.6496 | 2.6196 | 2.581 | 2.5452 | 2.5338 | 2.5239 | 2.5152 | 2.5074 | 2.5005
WA | Residential | Single Family - Low Income | Existing | Miscellaneous | Furnace Fan | 4.4899 | 4.4825 | 4.473 | 4.462 | 4.4501 | 4.4377 | 4.4252 | 4.4129 | 4.4013 | 4.3905 | 4.3808 | 4.3725 | 4.3658 | 4.3607 | 4.3576 | 4.3564 | 4.3571 | 4.3593 | 4.3631 | 4.368 | 4.3742 | 4.3814
WA | Residential | Single Family - Low Income | Existing | Miscellaneous | Well Pump | 0.37941 | 0.37881 | 0.3782 | 0.3776 | 0.37699 | 0.37639 | 0.37579 | 0.37518 | 0.37458 | 0.37398 | 0.37339 | 0.37279 | 0.37219 | 0.3716 | 0.371 | 0.37041 | 0.36982 | 0.36922 | 0.36863 | 0.36804 | 0.36745 | 0.36687
WA | Residential | Single Family - Low Income | Existing | Miscellaneous | Bathroom Exhaust Fan | 0.52793 | 0.52709 | 0.52625 | 0.5254 | 0.52456 | 0.52372 | 0.52289 | 0.52205 | 0.52121 | 0.52038 | 0.51955 | 0.51872 | 0.51789 | 0.51706 | 0.51623 | 0.5154 | 0.51458 | 0.51376 | 0.51293 | 0.51211 | 0.51129 | 0.51048
WA | Residential | Single Family - Low Income | Existing | Miscellaneous | Miscellaneous | 80.0654 | 81.0988 | 82.1456 | 83.2059 | 84.2798 | 85.3676 | 86.4695 | 87.5856 | 88.7161 | 89.8612 | 91.0211 | 92.1959 | 93.3859 | 94.5913 | 95.8122 | 97.0489 | 98.3015 | 99.5703 | 100.8555 | 102.1573 | 103.4758 | 104.8114
WA | Residential | Single Family - Low Income | Existing | Generation | Solar PV | -2.6242 | -3.0177 | -3.2688 | -3.6196 | -3.9795 | -4.4398 | -5.006 | -5.6774 | -6.4515 | -7.2386 | -8.3467 | -9.4352 | -10.4656 | -11.4439 | -12.3739 | -13.2535 | -14.0819 | -14.8588 | -15.5849 | -16.2618 | -16.8912 | -17.4756
WA | Residential | Single Family - Low Income | New | Cooling | Central AC | 0 | 0.066029 | 0.14797 | 0.21973 | 0.30513 | 0.39203 | 0.48089 | 0.57186 | 0.66484 | 0.75971 | 0.85661 | 0.95523 | 1.0557 | 1.158 | 1.2622 | 1.3696 | 1.4789 | 1.5898 | 1.7028 | 1.818 | 1.936 | 2.0581
WA | Residential | Single Family - Low Income | New | Cooling | Room AC | 0 | 0 | 0 | 0 | 0 | 0 | 0 | 0 | 0 | 0 | 0 | 0 | 0 | 0 | 0 | 0 | 0 | 0 | 0 | 0 | 0 | 0
WA | Residential | Single Family - Low Income | New | Cooling | Air-Source Heat Pump | 0 | 0.15521 | 0.33954 | 0.53381 | 0.73035 | 0.93516 | 1.1446 | 1.359 | 1.5782 | 1.8018 | 2.0301 | 2.2626 | 2.4994 | 2.7405 | 2.9861 | 3.2393 | 3.4977 | 3.7607 | 4.0287 | 4.3022 | 4.5818 | 4.871
WA | Residential | Single Family - Low Income | New | Cooling | Geothermal Heat Pump | 0 | 0.010194 | 0.02309 | 0.036666 | 0.050374 | 0.064628 | 0.079179 | 0.094075 | 0.1093 | 0.12483 | 0.1407 | 0.15685 | 0.1733 | 0.19005 | 0.20711 | 0.22477 | 0.24278 | 0.2611 | 0.27976 | 0.29878 | 0.31823 | 0.33834
WA | Residential | Single Family - Low Income | New | Cooling | Evaporative Cooler | 0 | 0.00086949 | 0.0019588 | 0.0030939 | 0.0042288 | 0.0053978 | 0.0065797 | 0.007776 | 0.0089849 | 0.010205 | 0.011436 | 0.012676 | 0.013925 | 0.015183 | 0.01645 | 0.017748 | 0.019058 | 0.020377 | 0.021706 | 0.023047 | 0.024405 | 0.025796
WA | Residential | Single Family - Low Income | New | Cooling | Ductless Mini Split Heat Pump | 0 | 0.064294 | 0.14526 | 0.2301 | 0.3154 | 0.40376 | 0.49358 | 0.58501 | 0.6779 | 0.77214 | 0.86785 | 0.96469 | 1.0628 | 1.1621 | 1.2627 | 1.3663 | 1.4714 | 1.5778 | 1.6855 | 1.7948 | 1.906 | 2.0205
WA | Residential | Single Family - Low Income | New | Space Heating | Electric Room Heat | 0 | 0 | 0 | 0 | 0 | 0 | 0 | 0 | 0 | 0 | 0 | 0 | 0 | 0 | 0 | 0 | 0 | 0 | 0 | 0 | 0 | 0
WA | Residential | Single Family - Low Income | New | Space Heating | Electric Furnace | 0 | 0 | 0 | 0 | 0 | 0 | 0 | 0 | 0 | 0 | 0 | 0 | 0 | 0 | 0 | 0 | 0 | 0 | 0 | 0 | 0 | 0
WA | Residential | Single Family - Low Income | New | Space Heating | Air-Source Heat Pump | 0 | 0.80392 | 1.7519 | 2.7574 | 3.744 | 4.7202 | 5.689 | 6.6814 | 7.6071 | 8.5535 | 9.4925 | 10.4668 | 11.3384 | 12.2468 | 13.1456 | 14.0931 | 14.9063 | 15.7712 | 16.6266 | 17.5518 | 18.316 | 19.1662
WA | Residential | Single Family - Low Income | New | Space Heating | Geothermal Heat Pump | 0 | 0.023443 | 0.052949 | 0.084213 | 0.11486 | 0.14515 | 0.17518 | 0.20593 | 0.23463 | 0.26396 | 0.29306 | 0.32325 | 0.35027 | 0.37842 | 0.40627 | 0.43577 | 0.4611 | 0.48801 | 0.5146 | 0.54334 | 0.56708 | 0.59347
WA | Residential | Single Family - Low Income | New | Space Heating | Ductless Mini Split Heat Pump | 0 | 0.33071 | 0.74719 | 1.1888 | 1.6224 | 2.0513 | 2.4771 | 2.9131 | 3.32 | 3.7359 | 4.1485 | 4.5766 | 4.9597 | 5.3589 | 5.7539 | 6.1722 | 6.5314 | 6.9131 | 7.2904 | 7.6982 | 8.0353 | 8.41
WA | Residential | Single Family - Low Income | New | Water Heating | Water Heater (<= 55 Gal) | 0 | 0.58346 | 1.3144 | 2.0761 | 2.8377 | 3.5919 | 4.3421 | 5.0893 | 5.8326 | 6.5708 | 7.3049 | 8.0323 | 8.754 | 9.47 | 10.1804 | 10.8823 | 11.5786 | 12.2676 | 12.9503 | 13.6279 | 14.3032 | 14.986
WA | Residential | Single Family - Low Income | New | Water Heating | Water Heater (> 55 Gal) | 0 | 0.14927 | 0.33773 | 0.53571 | 0.73534 | 0.93476 | 1.1348 | 1.3358 | 1.5374 | 1.7394 | 1.942 | 2.1445 | 2.3472 | 2.55 | 2.753 | 2.9554 | 3.1579 | 3.3601 | 3.5623 | 3.7647 | 3.9681 | 4.1754
WA | Residential | Single Family - Low Income | New | Interior Lighting | General Service Lighting | 0 | 0.10866 | 0.24479 | 0.38664 | 0.50965 | 0.62821 | 0.726 | 0.81851 | 0.90881 | 0.9901 | 1.0717 | 1.1534 | 1.2372 | 1.3205 | 1.3944 | 1.4664 | 1.5368 | 1.6056 | 1.6742 | 1.7358 | 1.7965 | 1.859
WA | Residential | Single Family - Low Income | New | Interior Lighting | Linear Lighting | 0 | 0.037896 | 0.085373 | 0.13484 | 0.18376 | 0.2322 | 0.28039 | 0.32838 | 0.37612 | 0.4232 | 0.47001 | 0.51639 | 0.56242 | 0.60808 | 0.65314 | 0.69767 | 0.74185 | 0.78556 | 0.82887 | 0.87186 | 0.91452 | 0.95748
WA | Residential | Single Family - Low Income | New | Interior Lighting | Exempted Lighting | 0 | 0.00046572 | 0.0010492 | 0.0016572 | 0.0022004 | 0.0026527 | 0.0030765 | 0.0034747 | 0.0038531 | 0.0041515 | 0.0044379 | 0.0047238 | 0.0050065 | 0.0053154 | 0.0055688 | 0.0057956 | 0.0060194 | 0.0062434 | 0.0064988 | 0.0067541 | 0.0070114 | 0.0072742
WA | Residential | Single Family - Low Income | New | Exterior Lighting | General Service Lighting | 0 | 0.028209 | 0.063549 | 0.099003 | 0.12851 | 0.15011 | 0.16963 | 0.19062 | 0.21266 | 0.2323 | 0.25233 | 0.2715 | 0.29018 | 0.30883 | 0.32427 | 0.33948 | 0.35428 | 0.36867 | 0.38306 | 0.39538 | 0.40745 | 0.41984
WA | Residential | Single Family - Low Income | New | Appliances | Clothes Washer | 0 | 0.030125 | 0.068408 | 0.10891 | 0.15005 | 0.19144 | 0.23327 | 0.27549 | 0.31572 | 0.35568 | 0.39542 | 0.43479 | 0.47386 | 0.51262 | 0.55107 | 0.58907 | 0.62676 | 0.66405 | 0.70101 | 0.73769 | 0.77424 | 0.8112
WA | Residential | Single Family - Low Income | New | Appliances | Clothes Dryer | 0 | 0.21192 | 0.48049 | 0.7638 | 1.0507 | 1.3385 | 1.6284 | 1.9209 | 2.2156 | 2.512 | 2.8106 | 3.1103 | 3.4115 | 3.7143 | 4.0185 | 4.3232 | 4.6294 | 4.9053 | 5.1783 | 5.4492 | 5.7192 | 5.9923
WA | Residential | Single Family - Low Income | New | Appliances | Dishwasher | 0 | 0.021987 | 0.049899 | 0.079396 | 0.10932 | 0.1394 | 0.16976 | 0.20044 | 0.23142 | 0.26263 | 0.29413 | 0.32581 | 0.3577 | 0.38982 | 0.42216 | 0.4546 | 0.48726 | 0.52007 | 0.55307 | 0.58631 | 0.61991 | 0.65431
WA | Residential | Single Family - Low Income | New | Appliances | Refrigerator | 0 | 0.16406 | 0.36967 | 0.58394 | 0.79804 | 1.0098 | 1.2204 | 1.4302 | 1.6389 | 1.8461 | 2.0522 | 2.2564 | 2.459 | 2.6599 | 2.8593 | 3.0564 | 3.2518 | 3.4452 | 3.6368 | 3.827 | 4.0165 | 4.2082
WA | Residential | Single Family - Low Income | New | Appliances | Freezer | 0 | 0.10548 | 0.23707 | 0.37357 | 0.5094 | 0.64326 | 0.77578 | 0.90715 | 1.0372 | 1.1657 | 1.2929 | 1.4183 | 1.5421 | 1.6643 | 1.785 | 1.9036 | 2.0207 | 2.1359 | 2.2495 | 2.3616 | 2.4729 | 2.5848
WA | Residential | Single Family - Low Income | New | Appliances | Second Refrigerator | 0 | 0.064757 | 0.14591 | 0.23047 | 0.31496 | 0.39853 | 0.48162 | 0.56439 | 0.6467 | 0.72844 | 0.80972 | 0.89025 | 0.97015 | 1.0494 | 1.128 | 1.2057 | 1.2827 | 1.359 | 1.4345 | 1.5095 | 1.5841 | 1.6597
WA | Residential | Single Family - Low Income | New | Appliances | Stove/Oven | 0 | 0.042113 | 0.094874 | 0.14985 | 0.20482 | 0.25925 | 0.3134 | 0.36734 | 0.42099 | 0.47426 | 0.52725 | 0.57975 | 0.63184 | 0.68352 | 0.7348 | 0.78546 | 0.83572 | 0.88545 | 0.93473 | 0.98364 | 1.0324 | 1.0817
WA | Residential | Single Family - Low Income | New | Appliances | Microwave | 0 | 0.039436 | 0.088842 | 0.14032 | 0.1918 | 0.24277 | 0.29348 | 0.34398 | 0.39422 | 0.44411 | 0.49373 | 0.54289 | 0.59167 | 0.64007 | 0.68808 | 0.73553 | 0.78259 | 0.82915 | 0.8753 | 0.9211 | 0.96674 | 1.0129
WA | Residential | Single Family - Low Income | New | Appliances | Dehumidifier | 0 | 0.011052 | 0.024899 | 0.039328 | 0.053753 | 0.06804 | 0.082251 | 0.096406 | 0.11049 | 0.12447 | 0.13838 | 0.15215 | 0.16582 | 0.17939 | 0.19284 | 0.20614 | 0.21933 | 0.23238 | 0.24531 | 0.25815 | 0.27094 | 0.28388
WA | Residential | Single Family - Low Income | New | Appliances | Air Purifier | 0 | 0.012783 | 0.028799 | 0.045487 | 0.062171 | 0.078696 | 0.095132 | 0.1115 | 0.12779 | 0.14396 | 0.16005 | 0.17598 | 0.19179 | 0.20748 | 0.22305 | 0.23842 | 0.25368 | 0.26877 | 0.28373 | 0.29858 | 0.31337 | 0.32833
WA | Residential | Single Family - Low Income | New | Electronics | Personal Computers | 0 | 0.01559 | 0.035123 | 0.055476 | 0.075824 | 0.095977 | 0.11602 | 0.13599 | 0.15585 | 0.17557 | 0.19519 | 0.21463 | 0.23391 | 0.25304 | 0.27203 | 0.29078 | 0.30939 | 0.3278 | 0.34604 | 0.36415 | 0.38219 | 0.40044
WA | Residential | Single Family - Low Income | New | Electronics | Monitor | 0 | 0.010167 | 0.023231 | 0.037215 | 0.051589 | 0.06623 | 0.081202 | 0.096531 | 0.1122 | 0.1282 | 0.14455 | 0.16121 | 0.17819 | 0.19551 | 0.21317 | 0.23111 | 0.2494 | 0.268 | 0.28694 | 0.30625 | 0.326 | 0.34642
WA | Residential | Single Family - Low Income | New | Electronics | Laptops | 0 | 0.013341 | 0.030482 | 0.048831 | 0.067691 | 0.086902 | 0.10655 | 0.12666 | 0.14722 | 0.16822 | 0.18967 | 0.21153 | 0.23381 | 0.25654 | 0.2797 | 0.30325 | 0.32724 | 0.35164 | 0.3765 | 0.40184 | 0.42775 | 0.45455
WA | Residential | Single Family - Low Income | New | Electronics | TVs | 0 | 0.17852 | 0.40681 | 0.64995 | 0.89858 | 1.1505 | 1.4068 | 1.6679 | 1.9335 | 2.2033 | 2.4776 | 2.7557 | 3.0379 | 3.3242 | 3.6147 | 3.9084 | 4.2064 | 4.508 | 4.8136 | 5.1238 | 5.4396 | 5.7649
WA | Residential | Single Family - Low Income | New | Electronics | Printer/Fax/Copier | 0 | 0.0053916 | 0.012319 | 0.019735 | 0.027358 | 0.035122 | 0.043061 | 0.05119 | 0.059501 | 0.067985 | 0.076656 | 0.085489 | 0.094496 | 0.10368 | 0.11304 | 0.12256 | 0.13225 | 0.14212 | 0.15216 | 0.1624 | 0.17287 | 0.18371
WA | Residential | Single Family - Low Income | New | Electronics | Set-top Boxes/DVRs | 0 | 0.0081745 | 0.018628 | 0.029761 | 0.041146 | 0.052681 | 0.064417 | 0.076373 | 0.088534 | 0.10089 | 0.11345 | 0.12618 | 0.1391 | 0.15221 | 0.16552 | 0.17897 | 0.19261 | 0.20642 | 0.22042 | 0.23462 | 0.24908 | 0.26398
WA | Residential | Single Family - Low Income | New | Electronics | Devices and Gadgets | 0 | 0.092135 | 0.21052 | 0.33724 | 0.4675 | 0.60018 | 0.73585 | 0.87477 | 1.0168 | 1.1618 | 1.3099 | 1.4609 | 1.6148 | 1.7717 | 1.9317 | 2.0943 | 2.26 | 2.4286 | 2.6002 | 2.7752 | 2.9542 | 3.1393
WA | Residential | Single Family - Low Income | New | Miscellaneous | Electric Vehicle Chargers | 0 | 0 | 0 | 0 | 0 | 0 | 0 | 0 | 0 | 0 | 0 | 0 | 0 | 0 | 0 | 0 | 0 | 0 | 0 | 0 | 0 | 0
WA | Residential | Single Family - Low Income | New | Miscellaneous | Pool Pump | 0 | 0.0033224 | 0.0074849 | 0.011822 | 0.016159 | 0.020453 | 0.024725 | 0.02898 | 0.033213 | 0.037416 | 0.041596 | 0.045738 | 0.049848 | 0.053925 | 0.05797 | 0.061967 | 0.065932 | 0.069855 | 0.073743 | 0.077602 | 0.081447 | 0.085335
WA | Residential | Single Family - Low Income | New | Miscellaneous | Pool Heater | 0 | 0.0034022 | 0.0076647 | 0.012106 | 0.016547 | 0.020945 | 0.025319 | 0.029677 | 0.034011 | 0.038315 | 0.042596 | 0.046837 | 0.051045 | 0.055221 | 0.059363 | 0.063456 | 0.067516 | 0.071534 | 0.075515 | 0.079466 | 0.083404 | 0.087386
WA | Residential | Single Family - Low Income | New | Miscellaneous | Hot Tub/Spa | 0 | 0.037011 | 0.08338 | 0.11504 | 0.14669 | 0.17803 | 0.20921 | 0.24027 | 0.27116 | 0.30183 | 0.32979 | 0.35478 | 0.38059 | 0.40699 | 0.43383 | 0.45751 | 0.48121 | 0.50985 | 0.53822 | 0.56638 | 0.59445 | 0.62283
WA | Residential | Single Family - Low Income | New | Miscellaneous | Furnace Fan | 0 | 0.038089 | 0.086322 | 0.13716 | 0.18859 | 0.24014 | 0.29204 | 0.34435 | 0.397 | 0.44992 | 0.50318 | 0.5566 | 0.61024 | 0.66411 | 0.7182 | 0.77231 | 0.82665 | 0.88108 | 0.93568 | 0.99054 | 1.0458 | 1.1023
WA | Residential | Single Family - Low Income | New | Miscellaneous | Well Pump | 0 | 0.0035748 | 0.0080536 | 0.01272 | 0.017386 | 0.022007 | 0.026604 | 0.031182 | 0.035736 | 0.040259 | 0.044757 | 0.049213 | 0.053635 | 0.058022 | 0.062375 | 0.066675 | 0.070942 | 0.075163 | 0.079346 | 0.083498 | 0.087635 | 0.091819
WA | Residential | Single Family - Low Income | New | Miscellaneous | Bathroom Exhaust Fan | 0 | 0.0049742 | 0.011206 | 0.0177 | 0.024192 | 0.030622 | 0.037018 | 0.043388 | 0.049725 | 0.056018 | 0.062277 | 0.068478 | 0.074631 | 0.080735 | 0.086791 | 0.092775 | 0.098711 | 0.10459 | 0.11041 | 0.11618 | 0.12194 | 0.12776
WA | Residential | Single Family - Low Income | New | Miscellaneous | Miscellaneous | 0 | 0.76534 | 1.7492 | 2.803 | 3.8869 | 4.9914 | 6.1216 | 7.2794 | 8.4637 | 9.6734 | 10.9104 | 12.1711 | 13.4575 | 14.7698 | 16.1084 | 17.4693 | 18.8571 | 20.2695 | 21.7085 | 23.1763 | 24.6782 | 26.232
WA | Residential | Single Family - Low Income | New | Generation | Solar PV | 0 | -0.028478 | -0.069607 | -0.12194 | -0.18353 | -0.25959 | -0.3544 | -0.47186 | -0.61549 | -0.77923 | -1.0005 | -1.2456 | -1.5082 | -1.7869 | -2.0804 | -2.3857 | -2.7013 | -3.0248 | -3.3545 | -3.6893 | -4.0284 | -4.3738
WA | Residential | Multi-Family - Low Income | Existing | Cooling | Central AC | 1.7289 | 1.7186 | 1.707 | 1.6882 | 1.6746 | 1.6736 | 1.6723 | 1.6708 | 1.6692 | 1.6678 | 1.6667 | 1.666 | 1.6659 | 1.6666 | 1.6681 | 1.6731 | 1.679 | 1.6858 | 1.6935 | 1.7019 | 1.7112 | 1.7212
WA | Residential | Multi-Family - Low Income | Existing | Cooling | Room AC | 2.8121 | 2.4995 | 2.4523 | 2.4047 | 2.3581 | 2.3332 | 2.3109 | 2.2923 | 2.2769 | 2.2643 | 2.2542 | 2.2462 | 2.2401 | 2.2357 | 2.2327 | 2.2344 | 2.2371 | 2.2407 | 2.2451 | 2.2502 | 2.2558 | 2.262
WA | Residential | Multi-Family - Low Income | Existing | Cooling | Air-Source Heat Pump | 0.1635 | 0.16347 | 0.16334 | 0.16318 | 0.16301 | 0.1642 | 0.16539 | 0.16657 | 0.16775 | 0.16893 | 0.17013 | 0.17134 | 0.17257 | 0.17383 | 0.1751 | 0.17668 | 0.17829 | 0.17994 | 0.18162 | 0.18333 | 0.18507 | 0.18683
WA | Residential | Multi-Family - Low Income | Existing | Cooling | Geothermal Heat Pump | 0 | 0 | 0 | 0 | 0 | 0 | 0 | 0 | 0 | 0 | 0 | 0 | 0 | 0 | 0 | 0 | 0 | 0 | 0 | 0 | 0 | 0
WA | Residential | Multi-Family - Low Income | Existing | Cooling | Evaporative Cooler | 0 | 0 | 0 | 0 | 0 | 0 | 0 | 0 | 0 | 0 | 0 | 0 | 0 | 0 | 0 | 0 | 0 | 0 | 0 | 0 | 0 | 0
WA | Residential | Multi-Family - Low Income | Existing | Cooling | Ductless Mini Split Heat Pump | 0.2198 | 0.21956 | 0.21931 | 0.21906 | 0.21881 | 0.22041 | 0.222 | 0.22359 | 0.22517 | 0.22675 | 0.22833 | 0.2299 | 0.23147 | 0.23303 | 0.23459 | 0.23651 | 0.23843 | 0.24034 | 0.24225 | 0.24415 | 0.24605 | 0.24794
WA | Residential | Multi-Family - Low Income | Existing | Space Heating | Electric Room Heat | 9.6826 | 9.6332 | 9.582 | 9.5719 | 9.4765 | 9.3861 | 9.2964 | 9.2488 | 9.1208 | 9.0355 | 8.9525 | 8.9114 | 8.7938 | 8.7187 | 8.6462 | 8.6169 | 8.513 | 8.4495 | 8.3879 | 8.3654 | 8.2699 | 8.2132
WA | Residential | Multi-Family - Low Income | Existing | Space Heating | Electric Furnace | 16.8961 | 16.8099 | 16.7206 | 16.703 | 16.5365 | 16.3788 | 16.2222 | 16.1392 | 15.9157 | 15.767 | 15.6221 | 15.5505 | 15.3452 | 15.2141 | 15.0876 | 15.0364 | 14.8551 | 14.7444 | 14.637 | 14.5975 | 14.431 | 14.3321
WA | Residential | Multi-Family - Low Income | Existing | Space Heating | Air-Source Heat Pump | 0.69272 | 0.69227 | 0.6915 | 0.69378 | 0.68991 | 0.68638 | 0.68282 | 0.68228 | 0.67567 | 0.67206 | 0.66843 | 0.66775 | 0.66111 | 0.65742 | 0.6537 | 0.65307 | 0.64666 | 0.6432 | 0.63976 | 0.63919 | 0.63297 | 0.62961
WA | Residential | Multi-Family - Low Income | Existing | Space Heating | Geothermal Heat Pump | 0 | 0 | 0 | 0 | 0 | 0 | 0 | 0 | 0 | 0 | 0 | 0 | 0 | 0 | 0 | 0 | 0 | 0 | 0 | 0 | 0 | 0
WA | Residential | Multi-Family - Low Income | Existing | Space Heating | Ductless Mini Split Heat Pump | 0.96189 | 0.9608 | 0.95972 | 0.9629 | 0.95755 | 0.9527 | 0.94785 | 0.94721 | 0.93819 | 0.93337 | 0.92856 | 0.92789 | 0.91898 | 0.9142 | 0.90943 | 0.90896 | 0.9004 | 0.8959 | 0.89141 | 0.8909 | 0.88246 | 0.878
WA | Residential | Multi-Family - Low Income | Existing | Water Heating | Water Heater (<= 55 Gal) | 27.8111 | 27.8182 | 27.8253 | 27.8324 | 27.8395 | 27.8466 | 27.8537 | 27.8609 | 27.868 | 27.8751 | 27.8822 | 27.8894 | 27.8965 | 27.9036 | 27.9108 | 27.9179 | 27.925 | 27.9322 | 27.9393 | 27.9465 | 27.9536 | 27.9608
WA | Residential | Multi-Family - Low Income | Existing | Water Heating | Water Heater (> 55 Gal) | 0.016699 | 0.016184 | 0.015602 | 0.014979 | 0.014335 | 0.013689 | 0.013058 | 0.012454 | 0.01189 | 0.011376 | 0.01092 | 0.010529 | 0.010194 | 0.0099076 | 0.0096623 | 0.0094523 | 0.0092726 | 0.0091189 | 0.0089875 | 0.0088751 | 0.008779 | 0.008697
WA | Residential | Multi-Family - Low Income | Existing | Interior Lighting | General Service Lighting | 5.8486 | 5.6283 | 5.3639 | 5.0636 | 4.7085 | 4.3246 | 3.8891 | 3.5176 | 3.2017 | 2.927 | 2.6956 | 2.5008 | 2.3399 | 2.2039 | 2.0831 | 1.9782 | 1.8868 | 1.8068 | 1.7377 | 1.6704 | 1.6099 | 1.5555
WA | Residential | Multi-Family - Low Income | Existing | Interior Lighting | Linear Lighting | 0.8079 | 0.80467 | 0.80145 | 0.79824 | 0.79494 | 0.79164 | 0.78835 | 0.78507 | 0.78179 | 0.77844 | 0.7751 | 0.77176 | 0.76844 | 0.76513 | 0.76177 | 0.75841 | 0.75507 | 0.75175 | 0.74844 | 0.74514 | 0.74189 | 0.73868
WA | Residential | Multi-Family - Low Income | Existing | Interior Lighting | Exempted Lighting | 0.037066 | 0.03523 | 0.032708 | 0.029682 | 0.026197 | 0.022308 | 0.018192 | 0.01508 | 0.012711 | 0.010843 | 0.0094115 | 0.0083089 | 0.0074495 | 0.0068138 | 0.0062844 | 0.0058362 | 0.005465 | 0.0051564 | 0.0049309 | 0.0047427 | 0.0045862 | 0.0044626
WA | Residential | Multi-Family - Low Income | Existing | Exterior Lighting | General Service Lighting | 1.5923 | 1.5268 | 1.4442 | 1.346 | 1.2251 | 1.078 | 0.95463 | 0.85626 | 0.7776 | 0.71139 | 0.65969 | 0.6168 | 0.58087 | 0.55114 | 0.52365 | 0.49995 | 0.47924 | 0.46108 | 0.44546 | 0.42872 | 0.41314 | 0.39849
WA | Residential | Multi-Family - Low Income | Existing | Appliances | Clothes Washer | 0.86845 | 0.87188 | 0.87532 | 0.87877 | 0.88224 | 0.88571 | 0.88921 | 0.89272 | 0.89624 | 0.89977 | 0.90332 | 0.90688 | 0.91046 | 0.91405 | 0.91766 | 0.92127 | 0.92491 | 0.92856 | 0.93222 | 0.9359 | 0.93959 | 0.94329
WA | Residential | Multi-Family - Low Income | Existing | Appliances | Clothes Dryer | 6.1949 | 6.2113 | 6.2279 | 6.2447 | 6.2615 | 6.2784 | 6.2952 | 6.312 | 6.3287 | 6.3453 | 6.3617 | 6.3779 | 6.3941 | 6.4101 | 6.4262 | 6.4421 | 6.458 | 6.4739 | 6.4898 | 6.5056 | 6.5215 | 6.5373
WA | Residential | Multi-Family - Low Income | Existing | Appliances | Dishwasher | 0.47407 | 0.47566 | 0.47726 | 0.47886 | 0.48047 | 0.48209 | 0.48371 | 0.48533 | 0.48696 | 0.4886 | 0.49024 | 0.49189 | 0.49354 | 0.4952 | 0.49686 | 0.49853 | 0.5002 | 0.50188 | 0.50357 | 0.50526 | 0.50696 | 0.50866
WA | Residential | Multi-Family - Low Income | Existing | Appliances | Refrigerator | 5.7021 | 5.6766 | 5.6512 | 5.6259 | 5.6005 | 5.575 | 5.5496 | 5.5243 | 5.4993 | 5.4746 | 5.4502 | 5.4261 | 5.4023 | 5.3788 | 5.3556 | 5.3326 | 5.3098 | 5.2873 | 5.2649 | 5.2428 | 5.2209 | 5.1991
WA | Residential | Multi-Family - Low Income | Existing | Appliances | Freezer | 1.8553 | 1.8435 | 1.8319 | 1.8203 | 1.8088 | 1.7973 | 1.7859 | 1.7746 | 1.7634 | 1.7522 | 1.7411 | 1.7301 | 1.7192 | 1.7083 | 1.6975 | 1.6867 | 1.676 | 1.6654 | 1.6549 | 1.6444 | 1.634 | 1.6236
WA | Residential | Multi-Family - Low Income | Existing | Appliances | Second Refrigerator | 1.7346 | 1.6965 | 1.6569 | 1.6165 | 1.5758 | 1.5354 | 1.4959 | 1.4576 | 1.421 | 1.3865 | 1.3543 | 1.3248 | 1.2976 | 1.2727 | 1.2497 | 1.2284 | 1.2088 | 1.1907 | 1.1738 | 1.1582 | 1.1437 | 1.1302
WA | Residential | Multi-Family - Low Income | Existing | Appliances | Stove/Oven | 1.8165 | 1.8098 | 1.8032 | 1.7968 | 1.7904 | 1.7841 | 1.7778 | 1.7715 | 1.7652 | 1.7589 | 1.7525 | 1.7461 | 1.7397 | 1.7332 | 1.7266 | 1.72 | 1.7134 | 1.7067 | 1.7001 | 1.6934 | 1.6867 | 1.68
WA | Residential | Multi-Family - Low Income | Existing | Appliances | Microwave | 1.2819 | 1.2768 | 1.2717 | 1.2666 | 1.2615 | 1.2565 | 1.2515 | 1.2464 | 1.2415 | 1.2365 | 1.2315 | 1.2266 | 1.2217 | 1.2168 | 1.212 | 1.2071 | 1.2023 | 1.1975 | 1.1927 | 1.1879 | 1.1832 | 1.1784
WA | Residential | Multi-Family - Low Income | Existing | Appliances | Dehumidifier | 0.31442 | 0.30995 | 0.30501 | 0.29981 | 0.29452 | 0.28931 | 0.2843 | 0.27957 | 0.27522 | 0.27131 | 0.26789 | 0.26489 | 0.26222 | 0.25984 | 0.25769 | 0.25574 | 0.25396 | 0.25231 | 0.25078 | 0.24934 | 0.24798 | 0.24668
WA | Residential | Multi-Family - Low Income | Existing | Appliances | Air Purifier | 0.30129 | 0.30008 | 0.29888 | 0.29769 | 0.2965 | 0.29531 | 0.29413 | 0.29295 | 0.29178 | 0.29061 | 0.28945 | 0.28829 | 0.28714 | 0.28599 | 0.28485 | 0.28371 | 0.28257 | 0.28144 | 0.28032 | 0.2792 | 0.27808 | 0.27697
WA | Residential | Multi-Family - Low Income | Existing | Electronics | Personal Computers | 0.47897 | 0.44628 | 0.41792 | 0.39454 | 0.37651 | 0.36409 | 0.35538 | 0.34914 | 0.34455 | 0.34105 | 0.33828 | 0.33599 | 0.33402 | 0.33227 | 0.33067 | 0.32917 | 0.32773 | 0.32634 | 0.32498 | 0.32364 | 0.32233 | 0.32102
WA | Residential | Multi-Family - Low Income | Existing | Electronics | Monitor | 0.36717 | 0.35199 | 0.33411 | 0.31558 | 0.29803 | 0.28278 | 0.27087 | 0.26163 | 0.25454 | 0.24916 | 0.24516 | 0.24226 | 0.24025 | 0.23894 | 0.23821 | 0.23793 | 0.23801 | 0.2384 | 0.23902 | 0.23984 | 0.24081 | 0.24191
WA | Residential | Multi-Family - Low Income | Existing | Electronics | Laptops | 0.56273 | 0.55361 | 0.5445 | 0.53789 | 0.53327 | 0.53025 | 0.52852 | 0.52782 | 0.52795 | 0.52876 | 0.5301 | 0.53188 | 0.53401 | 0.53643 | 0.53909 | 0.54194 | 0.54494 | 0.54808 | 0.55133 | 0.55468 | 0.5581 | 0.56159
WA | Residential | Multi-Family - Low Income | Existing | Electronics | TVs | 1.8299 | 2.5024 | 3.1542 | 3.7372 | 4.2126 | 4.602 | 4.9228 | 5.1887 | 5.4107 | 5.5978 | 5.7569 | 5.8937 | 6.0128 | 6.1178 | 6.2115 | 6.2963 | 6.3741 | 6.4463 | 6.5141 | 6.5785 | 6.6402 | 6.6998
WA | Residential | Multi-Family - Low Income | Existing | Electronics | Printer/Fax/Copier | 0.10089 | 0.099572 | 0.098003 | 0.096447 | 0.09511 | 0.094159 | 0.093517 | 0.093123 | 0.092929 | 0.092894 | 0.092989 | 0.093188 | 0.093471 | 0.093821 | 0.094227 | 0.094679 | 0.095166 | 0.095685 | 0.096228 | 0.096792 | 0.097374 | 0.097971
WA | Residential | Multi-Family - Low Income | Existing | Electronics | Set-top Boxes/DVRs | 0.2245 | 0.22474 | 0.22478 | 0.22478 | 0.22487 | 0.22515 | 0.22572 | 0.22651 | 0.22749 | 0.22862 | 0.22987 | 0.23122 | 0.23265 | 0.23415 | 0.23572 | 0.23733 | 0.23898 | 0.24067 | 0.24239 | 0.24413 | 0.24591 | 0.24771
WA | Residential | Multi-Family - Low Income | Existing | Electronics | Devices and Gadgets | 3.0395 | 3.0595 | 3.0796 | 3.0999 | 3.1203 | 3.1408 | 3.1615 | 3.1823 | 3.2033 | 3.2244 | 3.2456 | 3.267 | 3.2885 | 3.3102 | 3.3319 | 3.3539 | 3.376 | 3.3982 | 3.4206 | 3.4431 | 3.4658 | 3.4886
WA | Residential | Multi-Family - Low Income | Existing | Miscellaneous | Electric Vehicle Chargers | 0 | 0 | 0 | 0 | 0 | 0 | 0 | 0 | 0 | 0 | 0 | 0 | 0 | 0 | 0 | 0 | 0 | 0 | 0 | 0 | 0 | 0
WA | Residential | Multi-Family - Low Income | Existing | Miscellaneous | Pool Pump | 0.12232 | 0.10129 | 0.084685 | 0.071599 | 0.061362 | 0.053472 | 0.047547 | 0.043091 | 0.039731 | 0.037192 | 0.035265 | 0.033796 | 0.032668 | 0.031796 | 0.031115 | 0.030577 | 0.030146 | 0.029795 | 0.029503 | 0.029256 | 0.029043 | 0.028855
WA | Residential | Multi-Family - Low Income | Existing | Miscellaneous | Pool Heater | 0 | 0 | 0 | 0 | 0 | 0 | 0 | 0 | 0 | 0 | 0 | 0 | 0 | 0 | 0 | 0 | 0 | 0 | 0 | 0 | 0 | 0
WA | Residential | Multi-Family - Low Income | Existing | Miscellaneous | Hot Tub/Spa | 0 | 0 | 0 | 0 | 0 | 0 | 0 | 0 | 0 | 0 | 0 | 0 | 0 | 0 | 0 | 0 | 0 | 0 | 0 | 0 | 0 | 0
WA | Residential | Multi-Family - Low Income | Existing | Miscellaneous | Furnace Fan | 0.36989 | 0.3682 | 0.36634 | 0.36436 | 0.36229 | 0.36018 | 0.35806 | 0.35595 | 0.35389 | 0.3519 | 0.35 | 0.3482 | 0.34653 | 0.345 | 0.34361 | 0.34239 | 0.34131 | 0.34036 | 0.33953 | 0.3388 | 0.33816 | 0.3376
WA | Residential | Multi-Family - Low Income | Existing | Miscellaneous | Well Pump | 0.053158 | 0.052946 | 0.052734 | 0.052523 | 0.052313 | 0.052104 | 0.051895 | 0.051688 | 0.051481 | 0.051275 | 0.05107 | 0.050866 | 0.050662 | 0.050459 | 0.050258 | 0.050057 | 0.049856 | 0.049657 | 0.049458 | 0.04926 | 0.049063 | 0.048867
WA | Residential | Multi-Family - Low Income | Existing | Miscellaneous | Bathroom Exhaust Fan | 0.075466 | 0.075164 | 0.074864 | 0.074564 | 0.074266 | 0.073969 | 0.073673 | 0.073378 | 0.073085 | 0.072793 | 0.072501 | 0.072211 | 0.071923 | 0.071635 | 0.071348 | 0.071063 | 0.070779 | 0.070496 | 0.070214 | 0.069933 | 0.069653 | 0.069374
WA | Residential | Multi-Family - Low Income | Existing | Miscellaneous | Miscellaneous | 39.1707 | 39.5809 | 39.9954 | 40.4142 | 40.8375 | 41.2651 | 41.6973 | 42.1339 | 42.5752 | 43.0211 | 43.4716 | 43.9268 | 44.3869 | 44.8517 | 45.3214 | 45.796 | 46.2756 | 46.7603 | 47.25 | 47.7448 | 48.2448 | 48.75
WA | Residential | Multi-Family - Low Income | Existing | Generation | Solar PV | -0.2103 | -0.24125 | -0.2607 | -0.28799 | -0.31587 | -0.35155 | -0.39543 | -0.44739 | -0.50717 | -0.56768 | -0.653 | -0.73638 | -0.81484 | -0.88887 | -0.95879 | -1.0245 | -1.0859 | -1.1431 | -1.196 | -1.245 | -1.29 | -1.3315
WA | Residential | Multi-Family - Low Income | New | Cooling | Central AC | 0 | 0 | 0 | 0 | 0 | 0 | 0 | 0 | 0 | 0 | 0 | 0 | 0 | 0 | 0 | 0 | 0 | 0 | 0 | 0 | 0 | 0
WA | Residential | Multi-Family - Low Income | New | Cooling | Room AC | 0 | 0 | 0 | 0 | 0 | 0 | 0 | 0 | 0 | 0 | 0 | 0 | 0 | 0 | 0 | 0 | 0 | 0 | 0 | 0 | 0 | 0
WA | Residential | Multi-Family - Low Income | New | Cooling | Air-Source Heat Pump | 0 | 0.031081 | 0.066443 | 0.10343 | 0.14081 | 0.17981 | 0.21968 | 0.26049 | 0.3022 | 0.34476 | 0.38824 | 0.4325 | 0.47761 | 0.52357 | 0.57038 | 0.61867 | 0.66797 | 0.71819 | 0.76939 | 0.82162 | 0.87504 | 0.93017
WA | Residential | Multi-Family - Low Income | New | Cooling | Geothermal Heat Pump | 0 | 0 | 0 | 0 | 0 | 0 | 0 | 0 | 0 | 0 | 0 | 0 | 0 | 0 | 0 | 0 | 0 | 0 | 0 | 0 | 0 | 0
WA | Residential | Multi-Family - Low Income | New | Cooling | Evaporative Cooler | 0 | 0 | 0 | 0 | 0 | 0 | 0 | 0 | 0 | 0 | 0 | 0 | 0 | 0 | 0 | 0 | 0 | 0 | 0 | 0 | 0 | 0
WA | Residential | Multi-Family - Low Income | New | Cooling | Ductless Mini Split Heat Pump | 0 | 0.021149 | 0.04667 | 0.073205 | 0.099865 | 0.1275 | 0.1556 | 0.1842 | 0.21325 | 0.24272 | 0.27265 | 0.30296 | 0.33367 | 0.36477 | 0.39628 | 0.42875 | 0.46171 | 0.49509 | 0.52892 | 0.56325 | 0.59816 | 0.63401
WA | Residential | Multi-Family - Low Income | New | Space Heating | Electric Room Heat | 0 | 0 | 0 | 0 | 0 | 0 | 0 | 0 | 0 | 0 | 0 | 0 | 0 | 0 | 0 | 0 | 0 | 0 | 0 | 0 | 0 | 0
WA | Residential | Multi-Family - Low Income | New | Space Heating | Electric Furnace | 0 | 0 | 0 | 0 | 0 | 0 | 0 | 0 | 0 | 0 | 0 | 0 | 0 | 0 | 0 | 0 | 0 | 0 | 0 | 0 | 0 | 0
WA | Residential | Multi-Family - Low Income | New | Space Heating | Air-Source Heat Pump | 0 | 0.13892 | 0.29584 | 0.46105 | 0.62293 | 0.78321 | 0.94226 | 1.1052 | 1.2571 | 1.4124 | 1.5666 | 1.7266 | 1.8698 | 2.0191 | 2.1669 | 2.3228 | 2.4567 | 2.5992 | 2.7402 | 2.8927 | 3.0187 | 3.1585
WA | Residential | Multi-Family - Low Income | New | Space Heating | Geothermal Heat Pump | 0 | 0 | 0 | 0 | 0 | 0 | 0 | 0 | 0 | 0 | 0 | 0 | 0 | 0 | 0 | 0 | 0 | 0 | 0 | 0 | 0 | 0
WA | Residential | Multi-Family - Low Income | New | Space Heating | Ductless Mini Split Heat Pump | 0 | 0.093883 | 0.20717 | 0.32641 | 0.44332 | 0.55907 | 0.67394 | 0.79158 | 0.90131 | 1.0135 | 1.1248 | 1.2404 | 1.3438 | 1.4517 | 1.5584 | 1.6715 | 1.7687 | 1.8721 | 1.9744 | 2.0849 | 2.1762 | 2.2775
WA | Residential | Multi-Family - Low Income | New | Water Heating | Water Heater (<= 55 Gal) | 0 | 0.26 | 0.57209 | 0.89479 | 1.2171 | 1.5366 | 1.8544 | 2.1708 | 2.4855 | 2.7981 | 3.109 | 3.4172 | 3.7231 | 4.0267 | 4.3281 | 4.6261 | 4.9219 | 5.2148 | 5.5052 | 5.7935 | 6.0807 | 6.3703
WA | Residential | Multi-Family - Low Income | New | Water Heating | Water Heater (> 55 Gal) | 0 | 0.039567 | 0.087434 | 0.13734 | 0.18761 | 0.23787 | 0.28828 | 0.33892 | 0.38971 | 0.4406 | 0.49164 | 0.54269 | 0.5938 | 0.64497 | 0.69619 | 0.74732 | 0.79849 | 0.84962 | 0.90077 | 0.952 | 1.0035 | 1.0557
WA | Residential | Multi-Family - Low Income | New | Interior Lighting | General Service Lighting | 0 | 0.027076 | 0.059578 | 0.093184 | 0.12226 | 0.1503 | 0.17343 | 0.19527 | 0.21664 | 0.23588 | 0.25518 | 0.2745 | 0.29434 | 0.31407 | 0.33158 | 0.34866 | 0.36538 | 0.38172 | 0.39804 | 0.41261 | 0.42705 | 0.44187
WA | Residential | Multi-Family - Low Income | New | Interior Lighting | Linear Lighting | 0 | 0.009551 | 0.021016 | 0.03287 | 0.044665 | 0.056355 | 0.067981 | 0.079559 | 0.091075 | 0.10248 | 0.11383 | 0.12508 | 0.13625 | 0.14733 | 0.15831 | 0.16916 | 0.17994 | 0.19061 | 0.20119 | 0.21169 | 0.22214 | 0.23266
WA | Residential | Multi-Family - Low Income | New | Interior Lighting | Exempted Lighting | 0 | 9.095e-05 | 0.00020012 | 0.00031301 | 0.00041379 | 0.00049774 | 0.00057616 | 0.00064983 | 0.0007199 | 0.00077502 | 0.00082798 | 0.00088093 | 0.00093334 | 0.00099065 | 0.0010377 | 0.0010796 | 0.0011212 | 0.001163 | 0.0012107 | 0.0012583 | 0.0013063 | 0.0013551
WA | Residential | Multi-Family - Low Income | New | Exterior Lighting | General Service Lighting | 0 | 0.008308 | 0.018281 | 0.028188 | 0.036425 | 0.042456 | 0.047894 | 0.053761 | 0.059927 | 0.065424 | 0.071021 | 0.076381 | 0.081607 | 0.086825 | 0.091148 | 0.095409 | 0.099559 | 0.1036 | 0.10765 | 0.11108 | 0.11447 | 0.11795
WA | Residential | Multi-Family - Low Income | New | Appliances | Clothes Washer | 0 | 0.010349 | 0.022953 | 0.036186 | 0.049615 | 0.063137 | 0.076801 | 0.090623 | 0.10459 | 0.11868 | 0.13292 | 0.14726 | 0.16173 | 0.17631 | 0.19101 | 0.2058 | 0.2207 | 0.2357 | 0.25081 | 0.26605 | 0.28147 | 0.29723
WA | Residential | Multi-Family - Low Income | New | Appliances | Clothes Dryer | 0 | 0.073981 | 0.16383 | 0.25789 | 0.35305 | 0.44858 | 0.54482 | 0.64188 | 0.73965 | 0.83803 | 0.93712 | 1.0366 | 1.1367 | 1.2373 | 1.3384 | 1.4398 | 1.5417 | 1.6439 | 1.7466 | 1.8499 | 1.954 | 2.0603
WA | Residential | Multi-Family - Low Income | New | Appliances | Dishwasher | 0 | 0.0056459 | 0.012515 | 0.019719 | 0.027021 | 0.034365 | 0.041778 | 0.049268 | 0.056827 | 0.064447 | 0.072137 | 0.079874 | 0.087667 | 0.095517 | 0.10342 | 0.11136 | 0.11936 | 0.1274 | 0.13548 | 0.14363 | 0.15187 | 0.16028
WA | Residential | Multi-Family - Low Income | New | Appliances | Refrigerator | 0 | 0.066848 | 0.14711 | 0.23012 | 0.31299 | 0.39502 | 0.47658 | 0.5578 | 0.63858 | 0.71883 | 0.79863 | 0.87774 | 0.95626 | 1.0342 | 1.1115 | 1.188 | 1.2639 | 1.3391 | 1.4136 | 1.4876 | 1.5613 | 1.6357
WA | Residential | Multi-Family - Low Income | New | Appliances | Freezer | 0 | 0.021884 | 0.048041 | 0.074966 | 0.10173 | 0.12813 | 0.15426 | 0.18016 | 0.20579 | 0.23113 | 0.25621 | 0.28095 | 0.30538 | 0.32951 | 0.35334 | 0.37679 | 0.39994 | 0.42275 | 0.44525 | 0.46747 | 0.48949 | 0.51161
WA | Residential | Multi-Family - Low Income | New | Appliances | Second Refrigerator | 0 | 0.013418 | 0.029529 | 0.04619 | 0.06282 | 0.07928 | 0.095646 | 0.11194 | 0.12815 | 0.14424 | 0.16025 | 0.17612 | 0.19187 | 0.20749 | 0.223 | 0.23834 | 0.25356 | 0.26862 | 0.28356 | 0.29839 | 0.31317 | 0.32806
WA | Residential | Multi-Family - Low Income | New | Appliances | Stove/Oven | 0 | 0.02161 | 0.04755 | 0.074371 | 0.10116 | 0.12772 | 0.15413 | 0.18043 | 0.20658 | 0.23257 | 0.25841 | 0.28402 | 0.30945 | 0.33468 | 0.35973 | 0.3845 | 0.40908 | 0.43343 | 0.45757 | 0.48153 | 0.5054 | 0.52947
WA | Residential | Multi-Family - Low Income | New | Appliances | Microwave | 0 | 0.015155 | 0.033346 | 0.052156 | 0.070946 | 0.089567 | 0.10809 | 0.12653 | 0.14488 | 0.1631 | 0.18122 | 0.19918 | 0.21701 | 0.23471 | 0.25228 | 0.26965 | 0.28689 | 0.30396 | 0.32089 | 0.33769 | 0.35443 | 0.37132
WA | Residential | Multi-Family - Low Income | New | Appliances | Dehumidifier | 0 | 0.0031531 | 0.006938 | 0.010852 | 0.014761 | 0.018635 | 0.022489 | 0.026326 | 0.030143 | 0.033934 | 0.037704 | 0.041442 | 0.045152 | 0.048834 | 0.052488 | 0.056103 | 0.05969 | 0.063242 | 0.066764 | 0.07026 | 0.073743 | 0.077256
WA | Residential | Multi-Family - Low Income | New | Appliances | Air Purifier | 0 | 0.0035618 | 0.0078374 | 0.012258 | 0.016674 | 0.021051 | 0.025404 | 0.029739 | 0.03405 | 0.038333 | 0.042592 | 0.046814 | 0.051005 | 0.055165 | 0.059293 | 0.063376 | 0.067428 | 0.07144 | 0.075419 | 0.079369 | 0.083303 | 0.087271
WA | Residential | Multi-Family - Low Income | New | Electronics | Personal Computers | 0 | 0.004128 | 0.0090831 | 0.014207 | 0.019325 | 0.024397 | 0.029442 | 0.034465 | 0.039462 | 0.044425 | 0.049361 | 0.054255 | 0.059112 | 0.063932 | 0.068716 | 0.073449 | 0.078145 | 0.082795 | 0.087406 | 0.091983 | 0.096543 | 0.10114
WA | Residential | Multi-Family - Low Income | New | Electronics | Monitor | 0 | 0.0024986 | 0.0055564 | 0.008783 | 0.012074 | 0.015405 | 0.018788 | 0.022228 | 0.025721 | 0.029263 | 0.03286 | 0.036502 | 0.040192 | 0.043932 | 0.047721 | 0.05155 | 0.055428 | 0.059351 | 0.063322 | 0.067346 | 0.071436 | 0.075634
WA | Residential | Multi-Family - Low Income | New | Electronics | Laptops | 0 | 0.0058384 | 0.012983 | 0.020523 | 0.028213 | 0.035996 | 0.043901 | 0.051939 | 0.0601 | 0.068378 | 0.076783 | 0.085292 | 0.093915 | 0.10265 | 0.11151 | 0.12045 | 0.12952 | 0.13868 | 0.14796 | 0.15736 | 0.16692 | 0.17673
WA | Residential | Multi-Family - Low Income | New | Electronics | TVs | 0 | 0.068928 | 0.15341 | 0.24271 | 0.33395 | 0.42646 | 0.52057 | 0.61641 | 0.7139 | 0.81294 | 0.91367 | 1.0158 | 1.1195 | 1.2247 | 1.3315 | 1.4396 | 1.5493 | 1.6604 | 1.773 | 1.8873 | 2.0037 | 2.1233
WA | Residential | Multi-Family - Low Income | New | Electronics | Printer/Fax/Copier | 0 | 0.001018 | 0.0022639 | 0.0035785 | 0.0049194 | 0.0062766 | 0.0076549 | 0.0090564 | 0.01048 | 0.011923 | 0.013388 | 0.014872 | 0.016376 | 0.017899 | 0.019443 | 0.021003 | 0.022583 | 0.024181 | 0.025799 | 0.027439 | 0.029105 | 0.030816
WA | Residential | Multi-Family - Low Income | New | Electronics | Set-top Boxes/DVRs | 0 | 0.0025321 | 0.0056358 | 0.0089163 | 0.012268 | 0.015666 | 0.019124 | 0.022645 | 0.026226 | 0.029864 | 0.033565 | 0.037317 | 0.041126 | 0.044991 | 0.048915 | 0.052885 | 0.056914 | 0.060995 | 0.065134 | 0.069334 | 0.073609 | 0.078003
WA | Residential | Multi-Family - Low Income | New | Electronics | Devices and Gadgets | 0 | 0.036314 | 0.080754 | 0.12765 | 0.17548 | 0.22389 | 0.27306 | 0.32305 | 0.37382 | 0.4253 | 0.47758 | 0.5305 | 0.58414 | 0.63849 | 0.69356 | 0.7492 | 0.80557 | 0.86258 | 0.92029 | 0.97878 | 1.0382 | 1.0992
WA | Residential | Multi-Family - Low Income | New | Miscellaneous | Electric Vehicle Chargers | 0 | 0 | 0 | 0 | 0 | 0 | 0 | 0 | 0 | 0 | 0 | 0 | 0 | 0 | 0 | 0 | 0 | 0 | 0 | 0 | 0 | 0
WA | Residential | Multi-Family - Low Income | New | Miscellaneous | Pool Pump | 0 | 0.00036831 | 0.00081041 | 0.0012675 | 0.0017242 | 0.0021767 | 0.0026268 | 0.0030751 | 0.0035209 | 0.0039637 | 0.0044041 | 0.0048407 | 0.0052741 | 0.0057042 | 0.006131 | 0.0065533 | 0.0069722 | 0.0073871 | 0.0077985 | 0.008207 | 0.0086138 | 0.0090241
WA | Residential | Multi-Family - Low Income | New | Miscellaneous | Pool Heater | 0 | 0 | 0 | 0 | 0 | 0 | 0 | 0 | 0 | 0 | 0 | 0 | 0 | 0 | 0 | 0 | 0 | 0 | 0 | 0 | 0 | 0
WA | Residential | Multi-Family - Low Income | New | Miscellaneous | Hot Tub/Spa | 0 | 0 | 0 | 0 | 0 | 0 | 0 | 0 | 0 | 0 | 0 | 0 | 0 | 0 | 0 | 0 | 0 | 0 | 0 | 0 | 0 | 0
WA | Residential | Multi-Family - Low Income | New | Miscellaneous | Furnace Fan | 0 | 0.0039371 | 0.0087149 | 0.013712 | 0.018764 | 0.023831 | 0.028931 | 0.03407 | 0.039243 | 0.044443 | 0.049677 | 0.054928 | 0.060203 | 0.065503 | 0.070826 | 0.076157 | 0.081511 | 0.086878 | 0.092266 | 0.097679 | 0.10313 | 0.10869
WA | Residential | Multi-Family - Low Income | New | Miscellaneous | Well Pump | 0 | 0.00062844 | 0.0013828 | 0.0021628 | 0.002942 | 0.0037141 | 0.0044822 | 0.005247 | 0.0060077 | 0.0067633 | 0.0075147 | 0.0082597 | 0.0089991 | 0.009733 | 0.010461 | 0.011182 | 0.011897 | 0.012605 | 0.013307 | 0.014003 | 0.014698 | 0.015398
WA | Residential | Multi-Family - Low Income | New | Miscellaneous | Bathroom Exhaust Fan | 0 | 0.00089216 | 0.0019631 | 0.0030704 | 0.0041766 | 0.0052728 | 0.0063631 | 0.0074489 | 0.0085288 | 0.0096015 | 0.010668 | 0.011726 | 0.012776 | 0.013818 | 0.014851 | 0.015874 | 0.016889 | 0.017894 | 0.018891 | 0.01988 | 0.020866 | 0.021859
WA | Residential | Multi-Family - Low Income | New | Miscellaneous | Miscellaneous | 0 | 0.46981 | 1.0488 | 1.6642 | 2.2966 | 2.9415 | 3.6014 | 4.2772 | 4.9684 | 5.6746 | 6.3967 | 7.133 | 7.8845 | 8.6514 | 9.4339 | 10.2301 | 11.0423 | 11.8694 | 12.7124 | 13.5726 | 14.4524 | 15.3608
WA | Residential | Multi-Family - Low Income | New | Generation | Solar PV | 0 | -0.0028636 | -0.0068362 | -0.011859 | -0.017764 | -0.02506 | -0.034153 | -0.045416 | -0.059185 | -0.074878 | -0.096087 | -0.11958 | -0.14474 | -0.17145 | -0.19958 | -0.22885 | -0.25912 | -0.29015 | -0.32179 | -0.35391 | -0.38645 | -0.41954
WA | Residential | Manufactured Home - Low Income | Existing | Cooling | Central AC | 4.2939 | 4.2683 | 4.2394 | 4.1928 | 4.1588 | 4.1564 | 4.153 | 4.1492 | 4.1453 | 4.1417 | 4.1389 | 4.1372 | 4.137 | 4.1386 | 4.1422 | 4.1547 | 4.1695 | 4.1863 | 4.2052 | 4.2263 | 4.2493 | 4.2741
WA | Residential | Manufactured Home - Low Income | Existing | Cooling | Room AC | 1.7232 | 1.7023 | 1.6797 | 1.6566 | 1.634 | 1.6262 | 1.6202 | 1.6167 | 1.6154 | 1.6161 | 1.6186 | 1.6226 | 1.6279 | 1.6345 | 1.6422 | 1.6534 | 1.6654 | 1.6782 | 1.6916 | 1.7057 | 1.7203 | 1.7354
WA | Residential | Manufactured Home - Low Income | Existing | Cooling | Air-Source Heat Pump | 1.6276 | 1.6265 | 1.6247 | 1.6226 | 1.6203 | 1.6316 | 1.6428 | 1.654 | 1.6652 | 1.6766 | 1.688 | 1.6997 | 1.7117 | 1.7239 | 1.7364 | 1.752 | 1.7679 | 1.7842 | 1.8008 | 1.8176 | 1.8348 | 1.8522
WA | Residential | Manufactured Home - Low Income | Existing | Cooling | Geothermal Heat Pump | 0 | 0 | 0 | 0 | 0 | 0 | 0 | 0 | 0 | 0 | 0 | 0 | 0 | 0 | 0 | 0 | 0 | 0 | 0 | 0 | 0 | 0
WA | Residential | Manufactured Home - Low Income | Existing | Cooling | Evaporative Cooler | 0.080793 | 0.08015 | 0.079495 | 0.078833 | 0.078169 | 0.078159 | 0.078145 | 0.078128 | 0.078113 | 0.078103 | 0.078101 | 0.07811 | 0.078132 | 0.078171 | 0.078224 | 0.078411 | 0.078609 | 0.078816 | 0.079032 | 0.079256 | 0.079487 | 0.079724
WA | Residential | Manufactured Home - Low Income | Existing | Cooling | Ductless Mini Split Heat Pump | 0.28925 | 0.28892 | 0.2886 | 0.28827 | 0.28794 | 0.29004 | 0.29214 | 0.29423 | 0.29631 | 0.29839 | 0.30046 | 0.30253 | 0.30459 | 0.30665 | 0.3087 | 0.31123 | 0.31375 | 0.31627 | 0.31878 | 0.32128 | 0.32378 | 0.32627
WA | Residential | Manufactured Home - Low Income | Existing | Space Heating | Electric Room Heat | 3.3574 | 3.3403 | 3.3225 | 3.319 | 3.286 | 3.2546 | 3.2235 | 3.207 | 3.1626 | 3.1331 | 3.1042 | 3.09 | 3.0492 | 3.0232 | 2.998 | 2.9879 | 2.9518 | 2.9298 | 2.9085 | 2.9007 | 2.8676 | 2.8479
WA | Residential | Manufactured Home - Low Income | Existing | Space Heating | Electric Furnace | 35.3798 | 35.1993 | 35.0122 | 34.9754 | 34.6268 | 34.2964 | 33.9687 | 33.7948 | 33.3269 | 33.0155 | 32.7119 | 32.562 | 32.1322 | 31.8577 | 31.5929 | 31.4857 | 31.106 | 30.8741 | 30.6492 | 30.5666 | 30.218 | 30.0108
WA | Residential | Manufactured Home - Low Income | Existing | Space Heating | Air-Source Heat Pump | 5.5857 | 5.5797 | 5.5719 | 5.5887 | 5.556 | 5.5259 | 5.4959 | 5.4901 | 5.4357 | 5.4056 | 5.3755 | 5.3693 | 5.3154 | 5.2853 | 5.2553 | 5.2503 | 5.1987 | 5.1708 | 5.1432 | 5.1386 | 5.0885 | 5.0615
WA | Residential | Manufactured Home - Low Income | Existing | Space Heating | Geothermal Heat Pump | 0 | 0 | 0 | 0 | 0 | 0 | 0 | 0 | 0 | 0 | 0 | 0 | 0 | 0 | 0 | 0 | 0 | 0 | 0 | 0 | 0 | 0
WA | Residential | Manufactured Home - Low Income | Existing | Space Heating | Ductless Mini Split Heat Pump | 1.0253 | 1.0241 | 1.023 | 1.0263 | 1.0207 | 1.0155 | 1.0103 | 1.0096 | 1 | 0.99488 | 0.98975 | 0.98904 | 0.97953 | 0.97444 | 0.96936 | 0.96886 | 0.95974 | 0.95494 | 0.95016 | 0.94961 | 0.94061 | 0.93586
WA | Residential | Manufactured Home - Low Income | Existing | Water Heating | Water Heater (<= 55 Gal) | 15.9352 | 15.9392 | 15.9433 | 15.9474 | 15.9515 | 15.9555 | 15.9596 | 15.9637 | 15.9678 | 15.9719 | 15.932 | 15.8683 | 15.8048 | 15.7416 | 15.6786 | 15.6159 | 15.5534 | 15.4912 | 15.4293 | 15.3675 | 15.3061 | 15.2448
WA | Residential | Manufactured Home - Low Income | Existing | Water Heating | Water Heater (> 55 Gal) | 0 | 0 | 0 | 0 | 0 | 0 | 0 | 0 | 0 | 0 | 0 | 0 | 0 | 0 | 0 | 0 | 0 | 0 | 0 | 0 | 0 | 0
WA | Residential | Manufactured Home - Low Income | Existing | Interior Lighting | General Service Lighting | 3.486 | 3.3636 | 3.2169 | 3.0504 | 2.8509 | 2.6348 | 2.3865 | 2.1738 | 1.9922 | 1.8331 | 1.6988 | 1.5856 | 1.4921 | 1.4128 | 1.3418 | 1.2798 | 1.2253 | 1.1774 | 1.1359 | 1.0948 | 1.0576 | 1.0238
WA | Residential | Manufactured Home - Low Income | Existing | Interior Lighting | Linear Lighting | 0.70506 | 0.70224 | 0.69943 | 0.69663 | 0.69371 | 0.6908 | 0.68788 | 0.68498 | 0.68207 | 0.67907 | 0.67608 | 0.67309 | 0.67012 | 0.66715 | 0.66411 | 0.66109 | 0.65807 | 0.65507 | 0.65208 | 0.64911 | 0.64619 | 0.64331
WA | Residential | Manufactured Home - Low Income | Existing | Interior Lighting | Exempted Lighting | 0.017484 | 0.016635 | 0.015468 | 0.014069 | 0.012453 | 0.010644 | 0.0087286 | 0.0072785 | 0.0061731 | 0.0052971 | 0.0046243 | 0.0041049 | 0.0036987 | 0.0033984 | 0.0031464 | 0.0029313 | 0.0027521 | 0.0026023 | 0.002493 | 0.0024012 | 0.0023246 | 0.002264
WA | Residential | Manufactured Home - Low Income | Existing | Exterior Lighting | General Service Lighting | 0.8303 | 0.79713 | 0.75529 | 0.70544 | 0.64373 | 0.56809 | 0.50448 | 0.45376 | 0.4132 | 0.37897 | 0.35226 | 0.33007 | 0.31143 | 0.29598 | 0.28161 | 0.2692 | 0.25831 | 0.24874 | 0.24048 | 0.23159 | 0.22328 | 0.21545
WA | Residential | Manufactured Home - Low Income | Existing | Appliances | Clothes Washer | 0.56338 | 0.5656 | 0.56783 | 0.56937 | 0.56709 | 0.56482 | 0.56256 | 0.56031 | 0.55807 | 0.55584 | 0.55362 | 0.5514 | 0.5492 | 0.547 | 0.54481 | 0.54263 | 0.54046 | 0.5383 | 0.53615 | 0.534 | 0.53187 | 0.52974
WA | Residential | Manufactured Home - Low Income | Existing | Appliances | Clothes Dryer | 4.3531 | 4.3646 | 4.3763 | 4.3881 | 4.3999 | 4.4118 | 4.412 | 4.3955 | 4.379 | 4.3625 | 4.3458 | 4.3291 | 4.3124 | 4.2956 | 4.2789 | 4.2621 | 4.2454 | 4.2287 | 4.212 | 4.1953 | 4.1787 | 4.1621
WA | Residential | Manufactured Home - Low Income | Existing | Appliances | Dishwasher | 0.4354 | 0.43687 | 0.43833 | 0.43981 | 0.44128 | 0.44277 | 0.44425 | 0.44575 | 0.44724 | 0.44875 | 0.45025 | 0.45177 | 0.45328 | 0.45481 | 0.45633 | 0.45787 | 0.45815 | 0.45632 | 0.45449 | 0.45268 | 0.45087 | 0.44906
WA | Residential | Manufactured Home - Low Income | Existing | Appliances | Refrigerator | 2.7069 | 2.6948 | 2.6827 | 2.6707 | 2.6586 | 2.6465 | 2.6344 | 2.6225 | 2.6106 | 2.5989 | 2.5873 | 2.5758 | 2.5645 | 2.5534 | 2.5424 | 2.5314 | 2.5206 | 2.5099 | 2.4993 | 2.4888 | 2.4784 | 2.4681
WA | Residential | Manufactured Home - Low Income | Existing | Appliances | Freezer | 1.6989 | 1.6882 | 1.6775 | 1.6669 | 1.6563 | 1.6459 | 1.6354 | 1.6251 | 1.6148 | 1.6046 | 1.5944 | 1.5843 | 1.5743 | 1.5643 | 1.5544 | 1.5446 | 1.5348 | 1.5251 | 1.5154 | 1.5058 | 1.4963 | 1.4868
WA | Residential | Manufactured Home - Low Income | Existing | Appliances | Second Refrigerator | 1.1695 | 1.1438 | 1.1172 | 1.0899 | 1.0625 | 1.0352 | 1.0086 | 0.98276 | 0.95809 | 0.93481 | 0.91311 | 0.8932 | 0.8749 | 0.85806 | 0.84255 | 0.82824 | 0.81502 | 0.80278 | 0.79144 | 0.78091 | 0.77111 | 0.76198
WA | Residential | Manufactured Home - Low Income | Existing | Appliances | Stove/Oven | 1.2411 | 1.2365 | 1.232 | 1.2276 | 1.2233 | 1.2189 | 1.2146 | 1.2103 | 1.206 | 1.2017 | 1.1974 | 1.193 | 1.1886 | 1.1841 | 1.1797 | 1.1752 | 1.1706 | 1.1661 | 1.1615 | 1.157 | 1.1524 | 1.1479
WA | Residential | Manufactured Home - Low Income | Existing | Appliances | Microwave | 0.64023 | 0.63767 | 0.63512 | 0.63258 | 0.63004 | 0.62752 | 0.62501 | 0.62251 | 0.62002 | 0.61754 | 0.61507 | 0.61261 | 0.61016 | 0.60772 | 0.60529 | 0.60287 | 0.60046 | 0.59806 | 0.59567 | 0.59328 | 0.59091 | 0.58855
WA | Residential | Manufactured Home - Low Income | Existing | Appliances | Dehumidifier | 0.05058 | 0.049862 | 0.049067 | 0.048229 | 0.04738 | 0.046542 | 0.045734 | 0.044974 | 0.044275 | 0.043645 | 0.043096 | 0.042612 | 0.042183 | 0.0418 | 0.041455 | 0.041141 | 0.040854 | 0.040589 | 0.040342 | 0.04011 | 0.039892 | 0.039684
WA | Residential | Manufactured Home - Low Income | Existing | Appliances | Air Purifier | 0.094544 | 0.094165 | 0.093789 | 0.093414 | 0.09304 | 0.092668 | 0.092297 | 0.091928 | 0.09156 | 0.091194 | 0.090829 | 0.090466 | 0.090104 | 0.089744 | 0.089385 | 0.089027 | 0.088671 | 0.088316 | 0.087963 | 0.087611 | 0.087261 | 0.086912
WA | Residential | Manufactured Home - Low Income | Existing | Electronics | Personal Computers | 0.41299 | 0.38479 | 0.36035 | 0.34018 | 0.32464 | 0.31393 | 0.30642 | 0.30104 | 0.29708 | 0.29406 | 0.29167 | 0.2897 | 0.28801 | 0.2865 | 0.28512 | 0.28382 | 0.28258 | 0.28138 | 0.28021 | 0.27906 | 0.27792 | 0.27679
WA | Residential | Manufactured Home - Low Income | Existing | Electronics | Monitor | 0.31812 | 0.30444 | 0.28842 | 0.27183 | 0.25609 | 0.24232 | 0.23145 | 0.22289 | 0.21619 | 0.21096 | 0.20692 | 0.20383 | 0.20149 | 0.19977 | 0.19853 | 0.19768 | 0.19715 | 0.19687 | 0.19678 | 0.19686 | 0.19707 | 0.19738
WA | Residential | Manufactured Home - Low Income | Existing | Electronics | Laptops | 0.28113 | 0.27587 | 0.2706 | 0.26658 | 0.26354 | 0.2613 | 0.25969 | 0.25859 | 0.25789 | 0.25753 | 0.25742 | 0.25753 | 0.2578 | 0.25822 | 0.25874 | 0.25934 | 0.26002 | 0.26076 | 0.26155 | 0.26237 | 0.26322 | 0.26411
WA | Residential | Manufactured Home - Low Income | Existing | Electronics | TVs | 0.97316 | 1.3308 | 1.6775 | 1.9875 | 2.2403 | 2.4474 | 2.618 | 2.7594 | 2.8775 | 2.977 | 3.0616 | 3.1344 | 3.1977 | 3.2535 | 3.3034 | 3.3485 | 3.3898 | 3.4282 | 3.4643 | 3.4985 | 3.5314 | 3.5631
WA | Residential | Manufactured Home - Low Income | Existing | Electronics | Printer/Fax/Copier | 0.11561 | 0.11381 | 0.11173 | 0.10965 | 0.10783 | 0.10645 | 0.10541 | 0.10466 | 0.10413 | 0.10379 | 0.10359 | 0.1035 | 0.10351 | 0.10359 | 0.10374 | 0.10393 | 0.10416 | 0.10442 | 0.10471 | 0.10501 | 0.10534 | 0.10568
WA | Residential | Manufactured Home - Low Income | Existing | Electronics | Set-top Boxes/DVRs | 0.17462 | 0.17481 | 0.17484 | 0.17484 | 0.17491 | 0.17513 | 0.17557 | 0.17618 | 0.17695 | 0.17782 | 0.17879 | 0.17984 | 0.18096 | 0.18213 | 0.18334 | 0.1846 | 0.18588 | 0.18719 | 0.18853 | 0.18989 | 0.19127 | 0.19267
WA | Residential | Manufactured Home - Low Income | Existing | Electronics | Devices and Gadgets | 1.5125 | 1.518 | 1.5236 | 1.5292 | 1.5349 | 1.5405 | 1.5462 | 1.5519 | 1.5576 | 1.5634 | 1.5692 | 1.5749 | 1.5808 | 1.5866 | 1.5924 | 1.5983 | 1.6042 | 1.6101 | 1.6161 | 1.622 | 1.628 | 1.634
WA | Residential | Manufactured Home - Low Income | Existing | Miscellaneous | Electric Vehicle Chargers | 0 | 0 | 0 | 0 | 0 | 0 | 0 | 0 | 0 | 0 | 0 | 0 | 0 | 0 | 0 | 0 | 0 | 0 | 0 | 0 | 0 | 0
WA | Residential | Manufactured Home - Low Income | Existing | Miscellaneous | Pool Pump | 0.12018 | 0.099519 | 0.083201 | 0.070344 | 0.060287 | 0.052535 | 0.046714 | 0.042336 | 0.039035 | 0.03654 | 0.034647 | 0.033204 | 0.032096 | 0.031239 | 0.03057 | 0.030042 | 0.029618 | 0.029273 | 0.028986 | 0.028744 | 0.028534 | 0.028349
WA | Residential | Manufactured Home - Low Income | Existing | Miscellaneous | Pool Heater | 0.073054 | 0.072762 | 0.072471 | 0.072181 | 0.071892 | 0.071605 | 0.071318 | 0.071033 | 0.070749 | 0.070466 | 0.070184 | 0.069903 | 0.069624 | 0.069345 | 0.069068 | 0.068791 | 0.068516 | 0.068242 | 0.067969 | 0.067697 | 0.067427 | 0.067157
WA | Residential | Manufactured Home - Low Income | Existing | Miscellaneous | Hot Tub/Spa | 0.13114 | 0.13581 | 0.14154 | 0.14358 | 0.14524 | 0.14629 | 0.14655 | 0.1459 | 0.14422 | 0.14144 | 0.13859 | 0.13552 | 0.13298 | 0.13086 | 0.12906 | 0.12685 | 0.12479 | 0.12394 | 0.12316 | 0.12244 | 0.12177 | 0.12113
WA | Residential | Manufactured Home - Low Income | Existing | Miscellaneous | Furnace Fan | 0.60955 | 0.60689 | 0.60394 | 0.6008 | 0.59751 | 0.59416 | 0.59078 | 0.58744 | 0.58417 | 0.58101 | 0.57799 | 0.57515 | 0.57252 | 0.57011 | 0.56796 | 0.56607 | 0.56441 | 0.56297 | 0.56172 | 0.56064 | 0.5597 | 0.5589
WA | Residential | Manufactured Home - Low Income | Existing | Miscellaneous | Well Pump | 0.085017 | 0.084677 | 0.084338 | 0.084001 | 0.083665 | 0.08333 | 0.082997 | 0.082665 | 0.082334 | 0.082005 | 0.081677 | 0.08135 | 0.081025 | 0.080701 | 0.080378 | 0.080056 | 0.079736 | 0.079417 | 0.079099 | 0.078783 | 0.078468 | 0.078154
WA | Residential | Manufactured Home - Low Income | Existing | Miscellaneous | Bathroom Exhaust Fan | 0.033944 | 0.033808 | 0.033673 | 0.033538 | 0.033404 | 0.033271 | 0.033137 | 0.033005 | 0.032873 | 0.032741 | 0.03261 | 0.03248 | 0.03235 | 0.032221 | 0.032092 | 0.031963 | 0.031836 | 0.031708 | 0.031581 | 0.031455 | 0.031329 | 0.031204
WA | Residential | Manufactured Home - Low Income | Existing | Miscellaneous | Miscellaneous | 7.9248 | 8.0078 | 8.0917 | 8.1764 | 8.262 | 8.3486 | 8.436 | 8.5243 | 8.6136 | 8.7038 | 8.795 | 8.8871 | 8.9801 | 9.0742 | 9.1692 | 9.2652 | 9.3623 | 9.4603 | 9.5594 | 9.6595 | 9.7606 | 9.8629
WA | Residential | Manufactured Home - Low Income | Existing | Generation | Solar PV | -0.069389 | -0.079603 | -0.086019 | -0.095023 | -0.10422 | -0.11599 | -0.13047 | -0.14762 | -0.16734 | -0.18731 | -0.21546 | -0.24297 | -0.26886 | -0.29328 | -0.31636 | -0.33803 | -0.35829 | -0.37715 | -0.39463 | -0.41078 | -0.42566 | -0.43932
WA | Residential | Manufactured Home - Low Income | New | Cooling | Central AC | 0 | 0 | 0 | 0 | 0 | 0 | 0 | 0 | 0 | 0 | 0 | 0 | 0 | 0 | 0 | 0 | 0 | 0 | 0 | 0 | 0 | 0
WA | Residential | Manufactured Home - Low Income | New | Cooling | Room AC | 0 | 0 | 0 | 0 | 0 | 0 | 0 | 0 | 0 | 0 | 0 | 0 | 0 | 0 | 0 | 0 | 0 | 0 | 0 | 0 | 0 | 0
WA | Residential | Manufactured Home - Low Income | New | Cooling | Air-Source Heat Pump | 0 | 0.085116 | 0.18198 | 0.2833 | 0.38571 | 0.49254 | 0.60178 | 0.71359 | 0.82785 | 0.94445 | 1.0635 | 1.1848 | 1.3084 | 1.4343 | 1.5625 | 1.6948 | 1.8299 | 1.9675 | 2.1078 | 2.2509 | 2.3972 | 2.5483
WA | Residential | Manufactured Home - Low Income | New | Cooling | Geothermal Heat Pump | 0 | 0 | 0 | 0 | 0 | 0 | 0 | 0 | 0 | 0 | 0 | 0 | 0 | 0 | 0 | 0 | 0 | 0 | 0 | 0 | 0 | 0
WA | Residential | Manufactured Home - Low Income | New | Cooling | Evaporative Cooler | 0 | 0.00082489 | 0.0018151 | 0.0028389 | 0.0038617 | 0.0049163 | 0.0059825 | 0.0070614 | 0.0081516 | 0.0092516 | 0.010363 | 0.011481 | 0.012609 | 0.013745 | 0.014889 | 0.016063 | 0.017248 | 0.018441 | 0.019645 | 0.02086 | 0.022089 | 0.023346
WA | Residential | Manufactured Home - Low Income | New | Cooling | Ductless Mini Split Heat Pump | 0 | 0.010301 | 0.022731 | 0.035656 | 0.048641 | 0.062103 | 0.07579 | 0.089715 | 0.10386 | 0.11822 | 0.1328 | 0.14756 | 0.16252 | 0.17767 | 0.19301 | 0.20883 | 0.22488 | 0.24114 | 0.25762 | 0.27434 | 0.29134 | 0.3088
WA | Residential | Manufactured Home - Low Income | New | Space Heating | Electric Room Heat | 0 | 0 | 0 | 0 | 0 | 0 | 0 | 0 | 0 | 0 | 0 | 0 | 0 | 0 | 0 | 0 | 0 | 0 | 0 | 0 | 0 | 0
WA | Residential | Manufactured Home - Low Income | New | Space Heating | Electric Furnace | 0 | 0 | 0 | 0 | 0 | 0 | 0 | 0 | 0 | 0 | 0 | 0 | 0 | 0 | 0 | 0 | 0 | 0 | 0 | 0 | 0 | 0
WA | Residential | Manufactured Home - Low Income | New | Space Heating | Air-Source Heat Pump | 0 | 0.3081 | 0.65625 | 1.0228 | 1.3819 | 1.7375 | 2.0904 | 2.4519 | 2.7889 | 3.1336 | 3.4755 | 3.8306 | 4.1483 | 4.4796 | 4.8074 | 5.1534 | 5.4504 | 5.7666 | 6.0794 | 6.4179 | 6.6974 | 7.0075
WA | Residential | Manufactured Home - Low Income | New | Space Heating | Geothermal Heat Pump | 0 | 0 | 0 | 0 | 0 | 0 | 0 | 0 | 0 | 0 | 0 | 0 | 0 | 0 | 0 | 0 | 0 | 0 | 0 | 0 | 0 | 0
WA | Residential | Manufactured Home - Low Income | New | Space Heating | Ductless Mini Split Heat Pump | 0 | 0.03703 | 0.081716 | 0.12875 | 0.17486 | 0.22051 | 0.26582 | 0.31222 | 0.3555 | 0.39976 | 0.44366 | 0.48925 | 0.53004 | 0.57258 | 0.61467 | 0.6593 | 0.69764 | 0.73842 | 0.77875 | 0.82235 | 0.85837 | 0.8983
WA | Residential | Manufactured Home - Low Income | New | Water Heating | Water Heater (<= 55 Gal) | 0 | 0.12355 | 0.27187 | 0.42522 | 0.57841 | 0.73022 | 0.88122 | 1.0316 | 1.1811 | 1.3297 | 1.4774 | 1.6239 | 1.7693 | 1.9136 | 2.0568 | 2.1984 | 2.3389 | 2.4781 | 2.6161 | 2.7531 | 2.8896 | 3.0273
WA | Residential | Manufactured Home - Low Income | New | Water Heating | Water Heater (> 55 Gal) | 0 | 0.0030069 | 0.0066446 | 0.010437 | 0.014258 | 0.018077 | 0.021908 | 0.025756 | 0.029616 | 0.033483 | 0.037362 | 0.041242 | 0.045126 | 0.049014 | 0.052907 | 0.056792 | 0.060681 | 0.064567 | 0.068454 | 0.072347 | 0.076258 | 0.080231
WA | Residential | Manufactured Home - Low Income | New | Interior Lighting | General Service Lighting | 0 | 0.023451 | 0.051602 | 0.080709 | 0.10589 | 0.13018 | 0.15021 | 0.16913 | 0.18764 | 0.2043 | 0.22102 | 0.23775 | 0.25493 | 0.27203 | 0.28719 | 0.30198 | 0.31647 | 0.33062 | 0.34475 | 0.35737 | 0.36988 | 0.38271
WA | Residential | Manufactured Home - Low Income | New | Interior Lighting | Linear Lighting | 0 | 0.010836 | 0.023843 | 0.037292 | 0.050654 | 0.063895 | 0.077066 | 0.090182 | 0.10323 | 0.11614 | 0.12898 | 0.14171 | 0.15435 | 0.16689 | 0.1793 | 0.19158 | 0.20377 | 0.21584 | 0.2278 | 0.23968 | 0.25149 | 0.26337
WA | Residential | Manufactured Home - Low Income | New | Interior Lighting | Exempted Lighting | 0 | 6.0159e-05 | 0.00013237 | 0.00020704 | 0.0002737 | 0.00032923 | 0.0003811 | 0.00042983 | 0.00047618 | 0.00051264 | 0.00054767 | 0.00058269 | 0.00061736 | 0.00065527 | 0.00068638 | 0.00071411 | 0.00074164 | 0.00076929 | 0.0008008 | 0.00083232 | 0.00086405 | 0.00089635
WA | Residential | Manufactured Home - Low Income | New | Exterior Lighting | General Service Lighting | 0 | 0.0058509 | 0.012874 | 0.019852 | 0.025652 | 0.029899 | 0.033729 | 0.037861 | 0.042203 | 0.046074 | 0.050016 | 0.053791 | 0.057471 | 0.061146 | 0.06419 | 0.067191 | 0.070113 | 0.07296 | 0.075809 | 0.078228 | 0.080617 | 0.083063
WA | Residential | Manufactured Home - Low Income | New | Appliances | Clothes Washer | 0 | 0.0067134 | 0.01489 | 0.023446 | 0.031892 | 0.040263 | 0.048588 | 0.056879 | 0.065126 | 0.073317 | 0.081463 | 0.089539 | 0.097554 | 0.10551 | 0.11341 | 0.12121 | 0.12896 | 0.13664 | 0.14425 | 0.1518 | 0.15933 | 0.16692
WA | Residential | Manufactured Home - Low Income | New | Appliances | Clothes Dryer | 0 | 0.051986 | 0.11512 | 0.18122 | 0.24809 | 0.31522 | 0.38184 | 0.44699 | 0.51179 | 0.57616 | 0.64018 | 0.70365 | 0.76664 | 0.82916 | 0.8912 | 0.95258 | 1.0135 | 1.0738 | 1.1336 | 1.193 | 1.2521 | 1.3117
WA | Residential | Manufactured Home - Low Income | New | Appliances | Dishwasher | 0 | 0.0051854 | 0.011494 | 0.01811 | 0.024817 | 0.031562 | 0.03837 | 0.045249 | 0.052192 | 0.059191 | 0.066253 | 0.073359 | 0.080517 | 0.087727 | 0.094988 | 0.10228 | 0.10932 | 0.11583 | 0.12228 | 0.12868 | 0.13506 | 0.1415
WA | Residential | Manufactured Home - Low Income | New | Appliances | Refrigerator | 0 | 0.031733 | 0.069837 | 0.10924 | 0.14858 | 0.18752 | 0.22624 | 0.2648 | 0.30314 | 0.34124 | 0.37912 | 0.41668 | 0.45395 | 0.49094 | 0.52766 | 0.56397 | 0.6 | 0.63569 | 0.67107 | 0.70619 | 0.74118 | 0.77647
WA | Residential | Manufactured Home - Low Income | New | Appliances | Freezer | 0 | 0.020041 | 0.043994 | 0.068649 | 0.093161 | 0.11734 | 0.14126 | 0.16498 | 0.18845 | 0.21166 | 0.23462 | 0.25728 | 0.27965 | 0.30175 | 0.32357 | 0.34504 | 0.36624 | 0.38713 | 0.40773 | 0.42808 | 0.44825 | 0.4685
WA | Residential | Manufactured Home - Low Income | New | Appliances | Second Refrigerator | 0 | 0.0090471 | 0.019909 | 0.031142 | 0.042355 | 0.053453 | 0.064487 | 0.075474 | 0.086401 | 0.097253 | 0.10805 | 0.11874 | 0.12936 | 0.1399 | 0.15035 | 0.16069 | 0.17095 | 0.18111 | 0.19119 | 0.20119 | 0.21114 | 0.22119
WA | Residential | Manufactured Home - Low Income | New | Appliances | Stove/Oven | 0 | 0.014764 | 0.032487 | 0.050813 | 0.069118 | 0.087259 | 0.1053 | 0.12327 | 0.14114 | 0.1589 | 0.17655 | 0.19405 | 0.21142 | 0.22867 | 0.24578 | 0.2627 | 0.2795 | 0.29613 | 0.31262 | 0.32899 | 0.3453 | 0.36175
WA | Residential | Manufactured Home - Low Income | New | Appliances | Microwave | 0 | 0.0075688 | 0.016654 | 0.026048 | 0.035432 | 0.044732 | 0.053982 | 0.063194 | 0.072355 | 0.081456 | 0.090506 | 0.099478 | 0.10838 | 0.11722 | 0.12599 | 0.13467 | 0.14328 | 0.15181 | 0.16026 | 0.16865 | 0.17702 | 0.18545
WA | Residential | Manufactured Home - Low Income | New | Appliances | Dehumidifier | 0 | 0.00050723 | 0.0011161 | 0.0017457 | 0.0023746 | 0.0029978 | 0.0036177 | 0.004235 | 0.004849 | 0.0054589 | 0.0060654 | 0.0066667 | 0.0072635 | 0.0078559 | 0.0084437 | 0.0090252 | 0.0096022 | 0.010174 | 0.01074 | 0.011303 | 0.011863 | 0.012428
WA | Residential | Manufactured Home - Low Income | New | Appliances | Air Purifier | 0 | 0.0011177 | 0.0024594 | 0.0038466 | 0.0052324 | 0.0066057 | 0.0079717 | 0.0093319 | 0.010685 | 0.012029 | 0.013365 | 0.01469 | 0.016005 | 0.01731 | 0.018606 | 0.019887 | 0.021159 | 0.022418 | 0.023666 | 0.024906 | 0.02614 | 0.027385
WA | Residential | Manufactured Home - Low Income | New | Electronics | Personal Computers | 0 | 0.0035593 | 0.0078317 | 0.012249 | 0.016662 | 0.021036 | 0.025386 | 0.029717 | 0.034026 | 0.038305 | 0.042561 | 0.04678 | 0.050968 | 0.055125 | 0.05925 | 0.06333 | 0.067379 | 0.071388 | 0.075364 | 0.079311 | 0.083243 | 0.087208
WA | Residential | Manufactured Home - Low Income | New | Electronics | Monitor | 0 | 0.0021586 | 0.0047865 | 0.0075442 | 0.010341 | 0.013156 | 0.015999 | 0.018874 | 0.021777 | 0.024705 | 0.027662 | 0.030639 | 0.03364 | 0.036664 | 0.039712 | 0.042774 | 0.04586 | 0.048964 | 0.05209 | 0.055241 | 0.058427 | 0.061682
WA | Residential | Manufactured Home - Low Income | New | Electronics | Laptops | 0 | 0.0029084 | 0.006449 | 0.010165 | 0.013933 | 0.017726 | 0.021556 | 0.025429 | 0.029341 | 0.033286 | 0.03727 | 0.041281 | 0.045323 | 0.049398 | 0.053504 | 0.05763 | 0.061788 | 0.06597 | 0.070182 | 0.074427 | 0.07872 | 0.083106
WA | Residential | Manufactured Home - Low Income | New | Electronics | TVs | 0 | 0.036657 | 0.081588 | 0.12908 | 0.1776 | 0.2268 | 0.27685 | 0.32782 | 0.37966 | 0.43234 | 0.4859 | 0.54022 | 0.59536 | 0.65132 | 0.70812 | 0.7656 | 0.82393 | 0.88301 | 0.94291 | 1.0037 | 1.0656 | 1.1292
WA | Residential | Manufactured Home - Low Income | New | Electronics | Printer/Fax/Copier | 0 | 0.0011631 | 0.0025791 | 0.004065 | 0.0055721 | 0.0070889 | 0.0086208 | 0.01017 | 0.011734 | 0.013312 | 0.014905 | 0.016509 | 0.018126 | 0.019755 | 0.021397 | 0.023048 | 0.02471 | 0.026383 | 0.028067 | 0.029765 | 0.031482 | 0.033236
WA | Residential | Manufactured Home - Low Income | New | Electronics | Set-top Boxes/DVRs | 0 | 0.0019696 | 0.0043837 | 0.0069353 | 0.0095424 | 0.012186 | 0.014875 | 0.017613 | 0.020399 | 0.023229 | 0.026107 | 0.029026 | 0.031988 | 0.034995 | 0.038047 | 0.041135 | 0.044269 | 0.047444 | 0.050662 | 0.053929 | 0.057255 | 0.060672
WA | Residential | Manufactured Home - Low Income | New | Electronics | Devices and Gadgets | 0 | 0.018018 | 0.039953 | 0.062972 | 0.086319 | 0.10982 | 0.13355 | 0.15754 | 0.18177 | 0.20622 | 0.2309 | 0.25574 | 0.28079 | 0.30603 | 0.33147 | 0.35703 | 0.38279 | 0.4087 | 0.43479 | 0.4611 | 0.48769 | 0.51486
WA | Residential | Manufactured Home - Low Income | New | Miscellaneous | Electric Vehicle Chargers | 0 | 0 | 0 | 0 | 0 | 0 | 0 | 0 | 0 | 0 | 0 | 0 | 0 | 0 | 0 | 0 | 0 | 0 | 0 | 0 | 0 | 0
WA | Residential | Manufactured Home - Low Income | New | Miscellaneous | Pool Pump | 0 | 0.00036185 | 0.00079622 | 0.0012453 | 0.001694 | 0.0021386 | 0.0025808 | 0.0030212 | 0.0034592 | 0.0038943 | 0.004327 | 0.0047559 | 0.0051817 | 0.0056043 | 0.0060236 | 0.0064384 | 0.0068501 | 0.0072577 | 0.0076619 | 0.0080632 | 0.0084629 | 0.008866
WA | Residential | Manufactured Home - Low Income | New | Miscellaneous | Pool Heater | 0 | 0.00086365 | 0.0019003 | 0.0029723 | 0.0040431 | 0.0051043 | 0.0061597 | 0.0072108 | 0.0082562 | 0.0092946 | 0.010327 | 0.011351 | 0.012367 | 0.013376 | 0.014377 | 0.015367 | 0.016349 | 0.017322 | 0.018287 | 0.019245 | 0.020199 | 0.021161
WA | Residential | Manufactured Home - Low Income | New | Miscellaneous | Hot Tub/Spa | 0 | 0.0023663 | 0.0052068 | 0.0071311 | 0.0090533 | 0.010958 | 0.012853 | 0.01474 | 0.016616 | 0.018481 | 0.020171 | 0.021683 | 0.023246 | 0.024847 | 0.026477 | 0.027907 | 0.029349 | 0.031096 | 0.032828 | 0.034547 | 0.03626 | 0.037987
WA | Residential | Manufactured Home - Low Income | New | Miscellaneous | Furnace Fan | 0 | 0.006488 | 0.014361 | 0.022597 | 0.030922 | 0.039271 | 0.047676 | 0.056145 | 0.064669 | 0.073239 | 0.081863 | 0.090517 | 0.099211 | 0.10794 | 0.11672 | 0.1255 | 0.13432 | 0.14317 | 0.15205 | 0.16097 | 0.16996 | 0.17912
WA | Residential | Manufactured Home - Low Income | New | Miscellaneous | Well Pump | 0 | 0.0010051 | 0.0022115 | 0.003459 | 0.0047051 | 0.0059401 | 0.0071684 | 0.0083916 | 0.0096082 | 0.010817 | 0.012018 | 0.01321 | 0.014392 | 0.015566 | 0.016731 | 0.017883 | 0.019027 | 0.020159 | 0.021281 | 0.022396 | 0.023506 | 0.024626
WA | Residential | Manufactured Home - Low Income | New | Miscellaneous | Bathroom Exhaust Fan | 0 | 0.00040129 | 0.00088298 | 0.0013811 | 0.0018786 | 0.0023717 | 0.0028621 | 0.0033504 | 0.0038362 | 0.0043187 | 0.0047985 | 0.0052742 | 0.0057464 | 0.006215 | 0.00668 | 0.0071401 | 0.0075966 | 0.0080486 | 0.0084969 | 0.0089419 | 0.0093851 | 0.0098322
WA | Residential | Manufactured Home - Low Income | New | Miscellaneous | Miscellaneous | 0 | 0.095049 | 0.21218 | 0.33669 | 0.46464 | 0.59512 | 0.72861 | 0.86534 | 1.0052 | 1.1481 | 1.2941 | 1.4431 | 1.5951 | 1.7503 | 1.9086 | 2.0697 | 2.234 | 2.4013 | 2.5719 | 2.7459 | 2.9239 | 3.1077
WA | Residential | Manufactured Home - Low Income | New | Generation | Solar PV | 0 | -0.00094484 | -0.0022556 | -0.0039129 | -0.0058612 | -0.0082686 | -0.011269 | -0.014985 | -0.019528 | -0.024706 | -0.031704 | -0.039454 | -0.047757 | -0.056571 | -0.065851 | -0.07551 | -0.085496 | -0.095734 | -0.10617 | -0.11677 | -0.12751 | -0.13843
WA | Residential | Single Family - Reg. Income | Existing | Cooling | Central AC | 12.2375 | 12.1882 | 12.1294 | 12.0175 | 11.944 | 11.9614 | 11.9766 | 11.9909 | 12.0057 | 12.0221 | 12.0412 | 12.0642 | 12.092 | 12.1256 | 12.1658 | 12.2323 | 12.3058 | 12.3861 | 12.4729 | 12.5665 | 12.6665 | 12.7724
WA | Residential | Single Family - Reg. Income | Existing | Cooling | Room AC | 0.69039 | 0.6834 | 0.67574 | 0.66787 | 0.66019 | 0.65856 | 0.65766 | 0.6578 | 0.65886 | 0.66074 | 0.66336 | 0.66663 | 0.67048 | 0.67486 | 0.67971 | 0.68604 | 0.69274 | 0.69979 | 0.70716 | 0.7148 | 0.72271 | 0.73086
WA | Residential | Single Family - Reg. Income | Existing | Cooling | Air-Source Heat Pump | 4.906 | 4.914 | 4.9195 | 4.9243 | 4.9287 | 4.9745 | 5.0204 | 5.0665 | 5.113 | 5.16 | 5.2078 | 5.2565 | 5.3062 | 5.357 | 5.409 | 5.4707 | 5.5339 | 5.5984 | 5.6642 | 5.7313 | 5.7995 | 5.8688
WA | Residential | Single Family - Reg. Income | Existing | Cooling | Geothermal Heat Pump | 0.53036 | 0.52521 | 0.51964 | 0.51377 | 0.50767 | 0.50567 | 0.50357 | 0.50145 | 0.49941 | 0.49752 | 0.49587 | 0.49452 | 0.49355 | 0.49301 | 0.49299 | 0.49428 | 0.49619 | 0.49849 | 0.50114 | 0.50412 | 0.50741 | 0.51098
WA | Residential | Single Family - Reg. Income | Existing | Cooling | Evaporative Cooler | 0.027986 | 0.02783 | 0.027669 | 0.027505 | 0.027339 | 0.027401 | 0.027462 | 0.027522 | 0.027584 | 0.027646 | 0.027712 | 0.027782 | 0.027857 | 0.027938 | 0.028024 | 0.028159 | 0.028298 | 0.028441 | 0.028588 | 0.028738 | 0.028891 | 0.029047
WA | Residential | Single Family - Reg. Income | Existing | Cooling | Ductless Mini Split Heat Pump | 0.81629 | 0.81734 | 0.81838 | 0.81943 | 0.82047 | 0.82844 | 0.83644 | 0.84445 | 0.85248 | 0.86052 | 0.86859 | 0.87668 | 0.88478 | 0.89291 | 0.90105 | 0.91062 | 0.92021 | 0.92983 | 0.93946 | 0.94912 | 0.95881 | 0.96851
WA | Residential | Single Family - Reg. Income | Existing | Space Heating | Electric Room Heat | 3.918 | 3.907 | 3.8952 | 3.9001 | 3.8703 | 3.8423 | 3.8145 | 3.804 | 3.7602 | 3.7339 | 3.7084 | 3.7003 | 3.6602 | 3.6377 | 3.6162 | 3.6126 | 3.5777 | 3.5596 | 3.5422 | 3.5412 | 3.5093 | 3.4937
WA | Residential | Single Family - Reg. Income | Existing | Space Heating | Electric Furnace | 27.5556 | 27.4781 | 27.3951 | 27.4298 | 27.2196 | 27.023 | 26.8277 | 26.7535 | 26.4456 | 26.2608 | 26.0816 | 26.0243 | 25.7425 | 25.584 | 25.4325 | 25.4074 | 25.1617 | 25.0347 | 24.9125 | 24.9057 | 24.6813 | 24.5715
WA | Residential | Single Family - Reg. Income | Existing | Space Heating | Air-Source Heat Pump | 24.091 | 24.123 | 24.1471 | 24.2781 | 24.1937 | 24.1207 | 24.0471 | 24.0797 | 23.8983 | 23.8231 | 23.7475 | 23.7772 | 23.595 | 23.5182 | 23.4411 | 23.475 | 23.3005 | 23.2313 | 23.1628 | 23.1981 | 23.0274 | 22.9604
WA | Residential | Single Family - Reg. Income | Existing | Space Heating | Geothermal Heat Pump | 1.2305 | 1.2188 | 1.2062 | 1.1984 | 1.1795 | 1.161 | 1.1427 | 1.1297 | 1.107 | 1.0899 | 1.0735 | 1.0626 | 1.0431 | 1.0293 | 1.0165 | 1.0096 | 0.9948 | 0.98528 | 0.97643 | 0.9725 | 0.96045 | 0.95323
WA | Residential | Single Family - Reg. Income | Existing | Space Heating | Ductless Mini Split Heat Pump | 4.1401 | 4.1454 | 4.1507 | 4.1745 | 4.1613 | 4.1502 | 4.139 | 4.1462 | 4.1166 | 4.1053 | 4.094 | 4.1009 | 4.0713 | 4.0599 | 4.0484 | 4.0561 | 4.0276 | 4.0171 | 4.0066 | 4.014 | 3.9855 | 3.9749
WA | Residential | Single Family - Reg. Income | Existing | Water Heating | Water Heater (<= 55 Gal) | 12.4135 | 12.4466 | 12.4798 | 12.513 | 12.5464 | 12.5798 | 12.6134 | 12.647 | 12.6807 | 12.7145 | 12.7484 | 12.7824 | 12.8165 | 12.8506 | 12.8849 | 12.9193 | 12.9537 | 12.9882 | 13.0229 | 13.0576 | 13.0924 | 13.1273
WA | Residential | Single Family - Reg. Income | Existing | Water Heating | Water Heater (> 55 Gal) | 1.0593 | 1.0279 | 0.99222 | 0.95391 | 0.91432 | 0.87463 | 0.83585 | 0.79883 | 0.76433 | 0.73297 | 0.70531 | 0.6818 | 0.66186 | 0.64497 | 0.6307 | 0.61868 | 0.60858 | 0.60013 | 0.5931 | 0.58729 | 0.58251 | 0.57863
WA | Residential | Single Family - Reg. Income | Existing | Interior Lighting | General Service Lighting | 9.1363 | 8.8378 | 8.4741 | 8.0566 | 7.5493 | 6.996 | 6.354 | 5.8035 | 5.333 | 4.9204 | 4.5722 | 4.2787 | 4.0372 | 3.8328 | 3.6496 | 3.4898 | 3.35 | 3.2273 | 3.1214 | 3.0159 | 2.9207 | 2.8346
WA | Residential | Single Family - Reg. Income | Existing | Interior Lighting | Linear Lighting | 1.4015 | 1.3992 | 1.397 | 1.3948 | 1.392 | 1.3892 | 1.3864 | 1.3835 | 1.3806 | 1.3773 | 1.3739 | 1.3705 | 1.3672 | 1.3638 | 1.3601 | 1.3563 | 1.3526 | 1.3489 | 1.3452 | 1.3415 | 1.3379 | 1.3345
WA | Residential | Single Family - Reg. Income | Existing | Interior Lighting | Exempted Lighting | 0.060798 | 0.058191 | 0.054548 | 0.050134 | 0.044943 | 0.039012 | 0.032683 | 0.027866 | 0.024168 | 0.021181 | 0.018868 | 0.017068 | 0.015644 | 0.014599 | 0.013698 | 0.012907 | 0.012237 | 0.011668 | 0.01126 | 0.010914 | 0.010623 | 0.010396
WA | Residential | Single Family - Reg. Income | Existing | Exterior Lighting | General Service Lighting | 2.1159 | 2.0411 | 1.9452 | 1.8291 | 1.6815 | 1.4961 | 1.339 | 1.2138 | 1.1138 | 1.0289 | 0.96297 | 0.9081 | 0.86192 | 0.82368 | 0.78763 | 0.75639 | 0.72892 | 0.70472 | 0.68389 | 0.66089 | 0.63929 | 0.61882
WA | Residential | Single Family - Reg. Income | Existing | Appliances | Clothes Washer | 1.0139 | 1.0204 | 1.0197 | 1.0181 | 1.0164 | 1.0148 | 1.0132 | 1.0116 | 1.0099 | 1.0083 | 1.0067 | 1.0051 | 1.0035 | 1.0019 | 1.0003 | 0.99868 | 0.99709 | 0.99549 | 0.9939 | 0.99231 | 0.99072 | 0.98914
WA | Residential | Single Family - Reg. Income | Existing | Appliances | Clothes Dryer | 6.9814 | 7.0169 | 7.0526 | 7.0887 | 7.125 | 7.1614 | 7.198 | 7.2346 | 7.2712 | 7.3077 | 7.3443 | 7.3808 | 7.4069 | 7.3959 | 7.3848 | 7.3736 | 7.3623 | 7.351 | 7.3396 | 7.3281 | 7.3167 | 7.3052
WA | Residential | Single Family - Reg. Income | Existing | Appliances | Dishwasher | 0.70692 | 0.711 | 0.71511 | 0.71924 | 0.7234 | 0.72758 | 0.73178 | 0.73601 | 0.74026 | 0.74454 | 0.74884 | 0.75316 | 0.75751 | 0.76189 | 0.76629 | 0.77072 | 0.77517 | 0.77965 | 0.78415 | 0.78869 | 0.79324 | 0.79782
WA | Residential | Single Family - Reg. Income | Existing | Appliances | Refrigerator | 5.3676 | 5.3566 | 5.3454 | 5.3343 | 5.323 | 5.3115 | 5.3 | 5.2887 | 5.2774 | 5.2663 | 5.2555 | 5.2449 | 5.2345 | 5.2242 | 5.2142 | 5.2043 | 5.1946 | 5.185 | 5.1756 | 5.1662 | 5.157 | 5.1478
WA | Residential | Single Family - Reg. Income | Existing | Appliances | Freezer | 3.7661 | 3.7513 | 3.7365 | 3.7218 | 3.7072 | 3.6926 | 3.6781 | 3.6636 | 3.6492 | 3.6348 | 3.6205 | 3.6063 | 3.5921 | 3.5779 | 3.5638 | 3.5498 | 3.5358 | 3.5219 | 3.508 | 3.4942 | 3.4805 | 3.4668
WA | Residential | Single Family - Reg. Income | Existing | Appliances | Second Refrigerator | 5.1401 | 5.0395 | 4.9337 | 4.8249 | 4.7148 | 4.6051 | 4.4972 | 4.3927 | 4.2928 | 4.1985 | 4.111 | 4.031 | 3.958 | 3.8911 | 3.83 | 3.774 | 3.7227 | 3.6757 | 3.6325 | 3.5928 | 3.5562 | 3.5226
WA | Residential | Single Family - Reg. Income | Existing | Appliances | Stove/Oven | 1.047 | 1.0456 | 1.0444 | 1.0431 | 1.042 | 1.0408 | 1.0396 | 1.0384 | 1.0372 | 1.036 | 1.0347 | 1.0334 | 1.0321 | 1.0307 | 1.0293 | 1.0278 | 1.0263 | 1.0248 | 1.0233 | 1.0217 | 1.0201 | 1.0186
WA | Residential | Single Family - Reg. Income | Existing | Appliances | Microwave | 1.2773 | 1.2753 | 1.2732 | 1.2712 | 1.2691 | 1.2671 | 1.2651 | 1.2631 | 1.261 | 1.259 | 1.257 | 1.255 | 1.253 | 1.251 | 1.249 | 1.247 | 1.245 | 1.243 | 1.241 | 1.239 | 1.237 | 1.2351
WA | Residential | Single Family - Reg. Income | Existing | Appliances | Dehumidifier | 0.42201 | 0.41702 | 0.41136 | 0.40531 | 0.39913 | 0.39302 | 0.38713 | 0.38161 | 0.37658 | 0.37213 | 0.36832 | 0.36507 | 0.36226 | 0.35984 | 0.35773 | 0.35588 | 0.35424 | 0.35279 | 0.35149 | 0.35032 | 0.34925 | 0.34826
WA | Residential | Single Family - Reg. Income | Existing | Appliances | Air Purifier | 0.41404 | 0.41338 | 0.41272 | 0.41206 | 0.4114 | 0.41074 | 0.41009 | 0.40943 | 0.40877 | 0.40812 | 0.40747 | 0.40682 | 0.40616 | 0.40551 | 0.40487 | 0.40422 | 0.40357 | 0.40293 | 0.40228 | 0.40164 | 0.40099 | 0.40035
WA | Residential | Single Family - Reg. Income | Existing | Electronics | Personal Computers | 0.77331 | 0.72226 | 0.678 | 0.64161 | 0.61377 | 0.59495 | 0.58212 | 0.57328 | 0.5671 | 0.56269 | 0.55946 | 0.55701 | 0.55509 | 0.55351 | 0.55217 | 0.55098 | 0.5499 | 0.54888 | 0.54792 | 0.54698 | 0.54607 | 0.54516
WA | Residential | Single Family - Reg. Income | Existing | Electronics | Monitor | 0.57005 | 0.54844 | 0.52267 | 0.49593 | 0.47076 | 0.44918 | 0.43284 | 0.42069 | 0.41191 | 0.40584 | 0.40194 | 0.3998 | 0.39907 | 0.39949 | 0.40083 | 0.40293 | 0.40565 | 0.40887 | 0.41251 | 0.41651 | 0.42079 | 0.42532
WA | Residential | Single Family - Reg. Income | Existing | Electronics | Laptops | 0.60969 | 0.60299 | 0.59637 | 0.59251 | 0.59089 | 0.59106 | 0.59268 | 0.5955 | 0.59928 | 0.60385 | 0.60908 | 0.61485 | 0.62107 | 0.62768 | 0.63462 | 0.64184 | 0.6493 | 0.65699 | 0.66487 | 0.67293 | 0.68116 | 0.68954
WA | Residential | Single Family - Reg. Income | Existing | Electronics | TVs | 1.6671 | 2.2926 | 2.8994 | 3.4437 | 3.8903 | 4.2587 | 4.5649 | 4.8212 | 5.0379 | 5.2229 | 5.3827 | 5.5224 | 5.6463 | 5.7575 | 5.8588 | 5.9522 | 6.0394 | 6.1218 | 6.2005 | 6.2764 | 6.3501 | 6.4222
WA | Residential | Single Family - Reg. Income | Existing | Electronics | Printer/Fax/Copier | 0.20388 | 0.20225 | 0.20013 | 0.19806 | 0.19646 | 0.19566 | 0.1955 | 0.19586 | 0.19665 | 0.19779 | 0.19921 | 0.20086 | 0.2027 | 0.20471 | 0.20685 | 0.2091 | 0.21146 | 0.2139 | 0.21642 | 0.219 | 0.22165 | 0.22435
WA | Residential | Single Family - Reg. Income | Existing | Electronics | Set-top Boxes/DVRs | 0.38709 | 0.3884 | 0.38937 | 0.39028 | 0.39136 | 0.3928 | 0.39474 | 0.39709 | 0.39978 | 0.40274 | 0.40592 | 0.4093 | 0.41284 | 0.41652 | 0.42031 | 0.42421 | 0.4282 | 0.43227 | 0.43641 | 0.44062 | 0.4449 | 0.44923
WA | Residential | Single Family - Reg. Income | Existing | Electronics | Devices and Gadgets | 4.7959 | 4.8564 | 4.9176 | 4.9796 | 5.0424 | 5.106 | 5.1703 | 5.2355 | 5.3015 | 5.3684 | 5.436 | 5.5046 | 5.574 | 5.6442 | 5.7154 | 5.7875 | 5.8604 | 5.9343 | 6.0091 | 6.0849 | 6.1616 | 6.2393
WA | Residential | Single Family - Reg. Income | Existing | Miscellaneous | Electric Vehicle Chargers | 1.3649 | 1.7229 | 2.1546 | 2.676 | 3.3277 | 4.2169 | 5.4218 | 7.0508 | 9.1995 | 11.9575 | 15.3019 | 19.2876 | 23.9802 | 29.4286 | 35.6289 | 42.2082 | 49.2346 | 56.5505 | 64.1037 | 71.9679 | 80.696 | 90.3832
WA | Residential | Single Family - Reg. Income | Existing | Miscellaneous | Pool Pump | 1.3558 | 1.1254 | 0.94315 | 0.79933 | 0.6867 | 0.59984 | 0.53466 | 0.48572 | 0.44893 | 0.42125 | 0.40039 | 0.38463 | 0.37269 | 0.36362 | 0.35669 | 0.35137 | 0.34725 | 0.34403 | 0.34148 | 0.33944 | 0.33778 | 0.3364
WA | Residential | Single Family - Reg. Income | Existing | Miscellaneous | Pool Heater | 0.98522 | 0.98364 | 0.98207 | 0.9805 | 0.97893 | 0.97736 | 0.9758 | 0.97423 | 0.97268 | 0.97112 | 0.96957 | 0.96801 | 0.96647 | 0.96492 | 0.96338 | 0.96183 | 0.9603 | 0.95876 | 0.95722 | 0.95569 | 0.95416 | 0.95264
WA | Residential | Single Family - Reg. Income | Existing | Miscellaneous | Hot Tub/Spa | 1.7332 | 1.7992 | 1.8796 | 1.9114 | 1.9381 | 1.9568 | 1.965 | 1.961 | 1.9431 | 1.9102 | 1.8762 | 1.8391 | 1.809 | 1.7844 | 1.7642 | 1.7382 | 1.7141 | 1.7064 | 1.6997 | 1.6938 | 1.6886 | 1.6839
WA | Residential | Single Family - Reg. Income | Existing | Miscellaneous | Furnace Fan | 2.0582 | 2.0556 | 2.0521 | 2.0479 | 2.0433 | 2.0385 | 2.0336 | 2.0289 | 2.0244 | 2.0203 | 2.0168 | 2.0139 | 2.0117 | 2.0103 | 2.0074 | 1.997 | 1.9875 | 1.9786 | 1.9704 | 1.9628 | 1.9557 | 1.9491
WA | Residential | Single Family - Reg. Income | Existing | Miscellaneous | Well Pump | 0.30653 | 0.30604 | 0.30555 | 0.30506 | 0.30457 | 0.30408 | 0.3036 | 0.30311 | 0.30263 | 0.30214 | 0.30166 | 0.30118 | 0.3007 | 0.30021 | 0.29973 | 0.29925 | 0.29878 | 0.2983 | 0.29782 | 0.29734 | 0.29687 | 0.29639
WA | Residential | Single Family - Reg. Income | Existing | Miscellaneous | Bathroom Exhaust Fan | 0.16111 | 0.16085 | 0.1606 | 0.16034 | 0.16008 | 0.15983 | 0.15957 | 0.15932 | 0.15906 | 0.15881 | 0.15855 | 0.1583 | 0.15805 | 0.15779 | 0.15754 | 0.15729 | 0.15704 | 0.15679 | 0.15654 | 0.15628 | 0.15603 | 0.15578
WA | Residential | Single Family - Reg. Income | Existing | Miscellaneous | Miscellaneous | 23.4374 | 23.7399 | 24.0463 | 24.3567 | 24.6711 | 24.9895 | 25.312 | 25.6387 | 25.9697 | 26.3049 | 26.6444 | 26.9883 | 27.3367 | 27.6895 | 28.0469 | 28.4089 | 28.7756 | 29.147 | 29.5232 | 29.9043 | 30.2903 | 30.6812
WA | Residential | Single Family - Reg. Income | Existing | Generation | Solar PV | -7.3973 | -8.5065 | -9.2144 | -10.2034 | -11.218 | -12.5154 | -14.1115 | -16.0041 | -18.1862 | -20.4051 | -23.5287 | -26.5969 | -29.5016 | -32.2594 | -34.8809 | -37.3603 | -39.6956 | -41.8856 | -43.9323 | -45.8406 | -47.6148 | -49.2621
WA | Residential | Single Family - Reg. Income | New | Cooling | Central AC | 0 | 0.068672 | 0.1539 | 0.22853 | 0.31734 | 0.40772 | 0.50014 | 0.59475 | 0.69145 | 0.79012 | 0.8909 | 0.99347 | 1.098 | 1.2044 | 1.3128 | 1.4245 | 1.5381 | 1.6535 | 1.7709 | 1.8908 | 2.0135 | 2.1404
WA | Residential | Single Family - Reg. Income | New | Cooling | Room AC | 0 | 0 | 0 | 0 | 0 | 0 | 0 | 0 | 0 | 0 | 0 | 0 | 0 | 0 | 0 | 0 | 0 | 0 | 0 | 0 | 0 | 0
WA | Residential | Single Family - Reg. Income | New | Cooling | Air-Source Heat Pump | 0 | 0.075808 | 0.16583 | 0.26072 | 0.35671 | 0.45674 | 0.55904 | 0.66376 | 0.77079 | 0.88 | 0.99155 | 1.1051 | 1.2207 | 1.3385 | 1.4584 | 1.5821 | 1.7083 | 1.8368 | 1.9677 | 2.1012 | 2.2378 | 2.3791
WA | Residential | Single Family - Reg. Income | New | Cooling | Geothermal Heat Pump | 0 | 0.00444 | 0.010057 | 0.015971 | 0.021941 | 0.02815 | 0.034487 | 0.040976 | 0.047607 | 0.054373 | 0.061283 | 0.068317 | 0.075482 | 0.08278 | 0.090211 | 0.097901 | 0.10575 | 0.11373 | 0.12185 | 0.13014 | 0.13861 | 0.14737
WA | Residential | Single Family - Reg. Income | New | Cooling | Evaporative Cooler | 0 | 0.00022773 | 0.00051303 | 0.00081032 | 0.0011075 | 0.0014137 | 0.0017233 | 0.0020366 | 0.0023532 | 0.0026727 | 0.0029953 | 0.00332 | 0.0036471 | 0.0039765 | 0.0043083 | 0.0046483 | 0.0049915 | 0.0053369 | 0.005685 | 0.0060363 | 0.0063919 | 0.0067562
WA | Residential | Single Family - Reg. Income | New | Cooling | Ductless Mini Split Heat Pump | 0 | 0.012279 | 0.027743 | 0.043945 | 0.060238 | 0.077112 | 0.094268 | 0.11173 | 0.12947 | 0.14747 | 0.16575 | 0.18424 | 0.20298 | 0.22195 | 0.24116 | 0.26095 | 0.28102 | 0.30133 | 0.32191 | 0.34279 | 0.36403 | 0.38588
WA | Residential | Single Family - Reg. Income | New | Space Heating | Electric Room Heat | 0 | 0 | 0 | 0 | 0 | 0 | 0 | 0 | 0 | 0 | 0 | 0 | 0 | 0 | 0 | 0 | 0 | 0 | 0 | 0 | 0 | 0
WA | Residential | Single Family - Reg. Income | New | Space Heating | Electric Furnace | 0 | 0 | 0 | 0 | 0 | 0 | 0 | 0 | 0 | 0 | 0 | 0 | 0 | 0 | 0 | 0 | 0 | 0 | 0 | 0 | 0 | 0
WA | Residential | Single Family - Reg. Income | New | Space Heating | Air-Source Heat Pump | 0 | 0.39264 | 0.85566 | 1.3468 | 1.8286 | 2.3054 | 2.7786 | 3.2633 | 3.7154 | 4.1777 | 4.6362 | 5.1121 | 5.5378 | 5.9815 | 6.4204 | 6.8832 | 7.2804 | 7.7029 | 8.1206 | 8.5725 | 8.9458 | 9.361
WA | Residential | Single Family - Reg. Income | New | Space Heating | Geothermal Heat Pump | 0 | 0.010211 | 0.023063 | 0.03668 | 0.05003 | 0.063224 | 0.076302 | 0.089696 | 0.10219 | 0.11497 | 0.12764 | 0.1408 | 0.15256 | 0.16483 | 0.17696 | 0.18981 | 0.20084 | 0.21256 | 0.22414 | 0.23666 | 0.247 | 0.25849
WA | Residential | Single Family - Reg. Income | New | Space Heating | Ductless Mini Split Heat Pump | 0 | 0.063161 | 0.1427 | 0.22705 | 0.30985 | 0.39178 | 0.47309 | 0.55636 | 0.63407 | 0.7135 | 0.79231 | 0.87406 | 0.94724 | 1.0235 | 1.0989 | 1.1788 | 1.2474 | 1.3203 | 1.3924 | 1.4702 | 1.5346 | 1.6062
WA | Residential | Single Family - Reg. Income | New | Water Heating | Water Heater (<= 55 Gal) | 0 | 0.14227 | 0.32051 | 0.50624 | 0.69193 | 0.87583 | 1.0588 | 1.241 | 1.4222 | 1.6022 | 1.7812 | 1.9586 | 2.1345 | 2.3091 | 2.4824 | 2.6535 | 2.8233 | 2.9913 | 3.1578 | 3.323 | 3.4877 | 3.6542
WA | Residential | Single Family - Reg. Income | New | Water Heating | Water Heater (> 55 Gal) | 0 | 0.067639 | 0.15303 | 0.24274 | 0.3332 | 0.42356 | 0.51421 | 0.60528 | 0.69664 | 0.78816 | 0.87996 | 0.97172 | 1.0636 | 1.1555 | 1.2474 | 1.3392 | 1.4309 | 1.5225 | 1.6141 | 1.7059 | 1.798 | 1.8919
WA | Residential | Single Family - Reg. Income | New | Interior Lighting | General Service Lighting | 0 | 0.047328 | 0.10662 | 0.16841 | 0.22199 | 0.27363 | 0.31622 | 0.35651 | 0.39585 | 0.43125 | 0.46681 | 0.50237 | 0.53887 | 0.57516 | 0.60734 | 0.6387 | 0.66939 | 0.69934 | 0.72922 | 0.75605 | 0.78251 | 0.80971
WA | Residential | Single Family - Reg. Income | New | Interior Lighting | Linear Lighting | 0 | 0.016506 | 0.037186 | 0.058734 | 0.080039 | 0.10114 | 0.12213 | 0.14303 | 0.16383 | 0.18433 | 0.20472 | 0.22492 | 0.24497 | 0.26486 | 0.28449 | 0.30388 | 0.32312 | 0.34216 | 0.36103 | 0.37975 | 0.39833 | 0.41705
WA | Residential | Single Family - Reg. Income | New | Interior Lighting | Exempted Lighting | 0 | 0.00020285 | 0.00045699 | 0.00072181 | 0.00095843 | 0.0011554 | 0.00134 | 0.0015134 | 0.0016783 | 0.0018083 | 0.001933 | 0.0020575 | 0.0021807 | 0.0023152 | 0.0024256 | 0.0025244 | 0.0026218 | 0.0027194 | 0.0028306 | 0.0029419 | 0.0030539 | 0.0031684
WA | Residential | Single Family - Reg. Income | New | Exterior Lighting | General Service Lighting | 0 | 0.012287 | 0.02768 | 0.043122 | 0.055975 | 0.065384 | 0.073886 | 0.083027 | 0.092626 | 0.10118 | 0.10991 | 0.11826 | 0.12639 | 0.13451 | 0.14124 | 0.14786 | 0.15431 | 0.16058 | 0.16685 | 0.17222 | 0.17747 | 0.18287
WA | Residential | Single Family - Reg. Income | New | Appliances | Clothes Washer | 0 | 0.0096295 | 0.021714 | 0.034296 | 0.046876 | 0.059335 | 0.071728 | 0.084073 | 0.096351 | 0.10854 | 0.12067 | 0.13269 | 0.14461 | 0.15644 | 0.16817 | 0.17977 | 0.19127 | 0.20265 | 0.21393 | 0.22512 | 0.23628 | 0.24756
WA | Residential | Single Family - Reg. Income | New | Appliances | Clothes Dryer | 0 | 0.066449 | 0.15066 | 0.23949 | 0.32944 | 0.41968 | 0.51059 | 0.60231 | 0.69471 | 0.78765 | 0.88128 | 0.97525 | 1.0682 | 1.1556 | 1.2423 | 1.3279 | 1.4129 | 1.497 | 1.5803 | 1.663 | 1.7454 | 1.8287
WA | Residential | Single Family - Reg. Income | New | Appliances | Dishwasher | 0 | 0.0067098 | 0.015228 | 0.02423 | 0.033362 | 0.042541 | 0.051806 | 0.061171 | 0.070622 | 0.080148 | 0.089761 | 0.099428 | 0.10916 | 0.11896 | 0.12883 | 0.13873 | 0.1487 | 0.15871 | 0.16878 | 0.17893 | 0.18918 | 0.19968
WA | Residential | Single Family - Reg. Income | New | Appliances | Refrigerator | 0 | 0.050152 | 0.113 | 0.17851 | 0.24395 | 0.3087 | 0.37307 | 0.4372 | 0.50098 | 0.56433 | 0.62733 | 0.68975 | 0.75168 | 0.81312 | 0.87407 | 0.9343 | 0.99404 | 1.0532 | 1.1117 | 1.1699 | 1.2278 | 1.2864
WA | Residential | Single Family - Reg. Income | New | Appliances | Freezer | 0 | 0.035406 | 0.079578 | 0.1254 | 0.17099 | 0.21593 | 0.26041 | 0.30451 | 0.34816 | 0.39129 | 0.43399 | 0.47609 | 0.51765 | 0.55868 | 0.59918 | 0.63899 | 0.67828 | 0.71696 | 0.75509 | 0.79274 | 0.83007 | 0.86766
WA | Residential | Single Family - Reg. Income | New | Appliances | Second Refrigerator | 0 | 0.031691 | 0.071403 | 0.11279 | 0.15413 | 0.19503 | 0.23569 | 0.2762 | 0.31648 | 0.35648 | 0.39626 | 0.43567 | 0.47477 | 0.51355 | 0.55203 | 0.59004 | 0.62774 | 0.66505 | 0.70201 | 0.73869 | 0.77524 | 0.8122
WA | Residential | Single Family - Reg. Income | New | Appliances | Stove/Oven | 0 | 0.0099269 | 0.022364 | 0.035323 | 0.04828 | 0.061112 | 0.073875 | 0.086589 | 0.099235 | 0.11179 | 0.12428 | 0.13666 | 0.14894 | 0.16112 | 0.17321 | 0.18515 | 0.197 | 0.20872 | 0.22033 | 0.23186 | 0.24335 | 0.25497
WA | Residential | Single Family - Reg. Income | New | Appliances | Microwave | 0 | 0.012035 | 0.027112 | 0.042823 | 0.058531 | 0.074088 | 0.089562 | 0.10498 | 0.12031 | 0.13553 | 0.15067 | 0.16568 | 0.18056 | 0.19533 | 0.20999 | 0.22446 | 0.23883 | 0.25304 | 0.26712 | 0.2811 | 0.29503 | 0.30911
WA | Residential | Single Family - Reg. Income | New | Appliances | Dehumidifier | 0 | 0.0033729 | 0.0075987 | 0.012002 | 0.016404 | 0.020764 | 0.025101 | 0.029421 | 0.033718 | 0.037985 | 0.042229 | 0.046433 | 0.050606 | 0.054745 | 0.058851 | 0.062909 | 0.066934 | 0.070917 | 0.074864 | 0.078781 | 0.082685 | 0.086632
WA | Residential | Single Family - Reg. Income | New | Appliances | Air Purifier | 0 | 0.0039011 | 0.0087887 | 0.013881 | 0.018973 | 0.024016 | 0.029032 | 0.034028 | 0.038998 | 0.043933 | 0.048842 | 0.053705 | 0.058531 | 0.063318 | 0.068068 | 0.072761 | 0.077417 | 0.082023 | 0.086588 | 0.091119 | 0.095634 | 0.1002
WA | Residential | Single Family - Reg. Income | New | Electronics | Personal Computers | 0 | 0.0053117 | 0.011966 | 0.018901 | 0.025833 | 0.0327 | 0.039529 | 0.046332 | 0.053099 | 0.059819 | 0.066502 | 0.073124 | 0.079694 | 0.086213 | 0.09268 | 0.09907 | 0.10541 | 0.11168 | 0.1179 | 0.12407 | 0.13021 | 0.13643
WA | Residential | Single Family - Reg. Income | New | Electronics | Monitor | 0 | 0.0031028 | 0.0070895 | 0.011357 | 0.015744 | 0.020212 | 0.024781 | 0.029459 | 0.034242 | 0.039124 | 0.044114 | 0.049197 | 0.054381 | 0.059666 | 0.065054 | 0.070529 | 0.07611 | 0.081786 | 0.087566 | 0.093459 | 0.099486 | 0.10572
WA | Residential | Single Family - Reg. Income | New | Electronics | Laptops | 0 | 0.0050594 | 0.01156 | 0.018519 | 0.025672 | 0.032957 | 0.040408 | 0.048036 | 0.055834 | 0.063796 | 0.071933 | 0.080221 | 0.088673 | 0.097291 | 0.10608 | 0.115 | 0.1241 | 0.13336 | 0.14279 | 0.15239 | 0.16222 | 0.17238
WA | Residential | Single Family - Reg. Income | New | Electronics | TVs | 0 | 0.050049 | 0.11405 | 0.18221 | 0.25192 | 0.32254 | 0.3944 | 0.4676 | 0.54206 | 0.61769 | 0.69461 | 0.77256 | 0.85167 | 0.93194 | 1.0134 | 1.0957 | 1.1793 | 1.2638 | 1.3495 | 1.4365 | 1.525 | 1.6162
WA | Residential | Single Family - Reg. Income | New | Electronics | Printer/Fax/Copier | 0 | 0.0016454 | 0.0037596 | 0.0060226 | 0.0083488 | 0.010718 | 0.013141 | 0.015622 | 0.018158 | 0.020747 | 0.023394 | 0.026089 | 0.028838 | 0.03164 | 0.034498 | 0.037401 | 0.040361 | 0.043371 | 0.046436 | 0.049561 | 0.052757 | 0.056062
WA | Residential | Single Family - Reg. Income | New | Electronics | Set-top Boxes/DVRs | 0 | 0.0034797 | 0.0079294 | 0.012668 | 0.017515 | 0.022425 | 0.027421 | 0.03251 | 0.037687 | 0.042945 | 0.048293 | 0.053713 | 0.059213 | 0.064794 | 0.070456 | 0.076181 | 0.081988 | 0.087867 | 0.093825 | 0.099871 | 0.10603 | 0.11237
WA | Residential | Single Family - Reg. Income | New | Electronics | Devices and Gadgets | 0 | 0.04583 | 0.10472 | 0.16775 | 0.23255 | 0.29854 | 0.36603 | 0.43513 | 0.50578 | 0.5779 | 0.6516 | 0.72668 | 0.80324 | 0.88131 | 0.9609 | 1.0418 | 1.1242 | 1.208 | 1.2934 | 1.3805 | 1.4695 | 1.5616
WA | Residential | Single Family - Reg. Income | New | Miscellaneous | Electric Vehicle Chargers | 0 | 0.016259 | 0.045882 | 0.090147 | 0.15347 | 0.24656 | 0.38383 | 0.586 | 0.87766 | 1.2872 | 1.8342 | 2.5462 | 3.4557 | 4.5951 | 5.9901 | 7.5977 | 9.4446 | 11.5119 | 13.7979 | 16.3273 | 19.2454 | 22.6209
WA | Residential | Single Family - Reg. Income | New | Miscellaneous | Pool Pump | 0 | 0.0032535 | 0.0073296 | 0.011577 | 0.015823 | 0.020029 | 0.024212 | 0.028379 | 0.032524 | 0.03664 | 0.040733 | 0.044789 | 0.048813 | 0.052806 | 0.056767 | 0.060681 | 0.064564 | 0.068406 | 0.072213 | 0.075991 | 0.079757 | 0.083564
WA | Residential | Single Family - Reg. Income | New | Miscellaneous | Pool Heater | 0 | 0.0092827 | 0.020913 | 0.033031 | 0.045147 | 0.057146 | 0.069081 | 0.08097 | 0.092796 | 0.10454 | 0.11622 | 0.12779 | 0.13927 | 0.15067 | 0.16197 | 0.17314 | 0.18421 | 0.19517 | 0.20604 | 0.21682 | 0.22756 | 0.23842
WA | Residential | Single Family - Reg. Income | New | Miscellaneous | Hot Tub/Spa | 0 | 0.024925 | 0.056151 | 0.07747 | 0.098784 | 0.11989 | 0.14089 | 0.16181 | 0.18261 | 0.20327 | 0.2221 | 0.23893 | 0.2563 | 0.27408 | 0.29216 | 0.30811 | 0.32407 | 0.34335 | 0.36246 | 0.38143 | 0.40033 | 0.41944
WA | Residential | Single Family - Reg. Income | New | Miscellaneous | Furnace Fan | 0 | 0.01746 | 0.039569 | 0.062872 | 0.086449 | 0.11008 | 0.13387 | 0.15785 | 0.18198 | 0.20624 | 0.23066 | 0.25514 | 0.27973 | 0.30382 | 0.32661 | 0.34913 | 0.37147 | 0.39357 | 0.41547 | 0.43721 | 0.45888 | 0.48079
WA | Residential | Single Family - Reg. Income | New | Miscellaneous | Well Pump | 0 | 0.0028881 | 0.0065065 | 0.010277 | 0.014046 | 0.01778 | 0.021493 | 0.025192 | 0.028871 | 0.032525 | 0.036159 | 0.03976 | 0.043332 | 0.046876 | 0.050393 | 0.053867 | 0.057314 | 0.060724 | 0.064104 | 0.067458 | 0.070801 | 0.074181
WA | Residential | Single Family - Reg. Income | New | Miscellaneous | Bathroom Exhaust Fan | 0 | 0.001518 | 0.0034198 | 0.0054015 | 0.0073828 | 0.0093451 | 0.011297 | 0.013241 | 0.015175 | 0.017095 | 0.019005 | 0.020898 | 0.022775 | 0.024638 | 0.026487 | 0.028313 | 0.030124 | 0.031917 | 0.033693 | 0.035456 | 0.037213 | 0.03899
WA | Residential | Single Family - Reg. Income | New | Miscellaneous | Miscellaneous | 0 | 0.22404 | 0.51205 | 0.82053 | 1.1378 | 1.4611 | 1.792 | 2.1309 | 2.4776 | 2.8317 | 3.1938 | 3.5628 | 3.9394 | 4.3235 | 4.7154 | 5.1137 | 5.52 | 5.9334 | 6.3547 | 6.7844 | 7.224 | 7.6788
WA | Residential | Single Family - Reg. Income | New | Generation | Solar PV | 0 | -0.080277 | -0.19621 | -0.34373 | -0.51736 | -0.73177 | -0.99902 | -1.3301 | -1.735 | -2.1966 | -2.8203 | -3.5112 | -4.2514 | -5.0371 | -5.8643 | -6.725 | -7.6148 | -8.5266 | -9.4561 | -10.3998 | -11.3558 | -12.3292
WA | Residential | Multi-Family - Reg. Income | Existing | Cooling | Central AC | 0.43923 | 0.43663 | 0.43368 | 0.42891 | 0.42544 | 0.4252 | 0.42486 | 0.42447 | 0.42407 | 0.42371 | 0.42343 | 0.42326 | 0.42324 | 0.4234 | 0.42378 | 0.42506 | 0.42657 | 0.4283 | 0.43023 | 0.43239 | 0.43474 | 0.43729
WA | Residential | Multi-Family - Reg. Income | Existing | Cooling | Room AC | 0.1003 | 0.09908 | 0.097766 | 0.096422 | 0.095103 | 0.094652 | 0.094303 | 0.0941 | 0.094026 | 0.094066 | 0.094208 | 0.09444 | 0.094752 | 0.095136 | 0.095582 | 0.096233 | 0.096932 | 0.097676 | 0.098459 | 0.099278 | 0.10013 | 0.10101
WA | Residential | Multi-Family - Reg. Income | Existing | Cooling | Air-Source Heat Pump | 0.096996 | 0.096979 | 0.0969 | 0.096808 | 0.096707 | 0.097413 | 0.098115 | 0.098815 | 0.099516 | 0.10022 | 0.10093 | 0.10165 | 0.10238 | 0.10312 | 0.10388 | 0.10482 | 0.10577 | 0.10675 | 0.10775 | 0.10876 | 0.10979 | 0.11084
WA | Residential | Multi-Family - Reg. Income | Existing | Cooling | Geothermal Heat Pump | 0 | 0 | 0 | 0 | 0 | 0 | 0 | 0 | 0 | 0 | 0 | 0 | 0 | 0 | 0 | 0 | 0 | 0 | 0 | 0 | 0 | 0
WA | Residential | Multi-Family - Reg. Income | Existing | Cooling | Evaporative Cooler | 0 | 0 | 0 | 0 | 0 | 0 | 0 | 0 | 0 | 0 | 0 | 0 | 0 | 0 | 0 | 0 | 0 | 0 | 0 | 0 | 0 | 0
WA | Residential | Multi-Family - Reg. Income | Existing | Cooling | Ductless Mini Split Heat Pump | 0.047553 | 0.047499 | 0.047445 | 0.047392 | 0.047338 | 0.047683 | 0.048028 | 0.048371 | 0.048714 | 0.049055 | 0.049396 | 0.049736 | 0.050075 | 0.050414 | 0.050751 | 0.051167 | 0.051582 | 0.051995 | 0.052408 | 0.052819 | 0.05323 | 0.05364
WA | Residential | Multi-Family - Reg. Income | Existing | Space Heating | Electric Room Heat | 0.46238 | 0.46002 | 0.45758 | 0.4571 | 0.45254 | 0.44823 | 0.44394 | 0.44167 | 0.43555 | 0.43148 | 0.42752 | 0.42556 | 0.41994 | 0.41635 | 0.41289 | 0.41149 | 0.40653 | 0.4035 | 0.40056 | 0.39948 | 0.39492 | 0.39222
WA | Residential | Multi-Family - Reg. Income | Existing | Space Heating | Electric Furnace | 1.0313 | 1.026 | 1.0206 | 1.0195 | 1.0093 | 0.99972 | 0.99016 | 0.9851 | 0.97146 | 0.96238 | 0.95353 | 0.94916 | 0.93663 | 0.92863 | 0.92091 | 0.91779 | 0.90672 | 0.89996 | 0.8934 | 0.891 | 0.88083 | 0.87479
WA | Residential | Multi-Family - Reg. Income | Existing | Space Heating | Air-Source Heat Pump | 0.41096 | 0.41069 | 0.41023 | 0.41159 | 0.40929 | 0.40719 | 0.40509 | 0.40476 | 0.40084 | 0.3987 | 0.39655 | 0.39615 | 0.39221 | 0.39001 | 0.38781 | 0.38744 | 0.38363 | 0.38158 | 0.37954 | 0.3792 | 0.37551 | 0.37351
WA | Residential | Multi-Family - Reg. Income | Existing | Space Heating | Geothermal Heat Pump | 0 | 0 | 0 | 0 | 0 | 0 | 0 | 0 | 0 | 0 | 0 | 0 | 0 | 0 | 0 | 0 | 0 | 0 | 0 | 0 | 0 | 0
WA | Residential | Multi-Family - Reg. Income | Existing | Space Heating | Ductless Mini Split Heat Pump | 0.2081 | 0.20786 | 0.20763 | 0.20831 | 0.20716 | 0.20611 | 0.20506 | 0.20492 | 0.20297 | 0.20193 | 0.20089 | 0.20074 | 0.19881 | 0.19778 | 0.19675 | 0.19665 | 0.19479 | 0.19382 | 0.19285 | 0.19274 | 0.19091 | 0.18995
WA | Residential | Multi-Family - Reg. Income | Existing | Water Heating | Water Heater (<= 55 Gal) | 1.3672 | 1.3675 | 1.3679 | 1.3682 | 1.3686 | 1.3689 | 1.3693 | 1.3696 | 1.37 | 1.3703 | 1.3707 | 1.371 | 1.3714 | 1.3717 | 1.3721 | 1.3724 | 1.3728 | 1.3731 | 1.3735 | 1.3738 | 1.3742 | 1.3745
WA | Residential | Multi-Family - Reg. Income | Existing | Water Heating | Water Heater (> 55 Gal) | 0.0008209 | 0.00079559 | 0.00076699 | 0.00073633 | 0.00070468 | 0.00067295 | 0.00064191 | 0.00061224 | 0.00058452 | 0.00055923 | 0.0005368 | 0.00051759 | 0.00050114 | 0.00048705 | 0.00047499 | 0.00046467 | 0.00045583 | 0.00044828 | 0.00044181 | 0.00043629 | 0.00043157 | 0.00042754
WA | Residential | Multi-Family - Reg. Income | Existing | Interior Lighting | General Service Lighting | 0.75637 | 0.72788 | 0.69369 | 0.65485 | 0.60893 | 0.55929 | 0.50296 | 0.45492 | 0.41406 | 0.37854 | 0.34861 | 0.32341 | 0.30261 | 0.28502 | 0.2694 | 0.25584 | 0.24401 | 0.23366 | 0.22473 | 0.21603 | 0.20821 | 0.20116
WA | Residential | Multi-Family - Reg. Income | Existing | Interior Lighting | Linear Lighting | 0.10448 | 0.10406 | 0.10365 | 0.10323 | 0.10281 | 0.10238 | 0.10195 | 0.10153 | 0.10111 | 0.10067 | 0.10024 | 0.099809 | 0.099379 | 0.098951 | 0.098516 | 0.098082 | 0.09765 | 0.09722 | 0.096792 | 0.096365 | 0.095945 | 0.09553
WA | Residential | Multi-Family - Reg. Income | Existing | Interior Lighting | Exempted Lighting | 0.0047936 | 0.0045562 | 0.0042299 | 0.0038386 | 0.003388 | 0.0028849 | 0.0023527 | 0.0019502 | 0.0016439 | 0.0014023 | 0.0012171 | 0.0010746 | 0.00096341 | 0.0008812 | 0.00081273 | 0.00075477 | 0.00070677 | 0.00066686 | 0.00063769 | 0.00061335 | 0.00059311 | 0.00057713
WA | Residential | Multi-Family - Reg. Income | Existing | Exterior Lighting | General Service Lighting | 0.20592 | 0.19746 | 0.18678 | 0.17407 | 0.15844 | 0.13941 | 0.12346 | 0.11074 | 0.10056 | 0.092001 | 0.085315 | 0.079768 | 0.075121 | 0.071276 | 0.067721 | 0.064657 | 0.061978 | 0.05963 | 0.057609 | 0.055445 | 0.053429 | 0.051534
WA | Residential | Multi-Family - Reg. Income | Existing | Appliances | Clothes Washer | 0.089657 | 0.09001 | 0.090365 | 0.090722 | 0.091079 | 0.091439 | 0.091799 | 0.092161 | 0.092525 | 0.09289 | 0.093256 | 0.093624 | 0.093993 | 0.094364 | 0.094736 | 0.09511 | 0.095485 | 0.095861 | 0.09624 | 0.096619 | 0.097 | 0.097383
WA | Residential | Multi-Family - Reg. Income | Existing | Appliances | Clothes Dryer | 0.58966 | 0.59122 | 0.5928 | 0.5944 | 0.596 | 0.59761 | 0.59921 | 0.60081 | 0.6024 | 0.60397 | 0.60553 | 0.60708 | 0.60862 | 0.61015 | 0.61167 | 0.61319 | 0.61471 | 0.61622 | 0.61773 | 0.61924 | 0.62074 | 0.62225
WA | Residential | Multi-Family - Reg. Income | Existing | Appliances | Dishwasher | 0.043298 | 0.043443 | 0.043589 | 0.043736 | 0.043883 | 0.04403 | 0.044178 | 0.044327 | 0.044475 | 0.044625 | 0.044775 | 0.044925 | 0.045076 | 0.045228 | 0.045379 | 0.045532 | 0.045685 | 0.045838 | 0.045992 | 0.046147 | 0.046302 | 0.046457
WA | Residential | Multi-Family - Reg. Income | Existing | Appliances | Refrigerator | 0.52078 | 0.51846 | 0.51614 | 0.51383 | 0.51151 | 0.50918 | 0.50685 | 0.50455 | 0.50227 | 0.50001 | 0.49778 | 0.49558 | 0.49341 | 0.49126 | 0.48914 | 0.48704 | 0.48496 | 0.4829 | 0.48086 | 0.47884 | 0.47683 | 0.47485
WA | Residential | Multi-Family - Reg. Income | Existing | Appliances | Freezer | 0.23092 | 0.22945 | 0.228 | 0.22656 | 0.22513 | 0.2237 | 0.22229 | 0.22088 | 0.21948 | 0.21809 | 0.21671 | 0.21534 | 0.21398 | 0.21262 | 0.21127 | 0.20994 | 0.20861 | 0.20729 | 0.20598 | 0.20467 | 0.20338 | 0.20209
WA | Residential | Multi-Family - Reg. Income | Existing | Appliances | Second Refrigerator | 0.30646 | 0.29973 | 0.29274 | 0.2856 | 0.27841 | 0.27127 | 0.26428 | 0.25752 | 0.25106 | 0.24496 | 0.23927 | 0.23405 | 0.22926 | 0.22485 | 0.22078 | 0.21703 | 0.21357 | 0.21036 | 0.20739 | 0.20463 | 0.20206 | 0.19967
WA | Residential | Multi-Family - Reg. Income | Existing | Appliances | Stove/Oven | 0.14776 | 0.14721 | 0.14668 | 0.14616 | 0.14564 | 0.14513 | 0.14461 | 0.1441 | 0.14359 | 0.14307 | 0.14255 | 0.14203 | 0.14151 | 0.14098 | 0.14045 | 0.13991 | 0.13937 | 0.13883 | 0.13829 | 0.13775 | 0.1372 | 0.13666
WA | Residential | Multi-Family - Reg. Income | Existing | Appliances | Microwave | 0.11708 | 0.11661 | 0.11615 | 0.11568 | 0.11522 | 0.11476 | 0.1143 | 0.11384 | 0.11339 | 0.11293 | 0.11248 | 0.11203 | 0.11158 | 0.11114 | 0.11069 | 0.11025 | 0.10981 | 0.10937 | 0.10893 | 0.1085 | 0.10806 | 0.10763
WA | Residential | Multi-Family - Reg. Income | Existing | Appliances | Dehumidifier | 0.028717 | 0.028309 | 0.027857 | 0.027382 | 0.0269 | 0.026424 | 0.025965 | 0.025534 | 0.025137 | 0.024779 | 0.024467 | 0.024193 | 0.023949 | 0.023732 | 0.023536 | 0.023358 | 0.023195 | 0.023044 | 0.022904 | 0.022773 | 0.022648 | 0.02253
WA | Residential | Multi-Family - Reg. Income | Existing | Appliances | Air Purifier | 0.027518 | 0.027407 | 0.027298 | 0.027189 | 0.02708 | 0.026972 | 0.026864 | 0.026756 | 0.026649 | 0.026543 | 0.026436 | 0.026331 | 0.026225 | 0.02612 | 0.026016 | 0.025912 | 0.025808 | 0.025705 | 0.025602 | 0.0255 | 0.025398 | 0.025296
WA | Residential | Multi-Family - Reg. Income | Existing | Electronics | Personal Computers | 0.061234 | 0.057054 | 0.053429 | 0.05044 | 0.048135 | 0.046547 | 0.045434 | 0.044637 | 0.044049 | 0.043602 | 0.043247 | 0.042954 | 0.042703 | 0.04248 | 0.042275 | 0.042082 | 0.041899 | 0.041721 | 0.041547 | 0.041376 | 0.041208 | 0.041041
WA | Residential | Multi-Family - Reg. Income | Existing | Electronics | Monitor | 0.033534 | 0.032148 | 0.030515 | 0.028822 | 0.02722 | 0.025827 | 0.024739 | 0.023895 | 0.023248 | 0.022757 | 0.022391 | 0.022127 | 0.021943 | 0.021823 | 0.021756 | 0.02173 | 0.021738 | 0.021773 | 0.02183 | 0.021905 | 0.021994 | 0.022094
WA | Residential | Multi-Family - Reg. Income | Existing | Electronics | Laptops | 0.05292 | 0.052062 | 0.051206 | 0.050583 | 0.050149 | 0.049865 | 0.049702 | 0.049637 | 0.049649 | 0.049725 | 0.049851 | 0.050018 | 0.050219 | 0.050447 | 0.050696 | 0.050964 | 0.051247 | 0.051542 | 0.051848 | 0.052162 | 0.052484 | 0.052812
WA | Residential | Multi-Family - Reg. Income | Existing | Electronics | TVs | 0.13509 | 0.18474 | 0.23286 | 0.2759 | 0.31099 | 0.33975 | 0.36343 | 0.38306 | 0.39945 | 0.41326 | 0.425 | 0.4351 | 0.44389 | 0.45164 | 0.45856 | 0.46482 | 0.47057 | 0.4759 | 0.4809 | 0.48566 | 0.49021 | 0.49462
WA | Residential | Multi-Family - Reg. Income | Existing | Electronics | Printer/Fax/Copier | 0.0092148 | 0.0090942 | 0.0089509 | 0.0088088 | 0.0086867 | 0.0085998 | 0.0085411 | 0.0085052 | 0.0084874 | 0.0084843 | 0.0084929 | 0.0085111 | 0.0085369 | 0.008569 | 0.008606 | 0.0086472 | 0.0086918 | 0.0087391 | 0.0087887 | 0.0088403 | 0.0088934 | 0.0089479
WA | Residential | Multi-Family - Reg. Income | Existing | Electronics | Set-top Boxes/DVRs | 0.022493 | 0.022518 | 0.022522 | 0.022521 | 0.02253 | 0.022559 | 0.022615 | 0.022695 | 0.022793 | 0.022906 | 0.023031 | 0.023166 | 0.02331 | 0.02346 | 0.023617 | 0.023778 | 0.023944 | 0.024113 | 0.024285 | 0.024461 | 0.024638 | 0.024818
WA | Residential | Multi-Family - Reg. Income | Existing | Electronics | Devices and Gadgets | 0.44975 | 0.45271 | 0.4557 | 0.4587 | 0.46172 | 0.46476 | 0.46782 | 0.4709 | 0.474 | 0.47712 | 0.48026 | 0.48342 | 0.48661 | 0.48981 | 0.49303 | 0.49628 | 0.49955 | 0.50284 | 0.50615 | 0.50948 | 0.51284 | 0.51621
WA | Residential | Multi-Family - Reg. Income | Existing | Miscellaneous | Electric Vehicle Chargers | 0.13997 | 0.17625 | 0.21989 | 0.27244 | 0.33797 | 0.42726 | 0.54802 | 0.71096 | 0.9254 | 1.1999 | 1.5318 | 1.9262 | 2.3891 | 2.9249 | 3.5326 | 4.1749 | 4.8581 | 5.5666 | 6.295 | 7.0502 | 7.8863 | 8.8117
WA | Residential | Multi-Family - Reg. Income | Existing | Miscellaneous | Pool Pump | 0.065635 | 0.054352 | 0.04544 | 0.038418 | 0.032926 | 0.028692 | 0.025512 | 0.023121 | 0.021319 | 0.019956 | 0.018922 | 0.018134 | 0.017529 | 0.017061 | 0.016696 | 0.016407 | 0.016176 | 0.015987 | 0.015831 | 0.015698 | 0.015584 | 0.015483
WA | Residential | Multi-Family - Reg. Income | Existing | Miscellaneous | Pool Heater | 0 | 0 | 0 | 0 | 0 | 0 | 0 | 0 | 0 | 0 | 0 | 0 | 0 | 0 | 0 | 0 | 0 | 0 | 0 | 0 | 0 | 0
WA | Residential | Multi-Family - Reg. Income | Existing | Miscellaneous | Hot Tub/Spa | 0.11528 | 0.11938 | 0.12442 | 0.12621 | 0.12767 | 0.12859 | 0.12882 | 0.12825 | 0.12677 | 0.12433 | 0.12182 | 0.11913 | 0.11689 | 0.11503 | 0.11345 | 0.11151 | 0.1097 | 0.10894 | 0.10826 | 0.10763 | 0.10704 | 0.10648
WA | Residential | Multi-Family - Reg. Income | Existing | Miscellaneous | Furnace Fan | 0.051802 | 0.051616 | 0.051405 | 0.051178 | 0.050939 | 0.050693 | 0.050446 | 0.050202 | 0.049964 | 0.049735 | 0.049519 | 0.049318 | 0.049135 | 0.04897 | 0.048827 | 0.048707 | 0.048607 | 0.048525 | 0.048459 | 0.048407 | 0.048368 | 0.04834
WA | Residential | Multi-Family - Reg. Income | Existing | Miscellaneous | Well Pump | 0 | 0 | 0 | 0 | 0 | 0 | 0 | 0 | 0 | 0 | 0 | 0 | 0 | 0 | 0 | 0 | 0 | 0 | 0 | 0 | 0 | 0
WA | Residential | Multi-Family - Reg. Income | Existing | Miscellaneous | Bathroom Exhaust Fan | 0.0068925 | 0.006865 | 0.0068375 | 0.0068102 | 0.0067829 | 0.0067558 | 0.0067288 | 0.0067018 | 0.006675 | 0.0066483 | 0.0066217 | 0.0065953 | 0.0065689 | 0.0065426 | 0.0065164 | 0.0064904 | 0.0064644 | 0.0064385 | 0.0064128 | 0.0063871 | 0.0063616 | 0.0063361
WA | Residential | Multi-Family - Reg. Income | Existing | Miscellaneous | Miscellaneous | 0.87866 | 0.88786 | 0.89716 | 0.90656 | 0.91605 | 0.92564 | 0.93534 | 0.94513 | 0.95503 | 0.96503 | 0.97514 | 0.98535 | 0.99567 | 1.0061 | 1.0166 | 1.0273 | 1.038 | 1.0489 | 1.0599 | 1.071 | 1.0822 | 1.0935
WA | Residential | Multi-Family - Reg. Income | Existing | Generation | Solar PV | -0.088256 | -0.10125 | -0.10941 | -0.12086 | -0.13256 | -0.14753 | -0.16595 | -0.18775 | -0.21284 | -0.23823 | -0.27404 | -0.30903 | -0.34196 | -0.37303 | -0.40237 | -0.42993 | -0.45571 | -0.4797 | -0.50193 | -0.52247 | -0.54139 | -0.55877
WA | Residential | Multi-Family - Reg. Income | New | Cooling | Central AC | 0 | 0.0027301 | 0.0059771 | 0.0088002 | 0.012156 | 0.015574 | 0.019069 | 0.022646 | 0.026302 | 0.030033 | 0.033843 | 0.037724 | 0.041678 | 0.045706 | 0.049809 | 0.054042 | 0.058348 | 0.062725 | 0.067181 | 0.071731 | 0.076386 | 0.081193
WA | Residential | Multi-Family - Reg. Income | New | Cooling | Room AC | 0 | 0 | 0 | 0 | 0 | 0 | 0 | 0 | 0 | 0 | 0 | 0 | 0 | 0 | 0 | 0 | 0 | 0 | 0 | 0 | 0 | 0
WA | Residential | Multi-Family - Reg. Income | New | Cooling | Air-Source Heat Pump | 0 | 0.002889 | 0.0061759 | 0.0096137 | 0.013089 | 0.016713 | 0.02042 | 0.024213 | 0.02809 | 0.032046 | 0.036087 | 0.040201 | 0.044394 | 0.048666 | 0.053016 | 0.057505 | 0.062087 | 0.066755 | 0.071514 | 0.07637 | 0.081335 | 0.086459
WA | Residential | Multi-Family - Reg. Income | New | Cooling | Geothermal Heat Pump | 0 | 0 | 0 | 0 | 0 | 0 | 0 | 0 | 0 | 0 | 0 | 0 | 0 | 0 | 0 | 0 | 0 | 0 | 0 | 0 | 0 | 0
WA | Residential | Multi-Family - Reg. Income | New | Cooling | Evaporative Cooler | 0 | 0 | 0 | 0 | 0 | 0 | 0 | 0 | 0 | 0 | 0 | 0 | 0 | 0 | 0 | 0 | 0 | 0 | 0 | 0 | 0 | 0
WA | Residential | Multi-Family - Reg. Income | New | Cooling | Ductless Mini Split Heat Pump | 0 | 0.0014273 | 0.0031497 | 0.0049406 | 0.0067398 | 0.0086052 | 0.010502 | 0.012431 | 0.014392 | 0.016381 | 0.018401 | 0.020446 | 0.022519 | 0.024618 | 0.026745 | 0.028936 | 0.03116 | 0.033413 | 0.035696 | 0.038013 | 0.040369 | 0.042789
WA | Residential | Multi-Family - Reg. Income | New | Space Heating | Electric Room Heat | 0 | 0 | 0 | 0 | 0 | 0 | 0 | 0 | 0 | 0 | 0 | 0 | 0 | 0 | 0 | 0 | 0 | 0 | 0 | 0 | 0 | 0
WA | Residential | Multi-Family - Reg. Income | New | Space Heating | Electric Furnace | 0 | 0 | 0 | 0 | 0 | 0 | 0 | 0 | 0 | 0 | 0 | 0 | 0 | 0 | 0 | 0 | 0 | 0 | 0 | 0 | 0 | 0
WA | Residential | Multi-Family - Reg. Income | New | Space Heating | Air-Source Heat Pump | 0 | 0.012912 | 0.027499 | 0.042854 | 0.057901 | 0.072799 | 0.087583 | 0.10273 | 0.11685 | 0.13129 | 0.14561 | 0.16049 | 0.1738 | 0.18768 | 0.20141 | 0.21591 | 0.22835 | 0.24159 | 0.2547 | 0.26888 | 0.28059 | 0.29358
WA | Residential | Multi-Family - Reg. Income | New | Space Heating | Geothermal Heat Pump | 0 | 0 | 0 | 0 | 0 | 0 | 0 | 0 | 0 | 0 | 0 | 0 | 0 | 0 | 0 | 0 | 0 | 0 | 0 | 0 | 0 | 0
WA | Residential | Multi-Family - Reg. Income | New | Space Heating | Ductless Mini Split Heat Pump | 0 | 0.0063361 | 0.013982 | 0.022029 | 0.029919 | 0.037731 | 0.045484 | 0.053423 | 0.060828 | 0.068401 | 0.075913 | 0.083713 | 0.090694 | 0.097972 | 0.10517 | 0.11281 | 0.11937 | 0.12635 | 0.13325 | 0.14071 | 0.14687 | 0.15371
WA | Residential | Multi-Family - Reg. Income | New | Water Heating | Water Heater (<= 55 Gal) | 0 | 0.017367 | 0.038213 | 0.059768 | 0.0813 | 0.10264 | 0.12386 | 0.145 | 0.16602 | 0.1869 | 0.20767 | 0.22825 | 0.24869 | 0.26897 | 0.2891 | 0.309 | 0.32876 | 0.34832 | 0.36772 | 0.38698 | 0.40616 | 0.42551
WA | Residential | Multi-Family - Reg. Income | New | Water Heating | Water Heater (> 55 Gal) | 0 | 0.0073137 | 0.016162 | 0.025386 | 0.034679 | 0.043969 | 0.053287 | 0.062647 | 0.072035 | 0.081442 | 0.090878 | 0.10031 | 0.10976 | 0.11922 | 0.12869 | 0.13814 | 0.1476 | 0.15705 | 0.1665 | 0.17597 | 0.18548 | 0.19515
WA | Residential | Multi-Family - Reg. Income | New | Interior Lighting | General Service Lighting | 0 | 0.0035016 | 0.0077049 | 0.012051 | 0.015811 | 0.019438 | 0.022428 | 0.025254 | 0.028017 | 0.030505 | 0.033001 | 0.035499 | 0.038065 | 0.040618 | 0.042881 | 0.045091 | 0.047253 | 0.049366 | 0.051476 | 0.053361 | 0.055229 | 0.057145
WA | Residential | Multi-Family - Reg. Income | New | Interior Lighting | Linear Lighting | 0 | 0.0012352 | 0.0027179 | 0.004251 | 0.0057764 | 0.0072881 | 0.0087917 | 0.010289 | 0.011778 | 0.013254 | 0.014721 | 0.016176 | 0.01762 | 0.019053 | 0.020473 | 0.021877 | 0.023271 | 0.024651 | 0.026019 | 0.027378 | 0.028729 | 0.030089
WA | Residential | Multi-Family - Reg. Income | New | Interior Lighting | Exempted Lighting | 0 | 1.1762e-05 | 2.5881e-05 | 4.048e-05 | 5.3513e-05 | 6.437e-05 | 7.4512e-05 | 8.4039e-05 | 9.3101e-05 | 0.00010023 | 0.00010708 | 0.00011393 | 0.0001207 | 0.00012812 | 0.0001342 | 0.00013962 | 0.000145 | 0.00015041 | 0.00015657 | 0.00016273 | 0.00016894 | 0.00017525
WA | Residential | Multi-Family - Reg. Income | New | Exterior Lighting | General Service Lighting | 0 | 0.0010744 | 0.0023642 | 0.0036455 | 0.0047107 | 0.0054907 | 0.0061939 | 0.0069527 | 0.0077501 | 0.008461 | 0.0091849 | 0.0098781 | 0.010554 | 0.011229 | 0.011788 | 0.012339 | 0.012875 | 0.013398 | 0.013921 | 0.014366 | 0.014804 | 0.015253
WA | Residential | Multi-Family - Reg. Income | New | Appliances | Clothes Washer | 0 | 0.0010684 | 0.0023696 | 0.0037358 | 0.0051221 | 0.0065181 | 0.0079287 | 0.0093556 | 0.010797 | 0.012252 | 0.013722 | 0.015203 | 0.016696 | 0.018202 | 0.01972 | 0.021246 | 0.022785 | 0.024333 | 0.025893 | 0.027466 | 0.029058 | 0.030685
WA | Residential | Multi-Family - Reg. Income | New | Appliances | Clothes Dryer | 0 | 0.0070419 | 0.015594 | 0.024547 | 0.033605 | 0.042698 | 0.051858 | 0.061097 | 0.070404 | 0.079768 | 0.0892 | 0.098673 | 0.1082 | 0.11777 | 0.1274 | 0.13705 | 0.14674 | 0.15647 | 0.16625 | 0.17608 | 0.186 | 0.19611
WA | Residential | Multi-Family - Reg. Income | New | Appliances | Dishwasher | 0 | 0.00051565 | 0.001143 | 0.001801 | 0.0024679 | 0.0031386 | 0.0038156 | 0.0044997 | 0.0051902 | 0.0058861 | 0.0065885 | 0.0072951 | 0.0080069 | 0.0087238 | 0.0094459 | 0.010171 | 0.010901 | 0.011635 | 0.012374 | 0.013118 | 0.01387 | 0.014638
WA | Residential | Multi-Family - Reg. Income | New | Appliances | Refrigerator | 0 | 0.0061054 | 0.013436 | 0.021018 | 0.028586 | 0.036078 | 0.043527 | 0.050945 | 0.058323 | 0.065652 | 0.072941 | 0.080166 | 0.087338 | 0.094455 | 0.10152 | 0.10851 | 0.11544 | 0.1223 | 0.12911 | 0.13587 | 0.1426 | 0.14939
WA | Residential | Multi-Family - Reg. Income | New | Appliances | Freezer | 0 | 0.0027238 | 0.0059795 | 0.0093307 | 0.012662 | 0.015948 | 0.0192 | 0.022424 | 0.025614 | 0.028768 | 0.031889 | 0.034968 | 0.03801 | 0.041013 | 0.043979 | 0.046897 | 0.049779 | 0.052617 | 0.055418 | 0.058184 | 0.060925 | 0.063677
WA | Residential | Multi-Family - Reg. Income | New | Appliances | Second Refrigerator | 0 | 0.0023707 | 0.0052171 | 0.0081605 | 0.011099 | 0.014007 | 0.016898 | 0.019777 | 0.02264 | 0.025484 | 0.028312 | 0.031116 | 0.033898 | 0.036659 | 0.039399 | 0.042108 | 0.044797 | 0.047459 | 0.050098 | 0.052719 | 0.055328 | 0.05796
WA | Residential | Multi-Family - Reg. Income | New | Appliances | Stove/Oven | 0 | 0.0017578 | 0.0038679 | 0.0060496 | 0.008229 | 0.010389 | 0.012537 | 0.014676 | 0.016804 | 0.018918 | 0.02102 | 0.023103 | 0.025172 | 0.027224 | 0.029262 | 0.031277 | 0.033276 | 0.035257 | 0.03722 | 0.039169 | 0.041111 | 0.043069
WA | Residential | Multi-Family - Reg. Income | New | Appliances | Microwave | 0 | 0.0013841 | 0.0030456 | 0.0047636 | 0.0064797 | 0.0081804 | 0.0098719 | 0.011556 | 0.013232 | 0.014896 | 0.016551 | 0.018192 | 0.01982 | 0.021437 | 0.023041 | 0.024628 | 0.026202 | 0.027761 | 0.029308 | 0.030842 | 0.032371 | 0.033913
WA | Residential | Multi-Family - Reg. Income | New | Appliances | Dehumidifier | 0 | 0.00028798 | 0.00063366 | 0.0009911 | 0.0013482 | 0.001702 | 0.0020539 | 0.0024044 | 0.002753 | 0.0030993 | 0.0034436 | 0.003785 | 0.0041238 | 0.0044601 | 0.0047939 | 0.005124 | 0.0054516 | 0.005776 | 0.0060977 | 0.006417 | 0.0067352 | 0.007056
WA | Residential | Multi-Family - Reg. Income | New | Appliances | Air Purifier | 0 | 0.00032531 | 0.00071581 | 0.0011196 | 0.0015229 | 0.0019226 | 0.0023202 | 0.0027161 | 0.0031099 | 0.003501 | 0.00389 | 0.0042757 | 0.0046584 | 0.0050383 | 0.0054153 | 0.0057883 | 0.0061583 | 0.0065248 | 0.0068882 | 0.0072489 | 0.0076083 | 0.0079707
WA | Residential | Multi-Family - Reg. Income | New | Electronics | Personal Computers | 0 | 0.00052774 | 0.0011612 | 0.0018163 | 0.0024706 | 0.003119 | 0.003764 | 0.0044063 | 0.005045 | 0.0056796 | 0.0063106 | 0.0069362 | 0.0075572 | 0.0081735 | 0.0087851 | 0.0093901 | 0.0099904 | 0.010585 | 0.011174 | 0.01176 | 0.012343 | 0.01293
WA | Residential | Multi-Family - Reg. Income | New | Electronics | Monitor | 0 | 0.00022821 | 0.00050748 | 0.00080217 | 0.0011028 | 0.001407 | 0.001716 | 0.0020301 | 0.0023491 | 0.0026727 | 0.0030012 | 0.0033338 | 0.0036709 | 0.0040124 | 0.0043585 | 0.0047082 | 0.0050624 | 0.0054207 | 0.0057833 | 0.0061509 | 0.0065244 | 0.0069078
WA | Residential | Multi-Family - Reg. Income | New | Electronics | Laptops | 0 | 0.00054905 | 0.001221 | 0.00193 | 0.0026532 | 0.0033851 | 0.0041285 | 0.0048843 | 0.0056519 | 0.0064304 | 0.0072208 | 0.0080209 | 0.0088318 | 0.0096536 | 0.010486 | 0.011327 | 0.01218 | 0.013042 | 0.013914 | 0.014799 | 0.015697 | 0.01662
WA | Residential | Multi-Family - Reg. Income | New | Electronics | TVs | 0 | 0.0050886 | 0.011326 | 0.017918 | 0.024654 | 0.031483 | 0.038431 | 0.045507 | 0.052704 | 0.060015 | 0.067451 | 0.074992 | 0.082646 | 0.090415 | 0.098299 | 0.10628 | 0.11437 | 0.12258 | 0.13089 | 0.13933 | 0.14792 | 0.15675
WA | Residential | Multi-Family - Reg. Income | New | Electronics | Printer/Fax/Copier | 0 | 9.2979e-05 | 0.00020676 | 0.00032683 | 0.0004493 | 0.00057325 | 0.00069914 | 0.00082714 | 0.00095712 | 0.001089 | 0.0012228 | 0.0013583 | 0.0014956 | 0.0016348 | 0.0017758 | 0.0019183 | 0.0020626 | 0.0022086 | 0.0023563 | 0.0025061 | 0.0026583 | 0.0028145
WA | Residential | Multi-Family - Reg. Income | New | Electronics | Set-top Boxes/DVRs | 0 | 0.0002537 | 0.00056467 | 0.00089335 | 0.0012292 | 0.0015697 | 0.0019161 | 0.0022688 | 0.0026277 | 0.0029922 | 0.0033629 | 0.0037389 | 0.0041205 | 0.0045078 | 0.0049009 | 0.0052987 | 0.0057024 | 0.0061113 | 0.0065259 | 0.0069468 | 0.0073751 | 0.0078153
WA | Residential | Multi-Family - Reg. Income | New | Electronics | Devices and Gadgets | 0 | 0.0053735 | 0.011949 | 0.018888 | 0.025966 | 0.03313 | 0.040405 | 0.047802 | 0.055314 | 0.062933 | 0.070669 | 0.0785 | 0.086436 | 0.094478 | 0.10263 | 0.11086 | 0.1192 | 0.12764 | 0.13618 | 0.14483 | 0.15363 | 0.16266
WA | Residential | Multi-Family - Reg. Income | New | Miscellaneous | Electric Vehicle Chargers | 0 | 0.002092 | 0.0057661 | 0.011219 | 0.019007 | 0.030457 | 0.047332 | 0.072172 | 0.10799 | 0.15827 | 0.22541 | 0.31279 | 0.42438 | 0.56417 | 0.73532 | 0.93259 | 1.1592 | 1.413 | 1.6936 | 2.0042 | 2.3624 | 2.7765
WA | Residential | Multi-Family - Reg. Income | New | Miscellaneous | Pool Pump | 0 | 0.00019762 | 0.00043485 | 0.00068013 | 0.00092516 | 0.001168 | 0.0014095 | 0.00165 | 0.0018892 | 0.0021268 | 0.0023631 | 0.0025974 | 0.0028299 | 0.0030607 | 0.0032898 | 0.0035163 | 0.0037411 | 0.0039638 | 0.0041845 | 0.0044036 | 0.0046219 | 0.0048421
WA | Residential | Multi-Family - Reg. Income | New | Miscellaneous | Pool Heater | 0 | 0 | 0 | 0 | 0 | 0 | 0 | 0 | 0 | 0 | 0 | 0 | 0 | 0 | 0 | 0 | 0 | 0 | 0 | 0 | 0 | 0
WA | Residential | Multi-Family - Reg. Income | New | Miscellaneous | Hot Tub/Spa | 0 | 0.0020801 | 0.0045769 | 0.0062684 | 0.0079581 | 0.0096327 | 0.011298 | 0.012957 | 0.014606 | 0.016245 | 0.017731 | 0.01906 | 0.020434 | 0.021842 | 0.023274 | 0.024531 | 0.025799 | 0.027334 | 0.028857 | 0.030368 | 0.031873 | 0.033391
WA | Residential | Multi-Family - Reg. Income | New | Miscellaneous | Furnace Fan | 0 | 0.00055138 | 0.0012205 | 0.0019204 | 0.0026278 | 0.0033374 | 0.0040517 | 0.0047714 | 0.0054959 | 0.0062241 | 0.0069571 | 0.0076926 | 0.0084314 | 0.0091736 | 0.009919 | 0.010666 | 0.011415 | 0.012167 | 0.012922 | 0.01368 | 0.014444 | 0.015222
WA | Residential | Multi-Family - Reg. Income | New | Miscellaneous | Well Pump | 0 | 0 | 0 | 0 | 0 | 0 | 0 | 0 | 0 | 0 | 0 | 0 | 0 | 0 | 0 | 0 | 0 | 0 | 0 | 0 | 0 | 0
WA | Residential | Multi-Family - Reg. Income | New | Miscellaneous | Bathroom Exhaust Fan | 0 | 8.1484e-05 | 0.00017929 | 0.00028043 | 0.00038146 | 0.00048158 | 0.00058116 | 0.00068033 | 0.00077896 | 0.00087693 | 0.00097437 | 0.001071 | 0.0011668 | 0.001262 | 0.0013564 | 0.0014498 | 0.0015425 | 0.0016343 | 0.0017253 | 0.0018157 | 0.0019057 | 0.0019965
WA | Residential | Multi-Family - Reg. Income | New | Miscellaneous | Miscellaneous | 0 | 0.010538 | 0.023526 | 0.03733 | 0.051517 | 0.065983 | 0.080785 | 0.095944 | 0.11145 | 0.12729 | 0.14349 | 0.16 | 0.17686 | 0.19406 | 0.21162 | 0.22948 | 0.2477 | 0.26625 | 0.28516 | 0.30445 | 0.32419 | 0.34457
WA | Residential | Multi-Family - Reg. Income | New | Generation | Solar PV | 0 | -0.0012017 | -0.0028689 | -0.0049768 | -0.0074548 | -0.010517 | -0.014333 | -0.019059 | -0.024838 | -0.031423 | -0.040324 | -0.050182 | -0.060742 | -0.071952 | -0.083755 | -0.09604 | -0.10874 | -0.12176 | -0.13504 | -0.14852 | -0.16218 | -0.17607
WA | Residential | Manufactured Home - Reg. Income | Existing | Cooling | Central AC | 0.97006 | 0.96429 | 0.95777 | 0.94722 | 0.93954 | 0.939 | 0.93824 | 0.93737 | 0.93649 | 0.93568 | 0.93505 | 0.93467 | 0.93462 | 0.93497 | 0.93581 | 0.93863 | 0.94196 | 0.94577 | 0.95004 | 0.95479 | 0.95999 | 0.96561
WA | Residential | Manufactured Home - Reg. Income | Existing | Cooling | Room AC | 0.091963 | 0.090849 | 0.089644 | 0.088411 | 0.087201 | 0.086788 | 0.086467 | 0.086281 | 0.086213 | 0.08625 | 0.08638 | 0.086593 | 0.086879 | 0.087231 | 0.08764 | 0.088237 | 0.088878 | 0.08956 | 0.090279 | 0.091029 | 0.091809 | 0.092615
WA | Residential | Manufactured Home - Reg. Income | Existing | Cooling | Air-Source Heat Pump | 0.63054 | 0.63013 | 0.6294 | 0.62859 | 0.62771 | 0.63207 | 0.63641 | 0.64075 | 0.64511 | 0.6495 | 0.65395 | 0.65848 | 0.66311 | 0.66784 | 0.67269 | 0.67872 | 0.68489 | 0.69119 | 0.69762 | 0.70416 | 0.7108 | 0.71755
WA | Residential | Manufactured Home - Reg. Income | Existing | Cooling | Geothermal Heat Pump | 0 | 0 | 0 | 0 | 0 | 0 | 0 | 0 | 0 | 0 | 0 | 0 | 0 | 0 | 0 | 0 | 0 | 0 | 0 | 0 | 0 | 0
WA | Residential | Manufactured Home - Reg. Income | Existing | Cooling | Evaporative Cooler | 0 | 0 | 0 | 0 | 0 | 0 | 0 | 0 | 0 | 0 | 0 | 0 | 0 | 0 | 0 | 0 | 0 | 0 | 0 | 0 | 0 | 0
WA | Residential | Manufactured Home - Reg. Income | Existing | Cooling | Ductless Mini Split Heat Pump | 0.021703 | 0.021678 | 0.021654 | 0.021629 | 0.021605 | 0.021762 | 0.021919 | 0.022076 | 0.022232 | 0.022388 | 0.022544 | 0.022699 | 0.022854 | 0.023008 | 0.023162 | 0.023352 | 0.023541 | 0.02373 | 0.023918 | 0.024106 | 0.024293 | 0.02448
WA | Residential | Manufactured Home - Reg. Income | Existing | Space Heating | Electric Room Heat | 0 | 0 | 0 | 0 | 0 | 0 | 0 | 0 | 0 | 0 | 0 | 0 | 0 | 0 | 0 | 0 | 0 | 0 | 0 | 0 | 0 | 0
WA | Residential | Manufactured Home - Reg. Income | Existing | Space Heating | Electric Furnace | 5.6531 | 5.6243 | 5.5944 | 5.5885 | 5.5328 | 5.48 | 5.4277 | 5.3999 | 5.3251 | 5.2754 | 5.2269 | 5.2029 | 5.1342 | 5.0904 | 5.048 | 5.0309 | 4.9702 | 4.9332 | 4.8973 | 4.8841 | 4.8284 | 4.7952
WA | Residential | Manufactured Home - Reg. Income | Existing | Space Heating | Air-Source Heat Pump | 2.1639 | 2.1616 | 2.1586 | 2.1651 | 2.1524 | 2.1408 | 2.1291 | 2.1269 | 2.1058 | 2.0942 | 2.0825 | 2.0801 | 2.0592 | 2.0476 | 2.0359 | 2.034 | 2.014 | 2.0032 | 1.9925 | 1.9907 | 1.9713 | 1.9608
WA | Residential | Manufactured Home - Reg. Income | Existing | Space Heating | Geothermal Heat Pump | 0 | 0 | 0 | 0 | 0 | 0 | 0 | 0 | 0 | 0 | 0 | 0 | 0 | 0 | 0 | 0 | 0 | 0 | 0 | 0 | 0 | 0
WA | Residential | Manufactured Home - Reg. Income | Existing | Space Heating | Ductless Mini Split Heat Pump | 0.076927 | 0.07684 | 0.076754 | 0.077008 | 0.07658 | 0.076192 | 0.075804 | 0.075753 | 0.075031 | 0.074646 | 0.074262 | 0.074208 | 0.073495 | 0.073113 | 0.072732 | 0.072694 | 0.07201 | 0.07165 | 0.071291 | 0.071249 | 0.070575 | 0.070218
WA | Residential | Manufactured Home - Reg. Income | Existing | Water Heating | Water Heater (<= 55 Gal) | 1.7353 | 1.7358 | 1.7362 | 1.7366 | 1.7371 | 1.7375 | 1.738 | 1.7384 | 1.7389 | 1.7393 | 1.7398 | 1.7402 | 1.7391 | 1.7321 | 1.7252 | 1.7183 | 1.7114 | 1.7046 | 1.6977 | 1.6909 | 1.6842 | 1.6774
WA | Residential | Manufactured Home - Reg. Income | Existing | Water Heating | Water Heater (> 55 Gal) | 0 | 0 | 0 | 0 | 0 | 0 | 0 | 0 | 0 | 0 | 0 | 0 | 0 | 0 | 0 | 0 | 0 | 0 | 0 | 0 | 0 | 0
WA | Residential | Manufactured Home - Reg. Income | Existing | Interior Lighting | General Service Lighting | 0.68709 | 0.66297 | 0.63406 | 0.60124 | 0.56191 | 0.51932 | 0.47038 | 0.42846 | 0.39266 | 0.36131 | 0.33484 | 0.31251 | 0.29409 | 0.27847 | 0.26447 | 0.25224 | 0.24151 | 0.23207 | 0.22389 | 0.21578 | 0.20844 | 0.2018
WA | Residential | Manufactured Home - Reg. Income | Existing | Interior Lighting | Linear Lighting | 0.13897 | 0.13841 | 0.13786 | 0.13731 | 0.13673 | 0.13616 | 0.13558 | 0.13501 | 0.13444 | 0.13384 | 0.13325 | 0.13267 | 0.13208 | 0.13149 | 0.1309 | 0.1303 | 0.12971 | 0.12911 | 0.12853 | 0.12794 | 0.12736 | 0.1268
WA | Residential | Manufactured Home - Reg. Income | Existing | Interior Lighting | Exempted Lighting | 0.0034462 | 0.0032787 | 0.0030487 | 0.0027729 | 0.0024545 | 0.0020979 | 0.0017204 | 0.0014346 | 0.0012167 | 0.0010441 | 0.00091145 | 0.00080908 | 0.000729 | 0.00066983 | 0.00062015 | 0.00057776 | 0.00054244 | 0.00051291 | 0.00049136 | 0.00047328 | 0.00045818 | 0.00044623
WA | Residential | Manufactured Home - Reg. Income | Existing | Exterior Lighting | General Service Lighting | 0.16365 | 0.15711 | 0.14887 | 0.13904 | 0.12688 | 0.11197 | 0.099432 | 0.089437 | 0.081442 | 0.074694 | 0.069431 | 0.065056 | 0.061382 | 0.058338 | 0.055506 | 0.053058 | 0.050913 | 0.049026 | 0.047399 | 0.045646 | 0.044008 | 0.042465
WA | Residential | Manufactured Home - Reg. Income | Existing | Appliances | Clothes Washer | 0.086603 | 0.086945 | 0.086962 | 0.086614 | 0.086267 | 0.085922 | 0.085578 | 0.085236 | 0.084895 | 0.084556 | 0.084217 | 0.083881 | 0.083545 | 0.083211 | 0.082878 | 0.082546 | 0.082216 | 0.081887 | 0.08156 | 0.081234 | 0.080909 | 0.080585
WA | Residential | Manufactured Home - Reg. Income | Existing | Appliances | Clothes Dryer | 0.65238 | 0.65411 | 0.65586 | 0.65763 | 0.6594 | 0.66118 | 0.66295 | 0.66472 | 0.66615 | 0.66363 | 0.6611 | 0.65856 | 0.65601 | 0.65346 | 0.65092 | 0.64837 | 0.64582 | 0.64328 | 0.64074 | 0.63821 | 0.63568 | 0.63316
WA | Residential | Manufactured Home - Reg. Income | Existing | Appliances | Dishwasher | 0.066234 | 0.066457 | 0.06668 | 0.066904 | 0.067129 | 0.067354 | 0.067581 | 0.067808 | 0.068036 | 0.068264 | 0.068494 | 0.068724 | 0.068954 | 0.069186 | 0.069419 | 0.069652 | 0.069695 | 0.069416 | 0.069139 | 0.068862 | 0.068587 | 0.068312
WA | Residential | Manufactured Home - Reg. Income | Existing | Appliances | Refrigerator | 0.41343 | 0.41158 | 0.40974 | 0.4079 | 0.40606 | 0.40421 | 0.40237 | 0.40054 | 0.39873 | 0.39694 | 0.39517 | 0.39342 | 0.39169 | 0.38999 | 0.3883 | 0.38664 | 0.38499 | 0.38335 | 0.38173 | 0.38013 | 0.37854 | 0.37696
WA | Residential | Manufactured Home - Reg. Income | Existing | Appliances | Freezer | 0.37033 | 0.36799 | 0.36566 | 0.36335 | 0.36105 | 0.35876 | 0.35649 | 0.35423 | 0.35199 | 0.34976 | 0.34755 | 0.34535 | 0.34316 | 0.34099 | 0.33883 | 0.33669 | 0.33455 | 0.33244 | 0.33033 | 0.32824 | 0.32616 | 0.3241
WA | Residential | Manufactured Home - Reg. Income | Existing | Appliances | Second Refrigerator | 0.37377 | 0.36557 | 0.35704 | 0.34832 | 0.33956 | 0.33086 | 0.32233 | 0.31408 | 0.3062 | 0.29876 | 0.29182 | 0.28546 | 0.27961 | 0.27423 | 0.26927 | 0.2647 | 0.26047 | 0.25656 | 0.25294 | 0.24957 | 0.24644 | 0.24353
WA | Residential | Manufactured Home - Reg. Income | Existing | Appliances | Stove/Oven | 0.17571 | 0.17506 | 0.17443 | 0.17381 | 0.17319 | 0.17258 | 0.17197 | 0.17136 | 0.17075 | 0.17014 | 0.16952 | 0.1689 | 0.16828 | 0.16765 | 0.16702 | 0.16638 | 0.16574 | 0.1651 | 0.16445 | 0.1638 | 0.16316 | 0.16251
WA | Residential | Manufactured Home - Reg. Income | Existing | Appliances | Microwave | 0.097393 | 0.097003 | 0.096615 | 0.096229 | 0.095844 | 0.09546 | 0.095079 | 0.094698 | 0.094319 | 0.093942 | 0.093566 | 0.093192 | 0.092819 | 0.092448 | 0.092078 | 0.09171 | 0.091343 | 0.090978 | 0.090614 | 0.090251 | 0.08989 | 0.089531
WA | Residential | Manufactured Home - Reg. Income | Existing | Appliances | Dehumidifier | 0.0076944 | 0.0075851 | 0.0074641 | 0.0073368 | 0.0072075 | 0.00708 | 0.0069572 | 0.0068416 | 0.0067351 | 0.0066394 | 0.0065558 | 0.0064822 | 0.006417 | 0.0063587 | 0.0063062 | 0.0062585 | 0.0062148 | 0.0061745 | 0.0061369 | 0.0061017 | 0.0060684 | 0.0060368
WA | Residential | Manufactured Home - Reg. Income | Existing | Appliances | Air Purifier | 0.014382 | 0.014325 | 0.014267 | 0.01421 | 0.014153 | 0.014097 | 0.01404 | 0.013984 | 0.013928 | 0.013873 | 0.013817 | 0.013762 | 0.013707 | 0.013652 | 0.013597 | 0.013543 | 0.013489 | 0.013435 | 0.013381 | 0.013328 | 0.013274 | 0.013221
WA | Residential | Manufactured Home - Reg. Income | Existing | Electronics | Personal Computers | 0.061536 | 0.057336 | 0.053693 | 0.050688 | 0.048373 | 0.046776 | 0.045658 | 0.044857 | 0.044266 | 0.043817 | 0.04346 | 0.043166 | 0.042914 | 0.042689 | 0.042483 | 0.04229 | 0.042105 | 0.041926 | 0.041752 | 0.04158 | 0.041411 | 0.041243
WA | Residential | Manufactured Home - Reg. Income | Existing | Electronics | Monitor | 0.048393 | 0.046313 | 0.043875 | 0.041351 | 0.038956 | 0.036863 | 0.035209 | 0.033907 | 0.032887 | 0.032092 | 0.031477 | 0.031006 | 0.030652 | 0.030389 | 0.030201 | 0.030072 | 0.029991 | 0.029948 | 0.029935 | 0.029947 | 0.029979 | 0.030027
WA | Residential | Manufactured Home - Reg. Income | Existing | Electronics | Laptops | 0.044992 | 0.044149 | 0.043306 | 0.042662 | 0.042176 | 0.041817 | 0.041559 | 0.041383 | 0.041272 | 0.041214 | 0.041197 | 0.041214 | 0.041258 | 0.041324 | 0.041407 | 0.041505 | 0.041613 | 0.041732 | 0.041857 | 0.041989 | 0.042126 | 0.042266
WA | Residential | Manufactured Home - Reg. Income | Existing | Electronics | TVs | 0.13982 | 0.1912 | 0.24101 | 0.28555 | 0.32187 | 0.35163 | 0.37614 | 0.39645 | 0.41342 | 0.42771 | 0.43987 | 0.45032 | 0.45942 | 0.46744 | 0.4746 | 0.48108 | 0.48702 | 0.49254 | 0.49772 | 0.50264 | 0.50736 | 0.51192
WA | Residential | Manufactured Home - Reg. Income | Existing | Electronics | Printer/Fax/Copier | 0.017586 | 0.017313 | 0.016996 | 0.016681 | 0.016403 | 0.016193 | 0.016036 | 0.015921 | 0.015841 | 0.015789 | 0.015758 | 0.015745 | 0.015746 | 0.015759 | 0.01578 | 0.01581 | 0.015845 | 0.015884 | 0.015928 | 0.015975 | 0.016024 | 0.016076
WA | Residential | Manufactured Home - Reg. Income | Existing | Electronics | Set-top Boxes/DVRs | 0.033366 | 0.033402 | 0.033408 | 0.033407 | 0.033421 | 0.033463 | 0.033547 | 0.033665 | 0.03381 | 0.033978 | 0.034163 | 0.034364 | 0.034577 | 0.034801 | 0.035033 | 0.035272 | 0.035518 | 0.035769 | 0.036024 | 0.036284 | 0.036548 | 0.036815
WA | Residential | Manufactured Home - Reg. Income | Existing | Electronics | Devices and Gadgets | 0.36656 | 0.36792 | 0.36927 | 0.37063 | 0.372 | 0.37337 | 0.37475 | 0.37613 | 0.37752 | 0.37891 | 0.38031 | 0.38171 | 0.38312 | 0.38453 | 0.38595 | 0.38737 | 0.3888 | 0.39023 | 0.39167 | 0.39312 | 0.39457 | 0.39602
WA | Residential | Manufactured Home - Reg. Income | Existing | Miscellaneous | Electric Vehicle Chargers | 0.030862 | 0.038863 | 0.048485 | 0.060071 | 0.074522 | 0.094209 | 0.12084 | 0.15676 | 0.20405 | 0.26458 | 0.33777 | 0.42472 | 0.52679 | 0.64492 | 0.77892 | 0.92054 | 1.0712 | 1.2274 | 1.388 | 1.5545 | 1.7389 | 1.9429
WA | Residential | Manufactured Home - Reg. Income | Existing | Miscellaneous | Pool Pump | 0.042332 | 0.035055 | 0.029307 | 0.024778 | 0.021236 | 0.018505 | 0.016455 | 0.014912 | 0.01375 | 0.012871 | 0.012204 | 0.011696 | 0.011306 | 0.011004 | 0.010768 | 0.010582 | 0.010433 | 0.010311 | 0.01021 | 0.010125 | 0.010051 | 0.0099859
WA | Residential | Manufactured Home - Reg. Income | Existing | Miscellaneous | Pool Heater | 0 | 0 | 0 | 0 | 0 | 0 | 0 | 0 | 0 | 0 | 0 | 0 | 0 | 0 | 0 | 0 | 0 | 0 | 0 | 0 | 0 | 0
WA | Residential | Manufactured Home - Reg. Income | Existing | Miscellaneous | Hot Tub/Spa | 0.096842 | 0.10029 | 0.10452 | 0.10603 | 0.10725 | 0.10803 | 0.10822 | 0.10774 | 0.1065 | 0.10444 | 0.10234 | 0.10008 | 0.0982 | 0.09663 | 0.095307 | 0.093675 | 0.092154 | 0.091521 | 0.090945 | 0.090413 | 0.089917 | 0.089451
WA | Residential | Manufactured Home - Reg. Income | Existing | Miscellaneous | Furnace Fan | 0.096132 | 0.095747 | 0.095317 | 0.094855 | 0.094372 | 0.093878 | 0.09338 | 0.092887 | 0.092406 | 0.091942 | 0.091502 | 0.091089 | 0.090708 | 0.090364 | 0.090058 | 0.089795 | 0.089569 | 0.089377 | 0.089215 | 0.089079 | 0.088967 | 0.088876
WA | Residential | Manufactured Home - Reg. Income | Existing | Miscellaneous | Well Pump | 0.0050632 | 0.0050429 | 0.0050227 | 0.0050027 | 0.0049826 | 0.0049627 | 0.0049429 | 0.0049231 | 0.0049034 | 0.0048838 | 0.0048642 | 0.0048448 | 0.0048254 | 0.0048061 | 0.0047869 | 0.0047677 | 0.0047487 | 0.0047297 | 0.0047108 | 0.0046919 | 0.0046731 | 0.0046544
WA | Residential | Manufactured Home - Reg. Income | Existing | Miscellaneous | Bathroom Exhaust Fan | 0.0051636 | 0.005143 | 0.0051224 | 0.0051019 | 0.0050815 | 0.0050612 | 0.0050409 | 0.0050208 | 0.0050007 | 0.0049807 | 0.0049608 | 0.0049409 | 0.0049212 | 0.0049015 | 0.0048819 | 0.0048623 | 0.0048429 | 0.0048235 | 0.0048042 | 0.004785 | 0.0047659 | 0.0047468
WA | Residential | Manufactured Home - Reg. Income | Existing | Miscellaneous | Miscellaneous | 2.5454 | 2.572 | 2.599 | 2.6262 | 2.6537 | 2.6815 | 2.7096 | 2.7379 | 2.7666 | 2.7956 | 2.8249 | 2.8544 | 2.8843 | 2.9145 | 2.9451 | 2.9759 | 3.0071 | 3.0386 | 3.0704 | 3.1025 | 3.135 | 3.1679
WA | Residential | Manufactured Home - Reg. Income | Existing | Generation | Solar PV | -0.52566 | -0.60303 | -0.65164 | -0.71985 | -0.78953 | -0.87873 | -0.98841 | -1.1183 | -1.2677 | -1.4189 | -1.6322 | -1.8406 | -2.0367 | -2.2218 | -2.3966 | -2.5607 | -2.7143 | -2.8571 | -2.9895 | -3.1119 | -3.2246 | -3.3281
WA | Residential | Manufactured Home - Reg. Income | New | Cooling | Central AC | 0 | 1.6693e-05 | 3.6612e-05 | 5.4002e-05 | 7.4591e-05 | 9.5573e-05 | 0.00011703 | 0.00013898 | 0.00016142 | 0.00018432 | 0.00020771 | 0.00023153 | 0.0002558 | 0.00028053 | 0.00030571 | 0.0003317 | 0.00035814 | 0.00038501 | 0.00041237 | 0.0004403 | 0.00046888 | 0.0004984
WA | Residential | Manufactured Home - Reg. Income | New | Cooling | Room AC | 0 | 0 | 0 | 0 | 0 | 0 | 0 | 0 | 0 | 0 | 0 | 0 | 0 | 0 | 0 | 0 | 0 | 0 | 0 | 0 | 0 | 0
WA | Residential | Manufactured Home - Reg. Income | New | Cooling | Air-Source Heat Pump | 0 | 0.017824 | 0.038108 | 0.059325 | 0.08077 | 0.10314 | 0.12602 | 0.14943 | 0.17336 | 0.19777 | 0.22271 | 0.24811 | 0.27399 | 0.30035 | 0.32721 | 0.35491 | 0.3832 | 0.41201 | 0.44138 | 0.47135 | 0.50153 | 0.52996
WA | Residential | Manufactured Home - Reg. Income | New | Cooling | Geothermal Heat Pump | 0 | 0 | 0 | 0 | 0 | 0 | 0 | 0 | 0 | 0 | 0 | 0 | 0 | 0 | 0 | 0 | 0 | 0 | 0 | 0 | 0 | 0
WA | Residential | Manufactured Home - Reg. Income | New | Cooling | Evaporative Cooler | 0 | 0 | 0 | 0 | 0 | 0 | 0 | 0 | 0 | 0 | 0 | 0 | 0 | 0 | 0 | 0 | 0 | 0 | 0 | 0 | 0 | 0
WA | Residential | Manufactured Home - Reg. Income | New | Cooling | Ductless Mini Split Heat Pump | 0 | 0.00024444 | 0.00053941 | 0.00084612 | 0.0011543 | 0.0014737 | 0.0017985 | 0.002129 | 0.0024647 | 0.0028054 | 0.0031514 | 0.0035016 | 0.0038566 | 0.0042161 | 0.0045803 | 0.0049556 | 0.0053365 | 0.0057223 | 0.0061134 | 0.0065101 | 0.0069136 | 0.0073279
WA | Residential | Manufactured Home - Reg. Income | New | Space Heating | Electric Room Heat | 0 | 0 | 0 | 0 | 0 | 0 | 0 | 0 | 0 | 0 | 0 | 0 | 0 | 0 | 0 | 0 | 0 | 0 | 0 | 0 | 0 | 0
WA | Residential | Manufactured Home - Reg. Income | New | Space Heating | Electric Furnace | 0 | 0 | 0 | 0 | 0 | 0 | 0 | 0 | 0 | 0 | 0 | 0 | 0 | 0 | 0 | 0 | 0 | 0 | 0 | 0 | 0 | 0
WA | Residential | Manufactured Home - Reg. Income | New | Space Heating | Air-Source Heat Pump | 0 | 0.064519 | 0.13742 | 0.21417 | 0.28938 | 0.36385 | 0.43774 | 0.51344 | 0.58401 | 0.65619 | 0.72779 | 0.80216 | 0.86868 | 0.93805 | 1.0067 | 1.0792 | 1.1413 | 1.2076 | 1.2731 | 1.344 | 1.4025 | 1.4674
WA | Residential | Manufactured Home - Reg. Income | New | Space Heating | Geothermal Heat Pump | 0 | 0 | 0 | 0 | 0 | 0 | 0 | 0 | 0 | 0 | 0 | 0 | 0 | 0 | 0 | 0 | 0 | 0 | 0 | 0 | 0 | 0
WA | Residential | Manufactured Home - Reg. Income | New | Space Heating | Ductless Mini Split Heat Pump | 0 | 0.00087874 | 0.0019391 | 0.0030552 | 0.0041494 | 0.0052328 | 0.006308 | 0.0074091 | 0.0084361 | 0.0094863 | 0.010528 | 0.01161 | 0.012578 | 0.013587 | 0.014586 | 0.015645 | 0.016555 | 0.017523 | 0.01848 | 0.019514 | 0.020369 | 0.021317
WA | Residential | Manufactured Home - Reg. Income | New | Water Heating | Water Heater (<= 55 Gal) | 0 | 0.013595 | 0.029914 | 0.046788 | 0.063644 | 0.080349 | 0.096964 | 0.11351 | 0.12997 | 0.14631 | 0.16257 | 0.17868 | 0.19468 | 0.21056 | 0.22631 | 0.2419 | 0.25736 | 0.27268 | 0.28786 | 0.30294 | 0.31796 | 0.3331
WA | Residential | Manufactured Home - Reg. Income | New | Water Heating | Water Heater (> 55 Gal) | 0 | 0.00041906 | 0.00092603 | 0.0014546 | 0.001987 | 0.0025193 | 0.0030532 | 0.0035895 | 0.0041274 | 0.0046664 | 0.005207 | 0.0057477 | 0.006289 | 0.0068309 | 0.0073735 | 0.0079149 | 0.0084569 | 0.0089985 | 0.0095402 | 0.010083 | 0.010628 | 0.011182
WA | Residential | Manufactured Home - Reg. Income | New | Interior Lighting | General Service Lighting | 0 | 0.0046222 | 0.010171 | 0.015908 | 0.020871 | 0.025659 | 0.029606 | 0.033336 | 0.036983 | 0.040267 | 0.043562 | 0.04686 | 0.050247 | 0.053617 | 0.056605 | 0.059521 | 0.062375 | 0.065165 | 0.06795 | 0.070438 | 0.072904 | 0.075433
WA | Residential | Manufactured Home - Reg. Income | New | Interior Lighting | Linear Lighting | 0 | 0.0021357 | 0.0046994 | 0.0073502 | 0.0099838 | 0.012594 | 0.01519 | 0.017775 | 0.020346 | 0.022891 | 0.025422 | 0.027931 | 0.030421 | 0.032893 | 0.03534 | 0.037761 | 0.040163 | 0.042541 | 0.044899 | 0.047241 | 0.049568 | 0.05191
WA | Residential | Manufactured Home - Reg. Income | New | Interior Lighting | Exempted Lighting | 0 | 1.1857e-05 | 2.6091e-05 | 4.0808e-05 | 5.3946e-05 | 6.4891e-05 | 7.5115e-05 | 8.4719e-05 | 9.3855e-05 | 0.00010104 | 0.00010795 | 0.00011485 | 0.00012168 | 0.00012915 | 0.00013528 | 0.00014075 | 0.00014618 | 0.00015163 | 0.00015784 | 0.00016405 | 0.0001703 | 0.00017667
WA | Residential | Manufactured Home - Reg. Income | New | Exterior Lighting | General Service Lighting | 0 | 0.0011532 | 0.0025375 | 0.0039127 | 0.005056 | 0.0058931 | 0.006648 | 0.0074624 | 0.0083182 | 0.0090812 | 0.0098581 | 0.010602 | 0.011328 | 0.012052 | 0.012652 | 0.013243 | 0.013819 | 0.01438 | 0.014942 | 0.015419 | 0.015889 | 0.016372
WA | Residential | Manufactured Home - Reg. Income | New | Appliances | Clothes Washer | 0 | 0.001032 | 0.0022803 | 0.0035666 | 0.0048515 | 0.0061249 | 0.0073914 | 0.0086526 | 0.0099071 | 0.011153 | 0.012392 | 0.013621 | 0.01484 | 0.01605 | 0.017251 | 0.018439 | 0.019618 | 0.020786 | 0.021943 | 0.023093 | 0.024237 | 0.025392
WA | Residential | Manufactured Home - Reg. Income | New | Appliances | Clothes Dryer | 0 | 0.007791 | 0.017253 | 0.027159 | 0.03718 | 0.04724 | 0.057375 | 0.067596 | 0.077855 | 0.087647 | 0.097386 | 0.10704 | 0.11662 | 0.12613 | 0.13557 | 0.14491 | 0.15417 | 0.16335 | 0.17244 | 0.18148 | 0.19047 | 0.19954
WA | Residential | Manufactured Home - Reg. Income | New | Appliances | Dishwasher | 0 | 0.00078881 | 0.0017485 | 0.002755 | 0.0037752 | 0.0048013 | 0.0058369 | 0.0068834 | 0.0079396 | 0.0090042 | 0.010079 | 0.01116 | 0.012248 | 0.013345 | 0.01445 | 0.015559 | 0.016631 | 0.01762 | 0.018602 | 0.019576 | 0.020546 | 0.021525
WA | Residential | Manufactured Home - Reg. Income | New | Appliances | Refrigerator | 0 | 0.0048468 | 0.010666 | 0.016685 | 0.022693 | 0.028641 | 0.034554 | 0.040443 | 0.0463 | 0.052118 | 0.057904 | 0.06364 | 0.069334 | 0.074984 | 0.080591 | 0.086137 | 0.091641 | 0.097091 | 0.10249 | 0.10786 | 0.1132 | 0.11859
WA | Residential | Manufactured Home - Reg. Income | New | Appliances | Freezer | 0 | 0.0043684 | 0.0095898 | 0.014964 | 0.020307 | 0.025577 | 0.030792 | 0.035962 | 0.041079 | 0.046137 | 0.051142 | 0.056081 | 0.060958 | 0.065774 | 0.070531 | 0.075211 | 0.079833 | 0.084385 | 0.088876 | 0.093312 | 0.097708 | 0.10212
WA | Residential | Manufactured Home - Reg. Income | New | Appliances | Second Refrigerator | 0 | 0.0028914 | 0.0063629 | 0.0099529 | 0.013536 | 0.017083 | 0.02061 | 0.024121 | 0.027613 | 0.031082 | 0.034531 | 0.03795 | 0.041343 | 0.044711 | 0.048052 | 0.051357 | 0.054636 | 0.057883 | 0.061102 | 0.064298 | 0.067481 | 0.07069
WA | Residential | Manufactured Home - Reg. Income | New | Appliances | Stove/Oven | 0 | 0.0020903 | 0.0045996 | 0.0071941 | 0.0097858 | 0.012354 | 0.014909 | 0.017453 | 0.019983 | 0.022496 | 0.024996 | 0.027474 | 0.029933 | 0.032374 | 0.034797 | 0.037193 | 0.039571 | 0.041926 | 0.044261 | 0.046579 | 0.048888 | 0.051217
WA | Residential | Manufactured Home - Reg. Income | New | Appliances | Microwave | 0 | 0.0011514 | 0.0025335 | 0.0039625 | 0.0053901 | 0.0068048 | 0.0082119 | 0.0096132 | 0.011007 | 0.012391 | 0.013768 | 0.015133 | 0.016488 | 0.017832 | 0.019167 | 0.020486 | 0.021796 | 0.023093 | 0.024379 | 0.025656 | 0.026928 | 0.028211
WA | Residential | Manufactured Home - Reg. Income | New | Appliances | Dehumidifier | 0 | 7.7162e-05 | 0.00016978 | 0.00026556 | 0.00036122 | 0.00045603 | 0.00055034 | 0.00064424 | 0.00073764 | 0.00083042 | 0.00092269 | 0.0010142 | 0.0011049 | 0.0011951 | 0.0012845 | 0.0013729 | 0.0014607 | 0.0015476 | 0.0016338 | 0.0017194 | 0.0018046 | 0.0018906
WA | Residential | Manufactured Home - Reg. Income | New | Appliances | Air Purifier | 0 | 0.00017003 | 0.00037412 | 0.00058516 | 0.00079596 | 0.0010049 | 0.0012127 | 0.0014196 | 0.0016254 | 0.0018298 | 0.0020331 | 0.0022347 | 0.0024348 | 0.0026333 | 0.0028304 | 0.0030253 | 0.0032187 | 0.0034102 | 0.0036001 | 0.0037887 | 0.0039765 | 0.0041659
WA | Residential | Manufactured Home - Reg. Income | New | Electronics | Personal Computers | 0 | 0.00053034 | 0.001167 | 0.0018252 | 0.0024828 | 0.0031344 | 0.0037825 | 0.004428 | 0.0050699 | 0.0057076 | 0.0063417 | 0.0069704 | 0.0075944 | 0.0082138 | 0.0088284 | 0.0094364 | 0.01004 | 0.010637 | 0.01123 | 0.011818 | 0.012403 | 0.012994
WA | Residential | Manufactured Home - Reg. Income | New | Electronics | Monitor | 0 | 0.00032838 | 0.00072813 | 0.0011476 | 0.0015731 | 0.0020014 | 0.0024339 | 0.0028712 | 0.0033128 | 0.0037582 | 0.004208 | 0.0046609 | 0.0051173 | 0.0055774 | 0.006041 | 0.0065069 | 0.0069763 | 0.0074485 | 0.007924 | 0.0084034 | 0.008888 | 0.0093832
WA | Residential | Manufactured Home - Reg. Income | New | Electronics | Laptops | 0 | 0.00046545 | 0.0010321 | 0.0016267 | 0.0022298 | 0.0028368 | 0.0034498 | 0.0040696 | 0.0046956 | 0.005327 | 0.0059645 | 0.0066064 | 0.0072534 | 0.0079055 | 0.0085626 | 0.0092229 | 0.0098883 | 0.010558 | 0.011232 | 0.011911 | 0.012598 | 0.0133
WA | Residential | Manufactured Home - Reg. Income | New | Electronics | TVs | 0 | 0.0052666 | 0.011722 | 0.018545 | 0.025516 | 0.032584 | 0.039775 | 0.047098 | 0.054547 | 0.062115 | 0.069811 | 0.077615 | 0.085536 | 0.093577 | 0.10174 | 0.11 | 0.11838 | 0.12686 | 0.13547 | 0.14421 | 0.1531 | 0.16224
WA | Residential | Manufactured Home - Reg. Income | New | Electronics | Printer/Fax/Copier | 0 | 0.00017694 | 0.00039233 | 0.00061838 | 0.00084764 | 0.0010784 | 0.0013114 | 0.001547 | 0.001785 | 0.002025 | 0.0022674 | 0.0025114 | 0.0027573 | 0.0030052 | 0.003255 | 0.003506 | 0.003759 | 0.0040134 | 0.0042696 | 0.0045279 | 0.0047891 | 0.0050559
WA | Residential | Manufactured Home - Reg. Income | New | Electronics | Set-top Boxes/DVRs | 0 | 0.00037634 | 0.00083761 | 0.0013252 | 0.0018233 | 0.0023284 | 0.0028422 | 0.0033655 | 0.0038978 | 0.0044385 | 0.0049885 | 0.0055461 | 0.0061122 | 0.0066868 | 0.0072699 | 0.00786 | 0.0084588 | 0.0090653 | 0.0096804 | 0.010305 | 0.01094 | 0.011593
WA | Residential | Manufactured Home - Reg. Income | New | Electronics | Devices and Gadgets | 0 | 0.004367 | 0.0096832 | 0.015262 | 0.020921 | 0.026615 | 0.032367 | 0.038182 | 0.044055 | 0.049979 | 0.055961 | 0.061983 | 0.068053 | 0.074171 | 0.080337 | 0.086532 | 0.092775 | 0.099055 | 0.10538 | 0.11175 | 0.1182 | 0.12478
WA | Residential | Manufactured Home - Reg. Income | New | Miscellaneous | Electric Vehicle Chargers | 0 | 0.00046129 | 0.0012714 | 0.0024736 | 0.004191 | 0.0067156 | 0.010437 | 0.015914 | 0.023812 | 0.034899 | 0.049701 | 0.068968 | 0.093573 | 0.1244 | 0.16214 | 0.20563 | 0.25561 | 0.31156 | 0.37344 | 0.44192 | 0.52091 | 0.61221
WA | Residential | Manufactured Home - Reg. Income | New | Miscellaneous | Pool Pump | 0 | 0.00012746 | 0.00028046 | 0.00043866 | 0.00059669 | 0.00075331 | 0.00090908 | 0.0010642 | 0.0012185 | 0.0013717 | 0.0015241 | 0.0016752 | 0.0018252 | 0.0019741 | 0.0021218 | 0.0022679 | 0.0024129 | 0.0025565 | 0.0026989 | 0.0028402 | 0.002981 | 0.003123
WA | Residential | Manufactured Home - Reg. Income | New | Miscellaneous | Pool Heater | 0 | 0 | 0 | 0 | 0 | 0 | 0 | 0 | 0 | 0 | 0 | 0 | 0 | 0 | 0 | 0 | 0 | 0 | 0 | 0 | 0 | 0
WA | Residential | Manufactured Home - Reg. Income | New | Miscellaneous | Hot Tub/Spa | 0 | 0.0017474 | 0.0038449 | 0.0052659 | 0.0066854 | 0.0080921 | 0.0094913 | 0.010885 | 0.01227 | 0.013647 | 0.014895 | 0.016012 | 0.017166 | 0.018348 | 0.019552 | 0.020608 | 0.021673 | 0.022963 | 0.024242 | 0.025511 | 0.026776 | 0.028051
WA | Residential | Manufactured Home - Reg. Income | New | Miscellaneous | Furnace Fan | 0 | 0.0010232 | 0.002265 | 0.0035638 | 0.0048767 | 0.0061935 | 0.0075189 | 0.0088546 | 0.010199 | 0.01155 | 0.012911 | 0.014276 | 0.015647 | 0.017024 | 0.018407 | 0.019793 | 0.021184 | 0.022579 | 0.023869 | 0.025119 | 0.026365 | 0.02762
WA | Residential | Manufactured Home - Reg. Income | New | Miscellaneous | Well Pump | 0 | 5.9857e-05 | 0.00013171 | 0.000206 | 0.00028021 | 0.00035376 | 0.00042691 | 0.00049976 | 0.00057221 | 0.00064418 | 0.00071576 | 0.00078671 | 0.00085714 | 0.00092704 | 0.00099641 | 0.001065 | 0.0011331 | 0.0012006 | 0.0012674 | 0.0013338 | 0.0013999 | 0.0014666
WA | Residential | Manufactured Home - Reg. Income | New | Miscellaneous | Bathroom Exhaust Fan | 0 | 6.1045e-05 | 0.00013432 | 0.00021009 | 0.00028577 | 0.00036078 | 0.00043538 | 0.00050968 | 0.00058357 | 0.00065697 | 0.00072996 | 0.00080232 | 0.00087415 | 0.00094544 | 0.0010162 | 0.0010862 | 0.0011556 | 0.0012244 | 0.0012926 | 0.0013603 | 0.0014277 | 0.0014957
WA | Residential | Manufactured Home - Reg. Income | New | Miscellaneous | Miscellaneous | 0 | 0.030529 | 0.068151 | 0.10814 | 0.14924 | 0.19115 | 0.23402 | 0.27794 | 0.32286 | 0.36874 | 0.41567 | 0.46351 | 0.51235 | 0.56218 | 0.61303 | 0.66477 | 0.71754 | 0.77129 | 0.82608 | 0.88197 | 0.93914 | 0.99817
WA | Residential | Manufactured Home - Reg. Income | New | Generation | Solar PV | 0 | -0.0071577 | -0.017088 | -0.029642 | -0.044402 | -0.062639 | -0.085368 | -0.11352 | -0.14794 | -0.18716 | -0.24018 | -0.29889 | -0.36179 | -0.42856 | -0.49886 | -0.57203 | -0.64768 | -0.72524 | -0.80433 | -0.88463 | -0.96597 | -1.0487
WY | Residential | Single Family - Mod. Income | Existing | Cooling | Central AC | 9.8096 | 9.8008 | 9.7847 | 9.723 | 9.6956 | 9.7487 | 9.8009 | 9.8535 | 9.9074 | 9.9636 | 10.0232 | 10.0869 | 10.1557 | 10.2303 | 10.3115 | 10.3765 | 10.4481 | 10.5264 | 10.6109 | 10.7021 | 10.7994 | 10.9025
WY | Residential | Single Family - Mod. Income | Existing | Cooling | Room AC | 1.4019 | 1.3923 | 1.3813 | 1.3701 | 1.3592 | 1.3618 | 1.366 | 1.3725 | 1.381 | 1.3913 | 1.4033 | 1.4168 | 1.4316 | 1.4476 | 1.4648 | 1.4797 | 1.4955 | 1.5121 | 1.5295 | 1.5476 | 1.5664 | 1.5858
WY | Residential | Single Family - Mod. Income | Existing | Cooling | Air-Source Heat Pump | 0.53559 | 0.53884 | 0.54169 | 0.54449 | 0.54728 | 0.55506 | 0.56292 | 0.57086 | 0.5789 | 0.58705 | 0.59534 | 0.60377 | 0.61235 | 0.6211 | 0.63004 | 0.63774 | 0.64565 | 0.65376 | 0.66207 | 0.67056 | 0.67924 | 0.6881
WY | Residential | Single Family - Mod. Income | Existing | Cooling | Geothermal Heat Pump | 0.25145 | 0.25067 | 0.24975 | 0.24873 | 0.24767 | 0.24883 | 0.25002 | 0.25124 | 0.25254 | 0.25395 | 0.2555 | 0.25722 | 0.25913 | 0.26126 | 0.26363 | 0.26568 | 0.26802 | 0.27051 | 0.27315 | 0.27593 | 0.27883 | 0.28185
WY | Residential | Single Family - Mod. Income | Existing | Cooling | Evaporative Cooler | 5.8545 | 5.8219 | 5.7882 | 5.7538 | 5.7191 | 5.736 | 5.7524 | 5.7687 | 5.7851 | 5.8018 | 5.8192 | 5.8373 | 5.8564 | 5.8768 | 5.8983 | 5.9075 | 5.9178 | 5.9292 | 5.9414 | 5.9544 | 5.9683 | 5.9828
WY | Residential | Single Family - Mod. Income | Existing | Cooling | Ductless Mini Split Heat Pump | 0.3185 | 0.31873 | 0.31897 | 0.3192 | 0.31944 | 0.32258 | 0.32572 | 0.32887 | 0.33203 | 0.33518 | 0.33835 | 0.34151 | 0.34468 | 0.34786 | 0.35104 | 0.35343 | 0.35583 | 0.35823 | 0.36063 | 0.36303 | 0.36544 | 0.36785
WY | Residential | Single Family - Mod. Income | Existing | Space Heating | Electric Room Heat | 47.2415 | 47.0852 | 46.9196 | 46.9781 | 46.5719 | 46.2055 | 45.8415 | 45.7056 | 45.1287 | 44.7834 | 44.4476 | 44.3391 | 43.8099 | 43.5104 | 43.2229 | 43.1436 | 42.6539 | 42.3839 | 42.1226 | 42.0752 | 41.623 | 41.3835
WY | Residential | Single Family - Mod. Income | Existing | Space Heating | Electric Furnace | 22.3624 | 22.2884 | 22.21 | 22.2377 | 22.0454 | 21.872 | 21.6997 | 21.6353 | 21.3622 | 21.1988 | 21.0399 | 20.9885 | 20.738 | 20.5962 | 20.4601 | 20.4226 | 20.1908 | 20.063 | 19.9393 | 19.9168 | 19.7028 | 19.5894
WY | Residential | Single Family - Mod. Income | Existing | Space Heating | Air-Source Heat Pump | 9.1793 | 9.1915 | 9.199 | 9.2516 | 9.2133 | 9.1824 | 9.1512 | 9.1644 | 9.0874 | 9.0548 | 9.0218 | 9.0322 | 8.954 | 8.9193 | 8.884 | 8.8893 | 8.8082 | 8.7708 | 8.7336 | 8.7395 | 8.66 | 8.6234
WY | Residential | Single Family - Mod. Income | Existing | Space Heating | Geothermal Heat Pump | 1.663 | 1.6507 | 1.6376 | 1.6319 | 1.6098 | 1.5891 | 1.5685 | 1.556 | 1.5287 | 1.5096 | 1.4913 | 1.4812 | 1.4576 | 1.4423 | 1.4281 | 1.4216 | 1.4026 | 1.3911 | 1.3803 | 1.3767 | 1.3601 | 1.3507
WY | Residential | Single Family - Mod. Income | Existing | Space Heating | Ductless Mini Split Heat Pump | 5.6381 | 5.6422 | 5.6463 | 5.6783 | 5.6546 | 5.6357 | 5.6167 | 5.6252 | 5.5787 | 5.5596 | 5.5405 | 5.5485 | 5.5022 | 5.483 | 5.4638 | 5.4695 | 5.4219 | 5.4009 | 5.3798 | 5.3851 | 5.3376 | 5.3165
WY | Residential | Single Family - Mod. Income | Existing | Water Heating | Water Heater (<= 55 Gal) | 38.8022 | 38.5909 | 38.3809 | 38.1719 | 37.9642 | 37.7575 | 37.552 | 37.3475 | 37.1442 | 36.942 | 36.7409 | 36.5409 | 36.342 | 36.1442 | 35.9474 | 35.7518 | 35.5571 | 35.3636 | 35.1711 | 34.9796 | 34.7892 | 34.5998
WY | Residential | Single Family - Mod. Income | Existing | Water Heating | Water Heater (> 55 Gal) | 2.5155 | 2.4261 | 2.3279 | 2.2245 | 2.1193 | 2.0149 | 1.9137 | 1.8174 | 1.7277 | 1.6459 | 1.573 | 1.5099 | 1.4552 | 1.4077 | 1.3663 | 1.3301 | 1.2983 | 1.2703 | 1.2456 | 1.2236 | 1.204 | 1.1864
WY | Residential | Single Family - Mod. Income | Existing | Interior Lighting | General Service Lighting | 34.3141 | 33.7732 | 32.999 | 31.2571 | 28.9449 | 26.3007 | 23.609 | 21.2552 | 19.3301 | 17.8169 | 16.5343 | 15.4625 | 14.5441 | 13.7671 | 13.0737 | 12.4689 | 11.9403 | 11.477 | 11.0783 | 10.6939 | 10.3487 | 10.0191
WY | Residential | Single Family - Mod. Income | Existing | Interior Lighting | Linear Lighting | 5.6621 | 5.6531 | 5.644 | 5.635 | 5.6238 | 5.6125 | 5.601 | 5.5894 | 5.5778 | 5.5643 | 5.5507 | 5.5371 | 5.5235 | 5.5098 | 5.4947 | 5.4797 | 5.4647 | 5.4496 | 5.4346 | 5.4196 | 5.4054 | 5.3916
WY | Residential | Single Family - Mod. Income | Existing | Interior Lighting | Exempted Lighting | 0.22715 | 0.22679 | 0.22643 | 0.22406 | 0.21901 | 0.21158 | 0.20085 | 0.18822 | 0.17366 | 0.15862 | 0.14508 | 0.13357 | 0.12508 | 0.11916 | 0.11536 | 0.11477 | 0.1154 | 0.11637 | 0.11733 | 0.11791 | 0.11807 | 0.117
WY | Residential | Single Family - Mod. Income | Existing | Exterior Lighting | General Service Lighting | 9.4201 | 9.2458 | 8.9542 | 8.1984 | 7.2426 | 6.4583 | 5.7606 | 5.2103 | 4.8162 | 4.4598 | 4.1565 | 3.9145 | 3.7008 | 3.5163 | 3.3412 | 3.1867 | 3.0505 | 2.9304 | 2.8262 | 2.7193 | 2.6211 | 2.5167
WY | Residential | Single Family - Mod. Income | Existing | Appliances | Clothes Washer | 4.4515 | 4.4312 | 4.411 | 4.3909 | 4.3709 | 4.351 | 4.3311 | 4.3114 | 4.2918 | 4.2722 | 4.2527 | 4.2333 | 4.214 | 4.1948 | 4.1757 | 4.1567 | 4.1377 | 4.1188 | 4.1001 | 4.0814 | 4.0628 | 4.0443
WY | Residential | Single Family - Mod. Income | Existing | Appliances | Clothes Dryer | 29.7263 | 29.5915 | 29.4598 | 29.3302 | 29.2018 | 29.0737 | 28.9454 | 28.8162 | 28.6857 | 28.5535 | 28.4193 | 28.2835 | 28.1465 | 28.0085 | 27.8698 | 27.7306 | 27.5911 | 27.4515 | 27.3118 | 27.1723 | 27.0329 | 26.8938
WY | Residential | Single Family - Mod. Income | Existing | Appliances | Dishwasher | 2.8953 | 2.8759 | 2.8566 | 2.8374 | 2.8184 | 2.7995 | 2.7807 | 2.762 | 2.7435 | 2.7251 | 2.7068 | 2.6886 | 2.6706 | 2.6527 | 2.6349 | 2.6172 | 2.5996 | 2.5822 | 2.5648 | 2.5476 | 2.5305 | 2.5135
WY | Residential | Single Family - Mod. Income | Existing | Appliances | Refrigerator | 23.1209 | 22.9657 | 22.8042 | 22.6387 | 22.4718 | 22.3057 | 22.142 | 21.9827 | 21.8293 | 21.6832 | 21.5457 | 21.418 | 21.2991 | 21.1883 | 21.0848 | 20.9878 | 20.8969 | 20.8115 | 20.7311 | 20.6551 | 20.5833 | 20.5152
WY | Residential | Single Family - Mod. Income | Existing | Appliances | Freezer | 18.7944 | 18.5337 | 18.2767 | 18.0232 | 17.7732 | 17.5267 | 17.2837 | 17.0439 | 16.8076 | 16.5745 | 16.3446 | 16.1179 | 15.8944 | 15.6739 | 15.4566 | 15.2422 | 15.0308 | 14.8224 | 14.6168 | 14.4141 | 14.2142 | 14.017
WY | Residential | Single Family - Mod. Income | Existing | Appliances | Second Refrigerator | 17.0225 | 16.4698 | 15.9077 | 15.3441 | 14.7861 | 14.2397 | 13.71 | 13.2017 | 12.7185 | 12.2637 | 11.8398 | 11.4493 | 11.0888 | 10.7553 | 10.4462 | 10.1592 | 9.8921 | 9.643 | 9.4102 | 9.1921 | 8.9874 | 8.7947
WY | Residential | Single Family - Mod. Income | Existing | Appliances | Stove/Oven | 4.6644 | 4.6541 | 4.6432 | 4.6318 | 4.6202 | 4.6085 | 4.5968 | 4.5852 | 4.5738 | 4.5627 | 4.5519 | 4.5414 | 4.5313 | 4.5216 | 4.5123 | 4.5034 | 4.4949 | 4.4867 | 4.4787 | 4.4708 | 4.4632 | 4.4556
WY | Residential | Single Family - Mod. Income | Existing | Appliances | Microwave | 5.2169 | 5.2085 | 5.2002 | 5.1919 | 5.1836 | 5.1753 | 5.167 | 5.1587 | 5.1505 | 5.1422 | 5.134 | 5.1258 | 5.1176 | 5.1094 | 5.1012 | 5.0931 | 5.0849 | 5.0768 | 5.0687 | 5.0605 | 5.0524 | 5.0444
WY | Residential | Single Family - Mod. Income | Existing | Appliances | Dehumidifier | 1.1794 | 1.1654 | 1.1496 | 1.1327 | 1.1154 | 1.0983 | 1.0819 | 1.0665 | 1.0524 | 1.0399 | 1.0293 | 1.0202 | 1.0124 | 1.0056 | 0.9997 | 0.99453 | 0.98997 | 0.98591 | 0.98228 | 0.97899 | 0.976 | 0.97326
WY | Residential | Single Family - Mod. Income | Existing | Appliances | Air Purifier | 1.7724 | 1.7696 | 1.7668 | 1.7639 | 1.7611 | 1.7583 | 1.7555 | 1.7527 | 1.7499 | 1.7471 | 1.7443 | 1.7415 | 1.7387 | 1.7359 | 1.7331 | 1.7304 | 1.7276 | 1.7248 | 1.7221 | 1.7193 | 1.7166 | 1.7138
WY | Residential | Single Family - Mod. Income | Existing | Electronics | Personal Computers | 2.9818 | 2.8673 | 2.7351 | 2.5991 | 2.4698 | 2.3561 | 2.2646 | 2.1909 | 2.1315 | 2.0834 | 2.0444 | 2.0126 | 1.9866 | 1.9652 | 1.9476 | 1.9328 | 1.9205 | 1.91 | 1.901 | 1.8933 | 1.8865 | 1.8804
WY | Residential | Single Family - Mod. Income | Existing | Electronics | Monitor | 2.8315 | 2.7212 | 2.5902 | 2.4542 | 2.326 | 2.2156 | 2.1313 | 2.0677 | 2.0209 | 1.9875 | 1.9648 | 1.9508 | 1.9438 | 1.9424 | 1.9456 | 1.9524 | 1.9622 | 1.9745 | 1.9888 | 2.0048 | 2.0221 | 2.0405
WY | Residential | Single Family - Mod. Income | Existing | Electronics | Laptops | 2.828 | 2.7736 | 2.7194 | 2.6816 | 2.657 | 2.6429 | 2.6373 | 2.6387 | 2.6455 | 2.6569 | 2.672 | 2.6901 | 2.7106 | 2.7332 | 2.7575 | 2.7833 | 2.8102 | 2.8382 | 2.8671 | 2.8968 | 2.9272 | 2.9582
WY | Residential | Single Family - Mod. Income | Existing | Electronics | TVs | 7.1647 | 9.5068 | 11.7708 | 13.7773 | 15.3826 | 16.6669 | 17.6944 | 18.5166 | 19.1744 | 19.7008 | 20.1219 | 20.459 | 20.7287 | 20.9446 | 21.1175 | 21.2558 | 21.3666 | 21.4553 | 21.5264 | 21.5834 | 21.6291 | 21.6657
WY | Residential | Single Family - Mod. Income | Existing | Electronics | Printer/Fax/Copier | 0.95668 | 0.94413 | 0.92885 | 0.91377 | 0.9012 | 0.89302 | 0.88838 | 0.88658 | 0.88708 | 0.88944 | 0.89331 | 0.8984 | 0.90451 | 0.91144 | 0.91905 | 0.92724 | 0.9359 | 0.94497 | 0.95439 | 0.96411 | 0.9741 | 0.98432
WY | Residential | Single Family - Mod. Income | Existing | Electronics | Set-top Boxes/DVRs | 1.6056 | 1.5907 | 1.5733 | 1.5554 | 1.5383 | 1.5232 | 1.5112 | 1.5016 | 1.494 | 1.4878 | 1.4829 | 1.479 | 1.4759 | 1.4734 | 1.4714 | 1.4698 | 1.4686 | 1.4676 | 1.4668 | 1.4661 | 1.4656 | 1.4653
WY | Residential | Single Family - Mod. Income | Existing | Electronics | Devices and Gadgets | 21.408 | 21.6439 | 21.8825 | 22.1236 | 22.3675 | 22.614 | 22.8632 | 23.1152 | 23.3699 | 23.6275 | 23.8878 | 24.1511 | 24.4173 | 24.6864 | 24.9584 | 25.2335 | 25.5116 | 25.7927 | 26.077 | 26.3644 | 26.6549 | 26.9487
WY | Residential | Single Family - Mod. Income | Existing | Miscellaneous | Electric Vehicle Chargers | 0 | 0 | 0 | 0 | 0 | 0 | 0 | 0 | 0 | 0 | 0 | 0 | 0 | 0 | 0 | 0 | 0 | 0 | 0 | 0 | 0 | 0
WY | Residential | Single Family - Mod. Income | Existing | Miscellaneous | Pool Pump | 0.40149 | 0.33327 | 0.2793 | 0.2367 | 0.20335 | 0.17763 | 0.15833 | 0.14384 | 0.13294 | 0.12475 | 0.11857 | 0.1139 | 0.11037 | 0.10768 | 0.10563 | 0.10405 | 0.10283 | 0.10188 | 0.10112 | 0.10052 | 0.10003 | 0.099618
WY | Residential | Single Family - Mod. Income | Existing | Miscellaneous | Pool Heater | 0.36741 | 0.36683 | 0.36624 | 0.36565 | 0.36507 | 0.36448 | 0.3639 | 0.36332 | 0.36274 | 0.36216 | 0.36158 | 0.361 | 0.36042 | 0.35984 | 0.35927 | 0.35869 | 0.35812 | 0.35755 | 0.35697 | 0.3564 | 0.35583 | 0.35526
WY | Residential | Single Family - Mod. Income | Existing | Miscellaneous | Hot Tub/Spa | 6.3418 | 6.5834 | 6.8775 | 6.9937 | 7.0915 | 7.1599 | 7.1901 | 7.1751 | 7.1097 | 6.9894 | 6.8649 | 6.7294 | 6.6191 | 6.529 | 6.4551 | 6.3599 | 6.2717 | 6.2436 | 6.2192 | 6.1978 | 6.1787 | 6.1614
WY | Residential | Single Family - Mod. Income | Existing | Miscellaneous | Furnace Fan | 9.1314 | 9.1526 | 9.17 | 9.1848 | 9.1981 | 9.2109 | 9.2239 | 9.2379 | 9.2536 | 9.2714 | 9.292 | 9.3158 | 9.3432 | 9.3746 | 9.4102 | 9.4505 | 9.4949 | 9.5431 | 9.5946 | 9.6493 | 9.7068 | 9.7669
WY | Residential | Single Family - Mod. Income | Existing | Miscellaneous | Well Pump | 1.5547 | 1.5522 | 1.5497 | 1.5473 | 1.5448 | 1.5423 | 1.5398 | 1.5374 | 1.5349 | 1.5325 | 1.53 | 1.5276 | 1.5251 | 1.5227 | 1.5202 | 1.5178 | 1.5154 | 1.513 | 1.5105 | 1.5081 | 1.5057 | 1.5033
WY | Residential | Single Family - Mod. Income | Existing | Miscellaneous | Bathroom Exhaust Fan | 0.68969 | 0.68858 | 0.68748 | 0.68638 | 0.68528 | 0.68419 | 0.68309 | 0.682 | 0.68091 | 0.67982 | 0.67873 | 0.67764 | 0.67656 | 0.67548 | 0.6744 | 0.67332 | 0.67224 | 0.67117 | 0.67009 | 0.66902 | 0.66795 | 0.66688
WY | Residential | Single Family - Mod. Income | Existing | Miscellaneous | Miscellaneous | 50.5719 | 50.2638 | 49.9576 | 49.6533 | 49.3508 | 49.0501 | 48.7513 | 48.4543 | 48.1591 | 47.8657 | 47.5741 | 47.2842 | 46.9962 | 46.7099 | 46.4253 | 46.1425 | 45.8614 | 45.582 | 45.3043 | 45.0283 | 44.7539 | 44.4813
WY | Residential | Single Family - Mod. Income | Existing | Generation | Solar PV | -1.1296 | -1.6459 | -1.8021 | -1.999 | -2.2119 | -2.476 | -2.7666 | -3.1316 | -3.5268 | -3.9721 | -4.5412 | -5.1183 | -5.6817 | -6.2126 | -6.7465 | -7.2813 | -7.8172 | -8.3548 | -8.8932 | -9.4331 | -9.9748 | -10.5183
WY | Residential | Single Family - Mod. Income | New | Cooling | Central AC | 0 | 0.049539 | 0.10601 | 0.15587 | 0.21438 | 0.27546 | 0.33931 | 0.40592 | 0.47531 | 0.54734 | 0.62102 | 0.69638 | 0.77356 | 0.85282 | 0.93434 | 1.0155 | 1.0986 | 1.1838 | 1.2711 | 1.3606 | 1.4526 | 1.547
WY | Residential | Single Family - Mod. Income | New | Cooling | Room AC | 0 | 0.0070904 | 0.015137 | 0.023516 | 0.032027 | 0.041103 | 0.050589 | 0.060486 | 0.070796 | 0.081496 | 0.092444 | 0.10364 | 0.11511 | 0.12688 | 0.13899 | 0.15108 | 0.16348 | 0.17622 | 0.18928 | 0.20266 | 0.21641 | 0.2305
WY | Residential | Single Family - Mod. Income | New | Cooling | Air-Source Heat Pump | 0 | 0.0032134 | 0.0067401 | 0.010412 | 0.014143 | 0.018121 | 0.02228 | 0.026619 | 0.031139 | 0.03583 | 0.040629 | 0.045537 | 0.050564 | 0.055726 | 0.061035 | 0.066325 | 0.071749 | 0.077323 | 0.083041 | 0.088897 | 0.09492 | 0.10109
WY | Residential | Single Family - Mod. Income | New | Cooling | Geothermal Heat Pump | 0 | 0.0012621 | 0.0026949 | 0.0041873 | 0.0057035 | 0.0073212 | 0.009012 | 0.010776 | 0.012614 | 0.014521 | 0.016472 | 0.018468 | 0.020511 | 0.02261 | 0.024769 | 0.026924 | 0.029134 | 0.031404 | 0.033733 | 0.036117 | 0.03857 | 0.041082
WY | Residential | Single Family - Mod. Income | New | Cooling | Evaporative Cooler | 0 | 0.032299 | 0.068273 | 0.10502 | 0.14161 | 0.17995 | 0.2193 | 0.25961 | 0.30087 | 0.34292 | 0.38515 | 0.42753 | 0.47015 | 0.51313 | 0.55657 | 0.59901 | 0.64177 | 0.68493 | 0.72845 | 0.77223 | 0.81651 | 0.86109
WY | Residential | Single Family - Mod. Income | New | Cooling | Ductless Mini Split Heat Pump | 0 | 0.0019374 | 0.0041048 | 0.0063286 | 0.0085542 | 0.010895 | 0.013309 | 0.015792 | 0.018344 | 0.020958 | 0.023593 | 0.026251 | 0.028935 | 0.031654 | 0.034414 | 0.037125 | 0.039868 | 0.042649 | 0.045465 | 0.04831 | 0.051199 | 0.054121
WY | Residential | Single Family - Mod. Income | New | Space Heating | Electric Room Heat | 0 | 0.26124 | 0.55349 | 0.85756 | 1.1535 | 1.45 | 1.7481 | 2.0576 | 2.3478 | 2.6479 | 2.9429 | 3.2487 | 3.5184 | 3.8006 | 4.0801 | 4.3763 | 4.6274 | 4.8979 | 5.1664 | 5.4586 | 5.6963 | 5.9582
WY | Residential | Single Family - Mod. Income | New | Space Heating | Electric Furnace | 0 | 0.12366 | 0.262 | 0.40594 | 0.546 | 0.68636 | 0.82749 | 0.97399 | 1.1114 | 1.2534 | 1.3931 | 1.5378 | 1.6655 | 1.7991 | 1.9314 | 2.0716 | 2.1904 | 2.3185 | 2.4456 | 2.5839 | 2.6964 | 2.8204
WY | Residential | Single Family - Mod. Income | New | Space Heating | Air-Source Heat Pump | 0 | 0.057783 | 0.12025 | 0.18525 | 0.24848 | 0.31185 | 0.37556 | 0.44171 | 0.50373 | 0.56786 | 0.63091 | 0.69627 | 0.75389 | 0.8142 | 0.87394 | 0.93708 | 0.99057 | 1.0483 | 1.1055 | 1.1679 | 1.2185 | 1.2744
WY | Residential | Single Family - Mod. Income | New | Space Heating | Geothermal Heat Pump | 0 | 0.0085741 | 0.018168 | 0.028153 | 0.037869 | 0.04761 | 0.057405 | 0.067572 | 0.077106 | 0.086965 | 0.096657 | 0.1067 | 0.11556 | 0.12483 | 0.13401 | 0.14375 | 0.15199 | 0.16088 | 0.1697 | 0.1793 | 0.18711 | 0.19572
WY | Residential | Single Family - Mod. Income | New | Space Heating | Ductless Mini Split Heat Pump | 0 | 0.033715 | 0.071432 | 0.11067 | 0.14886 | 0.18713 | 0.2256 | 0.26554 | 0.303 | 0.34173 | 0.3798 | 0.41927 | 0.45407 | 0.49049 | 0.52657 | 0.56479 | 0.59719 | 0.63211 | 0.66675 | 0.70447 | 0.73515 | 0.76895
WY | Residential | Single Family - Mod. Income | New | Water Heating | Water Heater (<= 55 Gal) | 0 | 0.24692 | 0.51992 | 0.79664 | 1.0701 | 1.3424 | 1.6151 | 1.8878 | 2.1602 | 2.4314 | 2.6968 | 2.9566 | 3.2114 | 3.4621 | 3.7096 | 3.953 | 4.1936 | 4.4318 | 4.6674 | 4.8998 | 5.1306 | 5.3585
WY | Residential | Single Family - Mod. Income | New | Water Heating | Water Heater (> 55 Gal) | 0 | 0.0079934 | 0.016831 | 0.025789 | 0.034644 | 0.043458 | 0.052284 | 0.061113 | 0.069932 | 0.078711 | 0.087304 | 0.095713 | 0.10396 | 0.11208 | 0.12009 | 0.12797 | 0.13576 | 0.14347 | 0.1511 | 0.15862 | 0.16609 | 0.17347
WY | Residential | Single Family - Mod. Income | New | Interior Lighting | General Service Lighting | 0 | 0.20403 | 0.41543 | 0.53276 | 0.60038 | 0.64754 | 0.70864 | 0.76075 | 0.82892 | 0.91325 | 0.9951 | 1.0768 | 1.1558 | 1.2344 | 1.3044 | 1.3729 | 1.4402 | 1.5065 | 1.5732 | 1.634 | 1.6949 | 1.754
WY | Residential | Single Family - Mod. Income | New | Interior Lighting | Linear Lighting | 0 | 0.045213 | 0.09557 | 0.147 | 0.19767 | 0.24849 | 0.29978 | 0.35147 | 0.40351 | 0.45533 | 0.50648 | 0.55695 | 0.60687 | 0.65642 | 0.70545 | 0.75412 | 0.80258 | 0.85097 | 0.89923 | 0.94723 | 0.99506 | 1.0425
WY | Residential | Single Family - Mod. Income | New | Interior Lighting | Exempted Lighting | 0 | 0.0018138 | 0.003834 | 0.0056194 | 0.0071341 | 0.0084663 | 0.0095261 | 0.010535 | 0.011459 | 0.012297 | 0.013178 | 0.014083 | 0.015018 | 0.015976 | 0.016908 | 0.018022 | 0.019115 | 0.020152 | 0.021153 | 0.022108 | 0.023041 | 0.023958
WY | Residential | Single Family - Mod. Income | New | Exterior Lighting | General Service Lighting | 0 | 0.059933 | 0.11831 | 0.14043 | 0.15029 | 0.16401 | 0.17564 | 0.19303 | 0.21804 | 0.239 | 0.25951 | 0.28115 | 0.30169 | 0.32189 | 0.3386 | 0.35482 | 0.37068 | 0.38629 | 0.402 | 0.41614 | 0.43021 | 0.44308
WY | Residential | Single Family - Mod. Income | New | Appliances | Clothes Washer | 0 | 0.028353 | 0.059753 | 0.091638 | 0.12321 | 0.15469 | 0.18628 | 0.21793 | 0.2496 | 0.28118 | 0.31216 | 0.34253 | 0.37237 | 0.40181 | 0.43091 | 0.4596 | 0.488 | 0.51618 | 0.54411 | 0.57171 | 0.59917 | 0.62634
WY | Residential | Single Family - Mod. Income | New | Appliances | Clothes Dryer | 0 | 0.19128 | 0.40285 | 0.61738 | 0.8295 | 1.0408 | 1.2524 | 1.4642 | 1.6758 | 1.8865 | 2.0929 | 2.2949 | 2.4932 | 2.6884 | 2.8811 | 3.0708 | 3.2583 | 3.4441 | 3.6279 | 3.8093 | 3.9895 | 4.1676
WY | Residential | Single Family - Mod. Income | New | Appliances | Dishwasher | 0 | 0.018401 | 0.038696 | 0.059217 | 0.079446 | 0.099531 | 0.11959 | 0.13961 | 0.15956 | 0.17936 | 0.19868 | 0.21754 | 0.23599 | 0.25409 | 0.2719 | 0.28938 | 0.3066 | 0.3236 | 0.34037 | 0.35686 | 0.37319 | 0.38927
WY | Residential | Single Family - Mod. Income | New | Appliances | Refrigerator | 0 | 0.13316 | 0.28149 | 0.43299 | 0.58391 | 0.73533 | 0.88811 | 1.0421 | 1.1971 | 1.3526 | 1.5061 | 1.6575 | 1.8073 | 1.956 | 2.1039 | 2.2506 | 2.3968 | 2.5428 | 2.6884 | 2.8332 | 2.9781 | 3.1224
WY | Residential | Single Family - Mod. Income | New | Appliances | Freezer | 0 | 0.11859 | 0.24759 | 0.37615 | 0.50101 | 0.62315 | 0.74337 | 0.86153 | 0.97751 | 1.0909 | 1.1997 | 1.3042 | 1.4045 | 1.5014 | 1.595 | 1.6853 | 1.7727 | 1.8576 | 1.9398 | 2.0191 | 2.0963 | 2.1708
WY | Residential | Single Family - Mod. Income | New | Appliances | Second Refrigerator | 0 | 0.064702 | 0.13535 | 0.20603 | 0.27495 | 0.34265 | 0.40953 | 0.47553 | 0.54057 | 0.60443 | 0.666 | 0.72533 | 0.78264 | 0.8382 | 0.8922 | 0.9445 | 0.99538 | 1.045 | 1.0933 | 1.1402 | 1.186 | 1.2306
WY | Residential | Single Family - Mod. Income | New | Appliances | Stove/Oven | 0 | 0.029425 | 0.062197 | 0.09567 | 0.12901 | 0.16246 | 0.19621 | 0.23023 | 0.26448 | 0.29883 | 0.33273 | 0.36619 | 0.39928 | 0.43212 | 0.46479 | 0.49722 | 0.52951 | 0.56175 | 0.5939 | 0.62589 | 0.6579 | 0.68978
WY | Residential | Single Family - Mod. Income | New | Appliances | Microwave | 0 | 0.033326 | 0.070443 | 0.10835 | 0.14612 | 0.184 | 0.22223 | 0.26076 | 0.29954 | 0.33844 | 0.37684 | 0.41474 | 0.45221 | 0.48941 | 0.52641 | 0.56314 | 0.59971 | 0.63623 | 0.67264 | 0.70886 | 0.74512 | 0.78123
WY | Residential | Single Family - Mod. Income | New | Appliances | Dehumidifier | 0 | 0.0063907 | 0.013509 | 0.020778 | 0.02802 | 0.035285 | 0.042616 | 0.050004 | 0.057441 | 0.064902 | 0.072266 | 0.079532 | 0.086719 | 0.093852 | 0.10095 | 0.10799 | 0.115 | 0.12201 | 0.12899 | 0.13594 | 0.14289 | 0.14981
WY | Residential | Single Family - Mod. Income | New | Appliances | Air Purifier | 0 | 0.011322 | 0.023933 | 0.036813 | 0.049643 | 0.062514 | 0.075502 | 0.088592 | 0.10177 | 0.11499 | 0.12803 | 0.14091 | 0.15364 | 0.16628 | 0.17885 | 0.19133 | 0.20375 | 0.21616 | 0.22853 | 0.24084 | 0.25315 | 0.26542
WY | Residential | Single Family - Mod. Income | New | Electronics | Personal Computers | 0 | 0.012344 | 0.026092 | 0.040133 | 0.05412 | 0.068152 | 0.082311 | 0.096582 | 0.11095 | 0.12536 | 0.13958 | 0.15362 | 0.1675 | 0.18127 | 0.19498 | 0.20858 | 0.22213 | 0.23565 | 0.24914 | 0.26256 | 0.27599 | 0.28936
WY | Residential | Single Family - Mod. Income | New | Electronics | Monitor | 0 | 0.010411 | 0.022285 | 0.034712 | 0.047401 | 0.060445 | 0.073926 | 0.08784 | 0.10218 | 0.11691 | 0.13182 | 0.14691 | 0.16221 | 0.17777 | 0.19363 | 0.20976 | 0.2262 | 0.24301 | 0.26017 | 0.27764 | 0.29553 | 0.31377
WY | Residential | Single Family - Mod. Income | New | Electronics | Laptops | 0 | 0.015178 | 0.032489 | 0.050604 | 0.069103 | 0.08812 | 0.10777 | 0.12806 | 0.14896 | 0.17044 | 0.19217 | 0.21417 | 0.23648 | 0.25916 | 0.28228 | 0.30579 | 0.32977 | 0.35427 | 0.37928 | 0.40476 | 0.43084 | 0.45743
WY | Residential | Single Family - Mod. Income | New | Electronics | TVs | 0 | 0.13948 | 0.29532 | 0.45498 | 0.61455 | 0.77514 | 0.93771 | 1.1021 | 1.268 | 1.4351 | 1.6005 | 1.7643 | 1.9269 | 2.0887 | 2.2503 | 2.4112 | 2.572 | 2.733 | 2.8942 | 3.055 | 3.2164 | 3.3778
WY | Residential | Single Family - Mod. Income | New | Electronics | Printer/Fax/Copier | 0 | 0.0050484 | 0.010806 | 0.016831 | 0.022984 | 0.029309 | 0.035846 | 0.042593 | 0.049546 | 0.056689 | 0.063919 | 0.071235 | 0.078654 | 0.0862 | 0.09389 | 0.10171 | 0.10968 | 0.11783 | 0.12615 | 0.13463 | 0.1433 | 0.15214
WY | Residential | Single Family - Mod. Income | New | Electronics | Set-top Boxes/DVRs | 0 | 0.0093599 | 0.019817 | 0.030531 | 0.041239 | 0.052015 | 0.062924 | 0.073954 | 0.085091 | 0.096299 | 0.1074 | 0.11839 | 0.1293 | 0.14016 | 0.15101 | 0.1618 | 0.17259 | 0.1834 | 0.19421 | 0.205 | 0.21584 | 0.22666
WY | Residential | Single Family - Mod. Income | New | Electronics | Devices and Gadgets | 0 | 0.13849 | 0.29643 | 0.46172 | 0.6305 | 0.80401 | 0.98332 | 1.1684 | 1.3591 | 1.5551 | 1.7534 | 1.9541 | 2.1576 | 2.3646 | 2.5756 | 2.7901 | 3.0088 | 3.2324 | 3.4606 | 3.693 | 3.931 | 4.1736
WY | Residential | Single Family - Mod. Income | New | Miscellaneous | Electric Vehicle Chargers | 0 | 0 | 0 | 0 | 0 | 0 | 0 | 0 | 0 | 0 | 0 | 0 | 0 | 0 | 0 | 0 | 0 | 0 | 0 | 0 | 0 | 0
WY | Residential | Single Family - Mod. Income | New | Miscellaneous | Pool Pump | 0 | 0.00065321 | 0.0013807 | 0.0021238 | 0.002864 | 0.0036065 | 0.0043558 | 0.005111 | 0.0058712 | 0.0066338 | 0.0073864 | 0.0081292 | 0.0088638 | 0.0095928 | 0.010318 | 0.011038 | 0.011755 | 0.012471 | 0.013184 | 0.013894 | 0.014605 | 0.015313
WY | Residential | Single Family - Mod. Income | New | Miscellaneous | Pool Heater | 0 | 0.0023471 | 0.0049612 | 0.0076311 | 0.010291 | 0.012959 | 0.015651 | 0.018364 | 0.021096 | 0.023836 | 0.02654 | 0.029209 | 0.031849 | 0.034468 | 0.037074 | 0.039661 | 0.042236 | 0.044808 | 0.047373 | 0.049924 | 0.052477 | 0.05502
WY | Residential | Single Family - Mod. Income | New | Miscellaneous | Hot Tub/Spa | 0 | 0.061833 | 0.1307 | 0.17678 | 0.22269 | 0.26874 | 0.31521 | 0.36205 | 0.4092 | 0.45649 | 0.4989 | 0.53681 | 0.57584 | 0.61583 | 0.65664 | 0.69235 | 0.72903 | 0.77342 | 0.81768 | 0.86172 | 0.90579 | 0.94968
WY | Residential | Single Family - Mod. Income | New | Miscellaneous | Furnace Fan | 0 | 0.052702 | 0.11246 | 0.17462 | 0.23771 | 0.30218 | 0.36843 | 0.43642 | 0.50609 | 0.57726 | 0.64887 | 0.72091 | 0.79354 | 0.86699 | 0.94142 | 1.0167 | 1.093 | 1.1707 | 1.2495 | 1.3293 | 1.4106 | 1.4931
WY | Residential | Single Family - Mod. Income | New | Miscellaneous | Well Pump | 0 | 0.0099316 | 0.020993 | 0.032291 | 0.043545 | 0.054835 | 0.066227 | 0.077709 | 0.089267 | 0.10086 | 0.11231 | 0.1236 | 0.13477 | 0.14585 | 0.15688 | 0.16782 | 0.17872 | 0.18961 | 0.20046 | 0.21125 | 0.22206 | 0.23282
WY | Residential | Single Family - Mod. Income | New | Miscellaneous | Bathroom Exhaust Fan | 0 | 0.0044058 | 0.0093128 | 0.014325 | 0.019317 | 0.024325 | 0.029379 | 0.034473 | 0.0396 | 0.044743 | 0.04982 | 0.05483 | 0.059784 | 0.064702 | 0.069594 | 0.074448 | 0.079284 | 0.084111 | 0.088925 | 0.093714 | 0.098507 | 0.10328
WY | Residential | Single Family - Mod. Income | New | Miscellaneous | Miscellaneous | 0 | 0.3216 | 0.67674 | 1.0363 | 1.3911 | 1.7439 | 2.0967 | 2.4492 | 2.8008 | 3.1504 | 3.492 | 3.8259 | 4.1528 | 4.4742 | 4.7908 | 5.1019 | 5.4089 | 5.7124 | 6.0122 | 6.3074 | 6.6002 | 6.8889
WY | Residential | Single Family - Mod. Income | New | Generation | Solar PV | 0 | -0.010531 | -0.024412 | -0.041719 | -0.062349 | -0.088031 | -0.11899 | -0.15829 | -0.20511 | -0.26143 | -0.33333 | -0.41413 | -0.50206 | -0.59508 | -0.69619 | -0.80509 | -0.92196 | -1.047 | -1.1802 | -1.3214 | -1.4711 | -1.629
WY | Residential | Multi-Family - Mod. Income | Existing | Cooling | Central AC | 0.51246 | 0.51106 | 0.50926 | 0.50514 | 0.50273 | 0.50448 | 0.50615 | 0.5078 | 0.50949 | 0.51126 | 0.51316 | 0.51524 | 0.51754 | 0.5201 | 0.52296 | 0.52497 | 0.5273 | 0.52993 | 0.53287 | 0.53611 | 0.53963 | 0.54343
WY | Residential | Multi-Family - Mod. Income | Existing | Cooling | Room AC | 0.33016 | 0.32724 | 0.324 | 0.32068 | 0.31744 | 0.31733 | 0.31758 | 0.31833 | 0.31954 | 0.32115 | 0.32313 | 0.32543 | 0.32802 | 0.33088 | 0.33398 | 0.33654 | 0.33929 | 0.34221 | 0.3453 | 0.34853 | 0.35189 | 0.35537
WY | Residential | Multi-Family - Mod. Income | Existing | Cooling | Air-Source Heat Pump | 0 | 0 | 0 | 0 | 0 | 0 | 0 | 0 | 0 | 0 | 0 | 0 | 0 | 0 | 0 | 0 | 0 | 0 | 0 | 0 | 0 | 0
WY | Residential | Multi-Family - Mod. Income | Existing | Cooling | Geothermal Heat Pump | 0 | 0 | 0 | 0 | 0 | 0 | 0 | 0 | 0 | 0 | 0 | 0 | 0 | 0 | 0 | 0 | 0 | 0 | 0 | 0 | 0 | 0
WY | Residential | Multi-Family - Mod. Income | Existing | Cooling | Evaporative Cooler | 0.23157 | 0.22972 | 0.22785 | 0.22595 | 0.22405 | 0.22417 | 0.22427 | 0.22436 | 0.22446 | 0.22457 | 0.2247 | 0.22486 | 0.22505 | 0.22529 | 0.22557 | 0.22538 | 0.22523 | 0.22512 | 0.22504 | 0.22499 | 0.22497 | 0.22498
WY | Residential | Multi-Family - Mod. Income | Existing | Cooling | Ductless Mini Split Heat Pump | 0 | 0 | 0 | 0 | 0 | 0 | 0 | 0 | 0 | 0 | 0 | 0 | 0 | 0 | 0 | 0 | 0 | 0 | 0 | 0 | 0 | 0
WY | Residential | Multi-Family - Mod. Income | Existing | Space Heating | Electric Room Heat | 5.7753 | 5.7427 | 5.7091 | 5.7028 | 5.6401 | 5.5825 | 5.5254 | 5.496 | 5.4137 | 5.3594 | 5.3065 | 5.2809 | 5.2053 | 5.1573 | 5.1109 | 5.0892 | 5.0194 | 4.9756 | 4.933 | 4.9155 | 4.851 | 4.8114
WY | Residential | Multi-Family - Mod. Income | Existing | Space Heating | Electric Furnace | 6.4201 | 6.3839 | 6.3466 | 6.3395 | 6.2699 | 6.2059 | 6.1424 | 6.1096 | 6.0181 | 5.9578 | 5.899 | 5.8705 | 5.7865 | 5.7331 | 5.6816 | 5.6575 | 5.5798 | 5.5311 | 5.4838 | 5.4644 | 5.3926 | 5.3486
WY | Residential | Multi-Family - Mod. Income | Existing | Space Heating | Air-Source Heat Pump | 0 | 0 | 0 | 0 | 0 | 0 | 0 | 0 | 0 | 0 | 0 | 0 | 0 | 0 | 0 | 0 | 0 | 0 | 0 | 0 | 0 | 0
WY | Residential | Multi-Family - Mod. Income | Existing | Space Heating | Geothermal Heat Pump | 0 | 0 | 0 | 0 | 0 | 0 | 0 | 0 | 0 | 0 | 0 | 0 | 0 | 0 | 0 | 0 | 0 | 0 | 0 | 0 | 0 | 0
WY | Residential | Multi-Family - Mod. Income | Existing | Space Heating | Ductless Mini Split Heat Pump | 0 | 0 | 0 | 0 | 0 | 0 | 0 | 0 | 0 | 0 | 0 | 0 | 0 | 0 | 0 | 0 | 0 | 0 | 0 | 0 | 0 | 0
WY | Residential | Multi-Family - Mod. Income | Existing | Water Heating | Water Heater (<= 55 Gal) | 10.1554 | 10.0758 | 9.9969 | 9.9186 | 9.8409 | 9.7638 | 9.6873 | 9.6114 | 9.5361 | 9.4614 | 9.3873 | 9.3137 | 9.2407 | 9.1683 | 9.0965 | 9.0253 | 8.9545 | 8.8844 | 8.8148 | 8.7457 | 8.6772 | 8.6092
WY | Residential | Multi-Family - Mod. Income | Existing | Water Heating | Water Heater (> 55 Gal) | 0 | 0 | 0 | 0 | 0 | 0 | 0 | 0 | 0 | 0 | 0 | 0 | 0 | 0 | 0 | 0 | 0 | 0 | 0 | 0 | 0 | 0
WY | Residential | Multi-Family - Mod. Income | Existing | Interior Lighting | General Service Lighting | 4.84 | 4.7528 | 4.6333 | 4.3787 | 4.0454 | 3.6675 | 3.2847 | 2.9506 | 2.6774 | 2.4622 | 2.2799 | 2.1273 | 1.9964 | 1.8855 | 1.7864 | 1.6999 | 1.6241 | 1.5574 | 1.4998 | 1.4444 | 1.3945 | 1.3469
WY | Residential | Multi-Family - Mod. Income | Existing | Interior Lighting | Linear Lighting | 1.1028 | 1.0984 | 1.094 | 1.0897 | 1.0851 | 1.0806 | 1.0762 | 1.0717 | 1.0672 | 1.0626 | 1.0581 | 1.0535 | 1.049 | 1.0445 | 1.0399 | 1.0353 | 1.0307 | 1.0262 | 1.0217 | 1.0172 | 1.0127 | 1.0083
WY | Residential | Multi-Family - Mod. Income | Existing | Interior Lighting | Exempted Lighting | 0.031245 | 0.03112 | 0.030995 | 0.030628 | 0.029946 | 0.028971 | 0.027574 | 0.025919 | 0.023992 | 0.021968 | 0.020094 | 0.018447 | 0.017171 | 0.016223 | 0.015575 | 0.015373 | 0.015367 | 0.015453 | 0.015572 | 0.015669 | 0.015725 | 0.015623
WY | Residential | Multi-Family - Mod. Income | Existing | Exterior Lighting | General Service Lighting | 0.58815 | 0.57704 | 0.55871 | 0.51102 | 0.451 | 0.4018 | 0.35803 | 0.32356 | 0.29891 | 0.27658 | 0.25755 | 0.24234 | 0.22887 | 0.21721 | 0.20612 | 0.19631 | 0.18763 | 0.17995 | 0.17326 | 0.1664 | 0.16009 | 0.15341
WY | Residential | Multi-Family - Mod. Income | Existing | Appliances | Clothes Washer | 0.50698 | 0.50345 | 0.49995 | 0.49648 | 0.49303 | 0.4896 | 0.4862 | 0.48282 | 0.47946 | 0.47613 | 0.47282 | 0.46953 | 0.46627 | 0.46303 | 0.45981 | 0.45661 | 0.45344 | 0.45028 | 0.44715 | 0.44405 | 0.44096 | 0.43789
WY | Residential | Multi-Family - Mod. Income | Existing | Appliances | Clothes Dryer | 3.5732 | 3.5484 | 3.5241 | 3.5002 | 3.4765 | 3.4529 | 3.4294 | 3.4059 | 3.3823 | 3.3586 | 3.3348 | 3.3109 | 3.287 | 3.263 | 3.239 | 3.2151 | 3.1912 | 3.1674 | 3.1438 | 3.1202 | 3.0967 | 3.0734
WY | Residential | Multi-Family - Mod. Income | Existing | Appliances | Dishwasher | 0.31035 | 0.30752 | 0.30473 | 0.30195 | 0.29921 | 0.29648 | 0.29379 | 0.29111 | 0.28846 | 0.28584 | 0.28324 | 0.28066 | 0.27811 | 0.27558 | 0.27307 | 0.27058 | 0.26812 | 0.26568 | 0.26327 | 0.26087 | 0.2585 | 0.25614
WY | Residential | Multi-Family - Mod. Income | Existing | Appliances | Refrigerator | 4.0018 | 3.9654 | 3.928 | 3.8902 | 3.8522 | 3.8145 | 3.7774 | 3.7412 | 3.7062 | 3.6726 | 3.6405 | 3.6102 | 3.5816 | 3.5544 | 3.5285 | 3.5038 | 3.4803 | 3.4577 | 3.4361 | 3.4152 | 3.3952 | 3.3758
WY | Residential | Multi-Family - Mod. Income | Existing | Appliances | Freezer | 2.3058 | 2.2684 | 2.2315 | 2.1953 | 2.1596 | 2.1246 | 2.0901 | 2.0561 | 2.0227 | 1.9899 | 1.9576 | 1.9258 | 1.8945 | 1.8637 | 1.8335 | 1.8037 | 1.7744 | 1.7456 | 1.7173 | 1.6894 | 1.6619 | 1.635
WY | Residential | Multi-Family - Mod. Income | Existing | Appliances | Second Refrigerator | 1.515 | 1.4623 | 1.409 | 1.3558 | 1.3034 | 1.2522 | 1.2027 | 1.1554 | 1.1104 | 1.0681 | 1.0287 | 0.9924 | 0.95883 | 0.92776 | 0.89894 | 0.87214 | 0.84717 | 0.82385 | 0.80203 | 0.78155 | 0.76231 | 0.74417
WY | Residential | Multi-Family - Mod. Income | Existing | Appliances | Stove/Oven | 1.0638 | 1.059 | 1.0539 | 1.0488 | 1.0437 | 1.0385 | 1.0334 | 1.0283 | 1.0233 | 1.0183 | 1.0135 | 1.0087 | 1.0041 | 0.99951 | 0.99505 | 0.99071 | 0.98646 | 0.98229 | 0.97818 | 0.97412 | 0.97011 | 0.96613
WY | Residential | Multi-Family - Mod. Income | Existing | Appliances | Microwave | 0.96727 | 0.96341 | 0.95955 | 0.95571 | 0.95189 | 0.94808 | 0.94429 | 0.94051 | 0.93675 | 0.933 | 0.92927 | 0.92556 | 0.92185 | 0.91817 | 0.91449 | 0.91084 | 0.90719 | 0.90356 | 0.89995 | 0.89635 | 0.89276 | 0.88919
WY | Residential | Multi-Family - Mod. Income | Existing | Appliances | Dehumidifier | 0.13483 | 0.13292 | 0.1308 | 0.12857 | 0.1263 | 0.12407 | 0.12192 | 0.11989 | 0.11802 | 0.11635 | 0.11488 | 0.11359 | 0.11245 | 0.11143 | 0.11051 | 0.10967 | 0.10891 | 0.1082 | 0.10754 | 0.10692 | 0.10634 | 0.10579
WY | Residential | Multi-Family - Mod. Income | Existing | Appliances | Air Purifier | 0.19791 | 0.19712 | 0.19633 | 0.19555 | 0.19477 | 0.19399 | 0.19321 | 0.19244 | 0.19167 | 0.1909 | 0.19014 | 0.18938 | 0.18862 | 0.18787 | 0.18711 | 0.18637 | 0.18562 | 0.18488 | 0.18414 | 0.1834 | 0.18267 | 0.18194
WY | Residential | Multi-Family - Mod. Income | Existing | Electronics | Personal Computers | 0.30882 | 0.29625 | 0.28192 | 0.26725 | 0.25335 | 0.2411 | 0.23118 | 0.22312 | 0.21655 | 0.21115 | 0.2067 | 0.203 | 0.19989 | 0.19727 | 0.19502 | 0.19309 | 0.19139 | 0.18989 | 0.18854 | 0.18732 | 0.1862 | 0.18516
WY | Residential | Multi-Family - Mod. Income | Existing | Electronics | Monitor | 0.48854 | 0.4675 | 0.44285 | 0.41732 | 0.3931 | 0.37193 | 0.35522 | 0.34206 | 0.33175 | 0.32373 | 0.31753 | 0.31279 | 0.30923 | 0.3066 | 0.30472 | 0.30344 | 0.30264 | 0.30223 | 0.30213 | 0.30228 | 0.30262 | 0.30313
WY | Residential | Multi-Family - Mod. Income | Existing | Electronics | Laptops | 0.4042 | 0.394 | 0.3838 | 0.3759 | 0.36984 | 0.36526 | 0.36185 | 0.35939 | 0.35769 | 0.35659 | 0.35598 | 0.35576 | 0.35585 | 0.35619 | 0.35674 | 0.35745 | 0.35829 | 0.35923 | 0.36026 | 0.36136 | 0.36252 | 0.36373
WY | Residential | Multi-Family - Mod. Income | Existing | Electronics | TVs | 0.94877 | 1.2559 | 1.5512 | 1.8112 | 2.0174 | 2.1806 | 2.3095 | 2.411 | 2.4906 | 2.5529 | 2.6012 | 2.6384 | 2.6668 | 2.6881 | 2.7037 | 2.7149 | 2.7225 | 2.7273 | 2.7297 | 2.7304 | 2.7296 | 2.7276
WY | Residential | Multi-Family - Mod. Income | Existing | Electronics | Printer/Fax/Copier | 0.1284 | 0.12596 | 0.12314 | 0.12033 | 0.11785 | 0.11595 | 0.11452 | 0.11345 | 0.11267 | 0.11214 | 0.1118 | 0.1116 | 0.11153 | 0.11156 | 0.11167 | 0.11184 | 0.11206 | 0.11233 | 0.11262 | 0.11295 | 0.11329 | 0.11365
WY | Residential | Multi-Family - Mod. Income | Existing | Electronics | Set-top Boxes/DVRs | 0.12276 | 0.12133 | 0.11972 | 0.11806 | 0.11649 | 0.11507 | 0.11389 | 0.11289 | 0.11205 | 0.11132 | 0.11068 | 0.11013 | 0.10963 | 0.10918 | 0.10877 | 0.10839 | 0.10804 | 0.10771 | 0.10739 | 0.10709 | 0.10679 | 0.10651
WY | Residential | Multi-Family - Mod. Income | Existing | Electronics | Devices and Gadgets | 3.2607 | 3.273 | 3.2854 | 3.2978 | 3.3103 | 3.3229 | 3.3355 | 3.3481 | 3.3608 | 3.3735 | 3.3863 | 3.3991 | 3.412 | 3.4249 | 3.4378 | 3.4509 | 3.4639 | 3.4771 | 3.4902 | 3.5034 | 3.5167 | 3.53
WY | Residential | Multi-Family - Mod. Income | Existing | Miscellaneous | Electric Vehicle Chargers | 0 | 0 | 0 | 0 | 0 | 0 | 0 | 0 | 0 | 0 | 0 | 0 | 0 | 0 | 0 | 0 | 0 | 0 | 0 | 0 | 0 | 0
WY | Residential | Multi-Family - Mod. Income | Existing | Miscellaneous | Pool Pump | 0 | 0 | 0 | 0 | 0 | 0 | 0 | 0 | 0 | 0 | 0 | 0 | 0 | 0 | 0 | 0 | 0 | 0 | 0 | 0 | 0 | 0
WY | Residential | Multi-Family - Mod. Income | Existing | Miscellaneous | Pool Heater | 0 | 0 | 0 | 0 | 0 | 0 | 0 | 0 | 0 | 0 | 0 | 0 | 0 | 0 | 0 | 0 | 0 | 0 | 0 | 0 | 0 | 0
WY | Residential | Multi-Family - Mod. Income | Existing | Miscellaneous | Hot Tub/Spa | 0.18743 | 0.19411 | 0.20229 | 0.20521 | 0.20758 | 0.20908 | 0.20946 | 0.20852 | 0.20612 | 0.20215 | 0.19807 | 0.19369 | 0.19006 | 0.18702 | 0.18446 | 0.1813 | 0.17836 | 0.17713 | 0.17602 | 0.17499 | 0.17403 | 0.17313
WY | Residential | Multi-Family - Mod. Income | Existing | Miscellaneous | Furnace Fan | 0.13644 | 0.13601 | 0.13552 | 0.13499 | 0.13442 | 0.13385 | 0.13327 | 0.1327 | 0.13214 | 0.13162 | 0.13113 | 0.13068 | 0.13028 | 0.12993 | 0.12964 | 0.12941 | 0.12923 | 0.12911 | 0.12903 | 0.12899 | 0.12898 | 0.12901
WY | Residential | Multi-Family - Mod. Income | Existing | Miscellaneous | Well Pump | 0 | 0 | 0 | 0 | 0 | 0 | 0 | 0 | 0 | 0 | 0 | 0 | 0 | 0 | 0 | 0 | 0 | 0 | 0 | 0 | 0 | 0
WY | Residential | Multi-Family - Mod. Income | Existing | Miscellaneous | Bathroom Exhaust Fan | 0.049573 | 0.049375 | 0.049177 | 0.048981 | 0.048785 | 0.04859 | 0.048395 | 0.048202 | 0.048009 | 0.047817 | 0.047626 | 0.047435 | 0.047245 | 0.047056 | 0.046868 | 0.046681 | 0.046494 | 0.046308 | 0.046123 | 0.045938 | 0.045755 | 0.045571
WY | Residential | Multi-Family - Mod. Income | Existing | Miscellaneous | Miscellaneous | 0.84477 | 0.83761 | 0.83051 | 0.82346 | 0.81648 | 0.80955 | 0.80269 | 0.79588 | 0.78913 | 0.78244 | 0.7758 | 0.76922 | 0.7627 | 0.75623 | 0.74981 | 0.74345 | 0.73715 | 0.7309 | 0.7247 | 0.71855 | 0.71246 | 0.70641
WY | Residential | Multi-Family - Mod. Income | Existing | Generation | Solar PV | -0.11894 | -0.17289 | -0.18884 | -0.20897 | -0.23067 | -0.25759 | -0.28713 | -0.32423 | -0.36427 | -0.40927 | -0.46678 | -0.52484 | -0.58121 | -0.634 | -0.68682 | -0.73949 | -0.79201 | -0.84444 | -0.8967 | -0.94885 | -1.0009 | -1.0529
WY | Residential | Multi-Family - Mod. Income | New | Cooling | Central AC | 0 | 0.0035587 | 0.007491 | 0.010953 | 0.015001 | 0.019223 | 0.02362 | 0.028195 | 0.032948 | 0.037873 | 0.042918 | 0.048085 | 0.053384 | 0.058826 | 0.064424 | 0.07 | 0.075701 | 0.081544 | 0.087532 | 0.093665 | 0.099969 | 0.10643
WY | Residential | Multi-Family - Mod. Income | New | Cooling | Room AC | 0 | 0.0022998 | 0.0048341 | 0.0074556 | 0.010118 | 0.012951 | 0.015903 | 0.018974 | 0.022165 | 0.025471 | 0.028857 | 0.032326 | 0.035882 | 0.039536 | 0.043293 | 0.047045 | 0.05089 | 0.054837 | 0.058885 | 0.063028 | 0.067284 | 0.071642
WY | Residential | Multi-Family - Mod. Income | New | Cooling | Air-Source Heat Pump | 0 | 0 | 0 | 0 | 0 | 0 | 0 | 0 | 0 | 0 | 0 | 0 | 0 | 0 | 0 | 0 | 0 | 0 | 0 | 0 | 0 | 0
WY | Residential | Multi-Family - Mod. Income | New | Cooling | Geothermal Heat Pump | 0 | 0 | 0 | 0 | 0 | 0 | 0 | 0 | 0 | 0 | 0 | 0 | 0 | 0 | 0 | 0 | 0 | 0 | 0 | 0 | 0 | 0
WY | Residential | Multi-Family - Mod. Income | New | Cooling | Evaporative Cooler | 0 | 0.0017575 | 0.0036577 | 0.0055856 | 0.0075052 | 0.0095125 | 0.011565 | 0.013663 | 0.015802 | 0.01798 | 0.02017 | 0.022371 | 0.024587 | 0.026823 | 0.029083 | 0.031291 | 0.033515 | 0.035758 | 0.038018 | 0.040291 | 0.042588 | 0.044899
WY | Residential | Multi-Family - Mod. Income | New | Cooling | Ductless Mini Split Heat Pump | 0 | 0 | 0 | 0 | 0 | 0 | 0 | 0 | 0 | 0 | 0 | 0 | 0 | 0 | 0 | 0 | 0 | 0 | 0 | 0 | 0 | 0
WY | Residential | Multi-Family - Mod. Income | New | Space Heating | Electric Room Heat | 0 | 0.043935 | 0.091651 | 0.14098 | 0.18894 | 0.23689 | 0.28494 | 0.33468 | 0.38114 | 0.4291 | 0.47633 | 0.5254 | 0.56869 | 0.61404 | 0.65895 | 0.70657 | 0.74689 | 0.79032 | 0.83337 | 0.88026 | 0.91829 | 0.9602
WY | Residential | Multi-Family - Mod. Income | New | Space Heating | Electric Furnace | 0 | 0.048841 | 0.10188 | 0.15672 | 0.21003 | 0.26335 | 0.31676 | 0.37205 | 0.42369 | 0.47701 | 0.52952 | 0.58406 | 0.63219 | 0.6826 | 0.73253 | 0.78547 | 0.83028 | 0.87856 | 0.92642 | 0.97855 | 1.0208 | 1.0674
WY | Residential | Multi-Family - Mod. Income | New | Space Heating | Air-Source Heat Pump | 0 | 0 | 0 | 0 | 0 | 0 | 0 | 0 | 0 | 0 | 0 | 0 | 0 | 0 | 0 | 0 | 0 | 0 | 0 | 0 | 0 | 0
WY | Residential | Multi-Family - Mod. Income | New | Space Heating | Geothermal Heat Pump | 0 | 0 | 0 | 0 | 0 | 0 | 0 | 0 | 0 | 0 | 0 | 0 | 0 | 0 | 0 | 0 | 0 | 0 | 0 | 0 | 0 | 0
WY | Residential | Multi-Family - Mod. Income | New | Space Heating | Ductless Mini Split Heat Pump | 0 | 0 | 0 | 0 | 0 | 0 | 0 | 0 | 0 | 0 | 0 | 0 | 0 | 0 | 0 | 0 | 0 | 0 | 0 | 0 | 0 | 0
WY | Residential | Multi-Family - Mod. Income | New | Water Heating | Water Heater (<= 55 Gal) | 0 | 0.088903 | 0.18431 | 0.28037 | 0.37528 | 0.46954 | 0.5636 | 0.65737 | 0.75076 | 0.84353 | 0.93449 | 1.0237 | 1.1113 | 1.1975 | 1.2826 | 1.3664 | 1.4491 | 1.5309 | 1.6118 | 1.6916 | 1.7707 | 1.8487
WY | Residential | Multi-Family - Mod. Income | New | Water Heating | Water Heater (> 55 Gal) | 0 | 0 | 0 | 0 | 0 | 0 | 0 | 0 | 0 | 0 | 0 | 0 | 0 | 0 | 0 | 0 | 0 | 0 | 0 | 0 | 0 | 0
WY | Residential | Multi-Family - Mod. Income | New | Interior Lighting | General Service Lighting | 0 | 0.031762 | 0.063707 | 0.081319 | 0.091276 | 0.098159 | 0.10712 | 0.11461 | 0.12462 | 0.13707 | 0.14918 | 0.16129 | 0.17302 | 0.18469 | 0.19508 | 0.20524 | 0.21523 | 0.22507 | 0.23496 | 0.24392 | 0.25292 | 0.26164
WY | Residential | Multi-Family - Mod. Income | New | Interior Lighting | Linear Lighting | 0 | 0.0096918 | 0.02017 | 0.030802 | 0.041345 | 0.0519 | 0.062513 | 0.073174 | 0.083875 | 0.094561 | 0.10513 | 0.11557 | 0.12591 | 0.13618 | 0.14638 | 0.1565 | 0.16658 | 0.17664 | 0.18665 | 0.19662 | 0.20656 | 0.21644
WY | Residential | Multi-Family - Mod. Income | New | Interior Lighting | Exempted Lighting | 0 | 0.00027458 | 0.00057145 | 0.0008352 | 0.0010645 | 0.0012683 | 0.0014317 | 0.0015851 | 0.0017225 | 0.0018446 | 0.0019721 | 0.002102 | 0.0022368 | 0.002375 | 0.0025117 | 0.0026761 | 0.0028373 | 0.002993 | 0.0031442 | 0.0032896 | 0.0034317 | 0.0035701
WY | Residential | Multi-Family - Mod. Income | New | Exterior Lighting | General Service Lighting | 0 | 0.0042409 | 0.0082507 | 0.0097359 | 0.010385 | 0.0113 | 0.012057 | 0.013222 | 0.014905 | 0.016308 | 0.017686 | 0.019144 | 0.02053 | 0.021893 | 0.02302 | 0.024114 | 0.025183 | 0.026235 | 0.027293 | 0.028239 | 0.029182 | 0.030044
WY | Residential | Multi-Family - Mod. Income | New | Appliances | Clothes Washer | 0 | 0.0044422 | 0.0092175 | 0.014034 | 0.018801 | 0.023545 | 0.028287 | 0.033022 | 0.037747 | 0.042449 | 0.047068 | 0.051606 | 0.056071 | 0.060477 | 0.064832 | 0.069128 | 0.073379 | 0.077592 | 0.081764 | 0.085888 | 0.089983 | 0.094033
WY | Residential | Multi-Family - Mod. Income | New | Appliances | Clothes Dryer | 0 | 0.03163 | 0.065588 | 0.099792 | 0.1336 | 0.16719 | 0.20072 | 0.23416 | 0.26748 | 0.30059 | 0.33307 | 0.36493 | 0.39623 | 0.42707 | 0.45751 | 0.48749 | 0.5171 | 0.54642 | 0.5754 | 0.604 | 0.63236 | 0.66037
WY | Residential | Multi-Family - Mod. Income | New | Appliances | Dishwasher | 0 | 0.0027134 | 0.0056182 | 0.0085354 | 0.01141 | 0.014258 | 0.017092 | 0.019911 | 0.02271 | 0.025484 | 0.028196 | 0.030848 | 0.033444 | 0.035994 | 0.038502 | 0.040965 | 0.04339 | 0.045782 | 0.048139 | 0.050458 | 0.052749 | 0.055005
WY | Residential | Multi-Family - Mod. Income | New | Appliances | Refrigerator | 0 | 0.031706 | 0.065991 | 0.10078 | 0.13541 | 0.17009 | 0.20496 | 0.23998 | 0.27514 | 0.31033 | 0.34512 | 0.37952 | 0.41359 | 0.44741 | 0.48106 | 0.51447 | 0.54773 | 0.5809 | 0.61397 | 0.64685 | 0.67971 | 0.71243
WY | Residential | Multi-Family - Mod. Income | New | Appliances | Freezer | 0 | 0.020015 | 0.041143 | 0.062056 | 0.082358 | 0.10217 | 0.1216 | 0.14063 | 0.15925 | 0.17741 | 0.19488 | 0.21167 | 0.22783 | 0.24343 | 0.25852 | 0.27307 | 0.28715 | 0.3008 | 0.31401 | 0.32676 | 0.33914 | 0.35109
WY | Residential | Multi-Family - Mod. Income | New | Appliances | Second Refrigerator | 0 | 0.0079222 | 0.016317 | 0.024659 | 0.032789 | 0.040757 | 0.048599 | 0.056312 | 0.063888 | 0.07131 | 0.078479 | 0.085402 | 0.092098 | 0.098593 | 0.1049 | 0.11102 | 0.11697 | 0.12276 | 0.1284 | 0.13386 | 0.1392 | 0.14438
WY | Residential | Multi-Family - Mod. Income | New | Appliances | Stove/Oven | 0 | 0.0092325 | 0.019214 | 0.029342 | 0.039426 | 0.04952 | 0.05967 | 0.069866 | 0.0801 | 0.090345 | 0.10047 | 0.11049 | 0.1204 | 0.13025 | 0.14005 | 0.14977 | 0.15945 | 0.16911 | 0.17873 | 0.1883 | 0.19787 | 0.20739
WY | Residential | Multi-Family - Mod. Income | New | Appliances | Microwave | 0 | 0.0085005 | 0.017691 | 0.027016 | 0.0363 | 0.045594 | 0.054939 | 0.064327 | 0.073749 | 0.083182 | 0.092508 | 0.10173 | 0.11086 | 0.11992 | 0.12894 | 0.1379 | 0.14681 | 0.1557 | 0.16456 | 0.17337 | 0.18218 | 0.19095
WY | Residential | Multi-Family - Mod. Income | New | Appliances | Dehumidifier | 0 | 0.0010051 | 0.0020919 | 0.0031945 | 0.0042923 | 0.0053913 | 0.0064963 | 0.0076064 | 0.0087205 | 0.0098359 | 0.010939 | 0.012029 | 0.013109 | 0.014181 | 0.015247 | 0.016306 | 0.01736 | 0.018411 | 0.019459 | 0.020501 | 0.021542 | 0.022578
WY | Residential | Multi-Family - Mod. Income | New | Appliances | Air Purifier | 0 | 0.0017393 | 0.0036198 | 0.0055277 | 0.0074273 | 0.0093289 | 0.011241 | 0.013162 | 0.01509 | 0.01702 | 0.018928 | 0.020815 | 0.022683 | 0.024538 | 0.026383 | 0.028215 | 0.030039 | 0.031858 | 0.033671 | 0.035474 | 0.037276 | 0.039069
WY | Residential | Multi-Family - Mod. Income | New | Electronics | Personal Computers | 0 | 0.0017587 | 0.0036602 | 0.0055894 | 0.0075103 | 0.0094332 | 0.011367 | 0.013309 | 0.015259 | 0.01721 | 0.01914 | 0.021047 | 0.022936 | 0.024812 | 0.026678 | 0.02853 | 0.030374 | 0.032214 | 0.034047 | 0.03587 | 0.037692 | 0.039506
WY | Residential | Multi-Family - Mod. Income | New | Electronics | Monitor | 0 | 0.0024594 | 0.0051585 | 0.007939 | 0.010751 | 0.013609 | 0.016526 | 0.019502 | 0.022533 | 0.025614 | 0.028708 | 0.031817 | 0.034943 | 0.038096 | 0.041281 | 0.044493 | 0.047739 | 0.051026 | 0.054352 | 0.05771 | 0.061115 | 0.064557
WY | Residential | Multi-Family - Mod. Income | New | Electronics | Laptops | 0 | 0.0029702 | 0.0062299 | 0.0095879 | 0.012984 | 0.016435 | 0.019959 | 0.023552 | 0.027213 | 0.030934 | 0.034671 | 0.038424 | 0.042201 | 0.046009 | 0.049855 | 0.053734 | 0.057654 | 0.061624 | 0.06564 | 0.069695 | 0.073808 | 0.077965
WY | Residential | Multi-Family - Mod. Income | New | Electronics | TVs | 0 | 0.02541 | 0.052969 | 0.081019 | 0.10904 | 0.13718 | 0.16557 | 0.19417 | 0.22298 | 0.25191 | 0.2806 | 0.30907 | 0.33736 | 0.36554 | 0.39367 | 0.42169 | 0.44968 | 0.47769 | 0.50569 | 0.53364 | 0.56165 | 0.58964
WY | Residential | Multi-Family - Mod. Income | New | Electronics | Printer/Fax/Copier | 0 | 0.00092768 | 0.0019458 | 0.0029945 | 0.0040551 | 0.0051332 | 0.0062336 | 0.0073559 | 0.0084994 | 0.0096614 | 0.010829 | 0.012001 | 0.01318 | 0.01437 | 0.015571 | 0.016782 | 0.018007 | 0.019247 | 0.020501 | 0.021768 | 0.023052 | 0.02435
WY | Residential | Multi-Family - Mod. Income | New | Electronics | Set-top Boxes/DVRs | 0 | 0.0009845 | 0.0020522 | 0.003139 | 0.0042247 | 0.0053149 | 0.0064147 | 0.0075231 | 0.0086391 | 0.0097599 | 0.010872 | 0.011975 | 0.013071 | 0.014163 | 0.015252 | 0.016338 | 0.017422 | 0.018508 | 0.019593 | 0.020675 | 0.021761 | 0.022845
WY | Residential | Multi-Family - Mod. Income | New | Electronics | Devices and Gadgets | 0 | 0.028879 | 0.060572 | 0.093221 | 0.12624 | 0.1598 | 0.19406 | 0.22899 | 0.26459 | 0.30076 | 0.3371 | 0.37359 | 0.41031 | 0.44733 | 0.48473 | 0.52244 | 0.56056 | 0.59916 | 0.6382 | 0.67764 | 0.71762 | 0.75804
WY | Residential | Multi-Family - Mod. Income | New | Miscellaneous | Electric Vehicle Chargers | 0 | 0 | 0 | 0 | 0 | 0 | 0 | 0 | 0 | 0 | 0 | 0 | 0 | 0 | 0 | 0 | 0 | 0 | 0 | 0 | 0 | 0
WY | Residential | Multi-Family - Mod. Income | New | Miscellaneous | Pool Pump | 0 | 0 | 0 | 0 | 0 | 0 | 0 | 0 | 0 | 0 | 0 | 0 | 0 | 0 | 0 | 0 | 0 | 0 | 0 | 0 | 0 | 0
WY | Residential | Multi-Family - Mod. Income | New | Miscellaneous | Pool Heater | 0 | 0 | 0 | 0 | 0 | 0 | 0 | 0 | 0 | 0 | 0 | 0 | 0 | 0 | 0 | 0 | 0 | 0 | 0 | 0 | 0 | 0
WY | Residential | Multi-Family - Mod. Income | New | Miscellaneous | Hot Tub/Spa | 0 | 0.0025141 | 0.0052322 | 0.007039 | 0.0088381 | 0.010639 | 0.01245 | 0.014269 | 0.016095 | 0.017923 | 0.019556 | 0.021017 | 0.022525 | 0.024073 | 0.025654 | 0.027028 | 0.028448 | 0.030171 | 0.031887 | 0.033595 | 0.035301 | 0.037
WY | Residential | Multi-Family - Mod. Income | New | Miscellaneous | Furnace Fan | 0 | 0.0010793 | 0.0022593 | 0.0034703 | 0.0046901 | 0.0059255 | 0.0071819 | 0.0084586 | 0.0097549 | 0.011068 | 0.012381 | 0.013696 | 0.015015 | 0.016339 | 0.017673 | 0.019014 | 0.020365 | 0.021728 | 0.023103 | 0.024488 | 0.025888 | 0.027299
WY | Residential | Multi-Family - Mod. Income | New | Miscellaneous | Well Pump | 0 | 0 | 0 | 0 | 0 | 0 | 0 | 0 | 0 | 0 | 0 | 0 | 0 | 0 | 0 | 0 | 0 | 0 | 0 | 0 | 0 | 0
WY | Residential | Multi-Family - Mod. Income | New | Miscellaneous | Bathroom Exhaust Fan | 0 | 0.00043565 | 0.00090667 | 0.0013846 | 0.0018604 | 0.0023367 | 0.0028156 | 0.0032968 | 0.0037797 | 0.0042631 | 0.0047411 | 0.0052136 | 0.0056815 | 0.0061462 | 0.0066083 | 0.0070672 | 0.007524 | 0.0079797 | 0.0084338 | 0.0088854 | 0.0093367 | 0.009786
WY | Residential | Multi-Family - Mod. Income | New | Miscellaneous | Miscellaneous | 0 | 0.0073906 | 0.015312 | 0.023277 | 0.031136 | 0.038932 | 0.0467 | 0.054434 | 0.062127 | 0.069758 | 0.07723 | 0.084545 | 0.091719 | 0.098773 | 0.10572 | 0.11255 | 0.11929 | 0.12595 | 0.13251 | 0.13898 | 0.14538 | 0.1517
WY | Residential | Multi-Family - Mod. Income | New | Generation | Solar PV | 0 | -0.0015254 | -0.0034816 | -0.005907 | -0.0087963 | -0.012388 | -0.016705 | -0.022176 | -0.028679 | -0.036488 | -0.046468 | -0.057685 | -0.069895 | -0.082808 | -0.096841 | -0.11195 | -0.12817 | -0.14551 | -0.16397 | -0.18353 | -0.20425 | -0.22611
WY | Residential | Manufactured Home - Mod. Income | Existing | Cooling | Central AC | 4.1309 | 4.1194 | 4.1047 | 4.0715 | 4.0519 | 4.0658 | 4.0792 | 4.0923 | 4.1058 | 4.1199 | 4.1351 | 4.1517 | 4.1702 | 4.1907 | 4.2137 | 4.2299 | 4.2486 | 4.2698 | 4.2934 | 4.3195 | 4.3479 | 4.3785
WY | Residential | Manufactured Home - Mod. Income | Existing | Cooling | Room AC | 0.20384 | 0.20205 | 0.20006 | 0.19802 | 0.19604 | 0.19599 | 0.19615 | 0.19663 | 0.19739 | 0.1984 | 0.19963 | 0.20106 | 0.20267 | 0.20444 | 0.20636 | 0.20795 | 0.20966 | 0.21147 | 0.21338 | 0.21538 | 0.21746 | 0.21961
WY | Residential | Manufactured Home - Mod. Income | Existing | Cooling | Air-Source Heat Pump | 0 | 0 | 0 | 0 | 0 | 0 | 0 | 0 | 0 | 0 | 0 | 0 | 0 | 0 | 0 | 0 | 0 | 0 | 0 | 0 | 0 | 0
WY | Residential | Manufactured Home - Mod. Income | Existing | Cooling | Geothermal Heat Pump | 0 | 0 | 0 | 0 | 0 | 0 | 0 | 0 | 0 | 0 | 0 | 0 | 0 | 0 | 0 | 0 | 0 | 0 | 0 | 0 | 0 | 0
WY | Residential | Manufactured Home - Mod. Income | Existing | Cooling | Evaporative Cooler | 3.5295 | 3.5014 | 3.4728 | 3.4439 | 3.4149 | 3.4167 | 3.4183 | 3.4197 | 3.4212 | 3.4228 | 3.4248 | 3.4272 | 3.4302 | 3.4338 | 3.4381 | 3.4352 | 3.433 | 3.4313 | 3.4301 | 3.4293 | 3.429 | 3.4291
WY | Residential | Manufactured Home - Mod. Income | Existing | Cooling | Ductless Mini Split Heat Pump | 0 | 0 | 0 | 0 | 0 | 0 | 0 | 0 | 0 | 0 | 0 | 0 | 0 | 0 | 0 | 0 | 0 | 0 | 0 | 0 | 0 | 0
WY | Residential | Manufactured Home - Mod. Income | Existing | Space Heating | Electric Room Heat | 0.91812 | 0.91294 | 0.9076 | 0.90659 | 0.89664 | 0.88748 | 0.8784 | 0.87371 | 0.86063 | 0.85201 | 0.8436 | 0.83952 | 0.82751 | 0.81988 | 0.8125 | 0.80906 | 0.79795 | 0.79099 | 0.78421 | 0.78144 | 0.77118 | 0.76489
WY | Residential | Manufactured Home - Mod. Income | Existing | Space Heating | Electric Furnace | 11.3159 | 11.2521 | 11.1862 | 11.1738 | 11.0511 | 10.9382 | 10.8263 | 10.7686 | 10.6073 | 10.5011 | 10.3974 | 10.3472 | 10.1991 | 10.1051 | 10.0142 | 9.9717 | 9.8348 | 9.749 | 9.6655 | 9.6313 | 9.5048 | 9.4273
WY | Residential | Manufactured Home - Mod. Income | Existing | Space Heating | Air-Source Heat Pump | 0 | 0 | 0 | 0 | 0 | 0 | 0 | 0 | 0 | 0 | 0 | 0 | 0 | 0 | 0 | 0 | 0 | 0 | 0 | 0 | 0 | 0
WY | Residential | Manufactured Home - Mod. Income | Existing | Space Heating | Geothermal Heat Pump | 0 | 0 | 0 | 0 | 0 | 0 | 0 | 0 | 0 | 0 | 0 | 0 | 0 | 0 | 0 | 0 | 0 | 0 | 0 | 0 | 0 | 0
WY | Residential | Manufactured Home - Mod. Income | Existing | Space Heating | Ductless Mini Split Heat Pump | 0 | 0 | 0 | 0 | 0 | 0 | 0 | 0 | 0 | 0 | 0 | 0 | 0 | 0 | 0 | 0 | 0 | 0 | 0 | 0 | 0 | 0
WY | Residential | Manufactured Home - Mod. Income | Existing | Water Heating | Water Heater (<= 55 Gal) | 6.6217 | 6.5698 | 6.5183 | 6.4672 | 6.4166 | 6.3663 | 6.3164 | 6.2669 | 6.2178 | 6.1691 | 6.1208 | 6.0729 | 6.0253 | 5.9781 | 5.9312 | 5.8848 | 5.8387 | 5.7929 | 5.7475 | 5.7025 | 5.6578 | 5.6135
WY | Residential | Manufactured Home - Mod. Income | Existing | Water Heating | Water Heater (> 55 Gal) | 0 | 0 | 0 | 0 | 0 | 0 | 0 | 0 | 0 | 0 | 0 | 0 | 0 | 0 | 0 | 0 | 0 | 0 | 0 | 0 | 0 | 0
WY | Residential | Manufactured Home - Mod. Income | Existing | Interior Lighting | General Service Lighting | 4.2301 | 4.1587 | 4.0597 | 3.8404 | 3.5516 | 3.2234 | 2.8916 | 2.6013 | 2.3641 | 2.1777 | 2.0196 | 1.8872 | 1.7735 | 1.6771 | 1.5908 | 1.5153 | 1.4491 | 1.3908 | 1.3403 | 1.2916 | 1.2477 | 1.2057
WY | Residential | Manufactured Home - Mod. Income | Existing | Interior Lighting | Linear Lighting | 0.60335 | 0.60094 | 0.59853 | 0.59614 | 0.59364 | 0.59115 | 0.58865 | 0.58617 | 0.58368 | 0.58111 | 0.57855 | 0.576 | 0.57345 | 0.57091 | 0.56831 | 0.56572 | 0.56314 | 0.56058 | 0.55802 | 0.55547 | 0.55297 | 0.55051
WY | Residential | Manufactured Home - Mod. Income | Existing | Interior Lighting | Exempted Lighting | 0.021684 | 0.021597 | 0.021511 | 0.02126 | 0.020799 | 0.020139 | 0.019198 | 0.018086 | 0.01679 | 0.015433 | 0.014174 | 0.013064 | 0.012197 | 0.011544 | 0.011087 | 0.010923 | 0.01089 | 0.010923 | 0.010985 | 0.01104 | 0.011076 | 0.011014
WY | Residential | Manufactured Home - Mod. Income | Existing | Exterior Lighting | General Service Lighting | 1.1269 | 1.1013 | 1.0617 | 0.96848 | 0.85237 | 0.75711 | 0.67276 | 0.6061 | 0.55792 | 0.51456 | 0.47767 | 0.44811 | 0.42205 | 0.39955 | 0.37833 | 0.35961 | 0.3431 | 0.32855 | 0.31589 | 0.30303 | 0.29123 | 0.27884
WY | Residential | Manufactured Home - Mod. Income | Existing | Appliances | Clothes Washer | 0.55791 | 0.55404 | 0.55018 | 0.54636 | 0.54256 | 0.53879 | 0.53504 | 0.53133 | 0.52763 | 0.52396 | 0.52032 | 0.5167 | 0.51311 | 0.50955 | 0.506 | 0.50249 | 0.49899 | 0.49552 | 0.49208 | 0.48866 | 0.48526 | 0.48189
WY | Residential | Manufactured Home - Mod. Income | Existing | Appliances | Clothes Dryer | 3.1946 | 3.1724 | 3.1507 | 3.1293 | 3.1081 | 3.0871 | 3.066 | 3.045 | 3.0239 | 3.0028 | 2.9815 | 2.9601 | 2.9387 | 2.9172 | 2.8958 | 2.8744 | 2.8531 | 2.8318 | 2.8107 | 2.7896 | 2.7686 | 2.7477
WY | Residential | Manufactured Home - Mod. Income | Existing | Appliances | Dishwasher | 0.22147 | 0.21945 | 0.21745 | 0.21547 | 0.21351 | 0.21157 | 0.20965 | 0.20774 | 0.20585 | 0.20398 | 0.20212 | 0.20028 | 0.19846 | 0.19665 | 0.19486 | 0.19309 | 0.19133 | 0.18959 | 0.18787 | 0.18616 | 0.18446 | 0.18279
WY | Residential | Manufactured Home - Mod. Income | Existing | Appliances | Refrigerator | 3.0898 | 3.0617 | 3.0329 | 3.0036 | 2.9743 | 2.9452 | 2.9166 | 2.8886 | 2.8616 | 2.8356 | 2.8108 | 2.7875 | 2.7653 | 2.7443 | 2.7243 | 2.7053 | 2.6871 | 2.6697 | 2.653 | 2.6369 | 2.6214 | 2.6065
WY | Residential | Manufactured Home - Mod. Income | Existing | Appliances | Freezer | 3.5284 | 3.4711 | 3.4147 | 3.3593 | 3.3047 | 3.2511 | 3.1983 | 3.1463 | 3.0952 | 3.045 | 2.9955 | 2.9469 | 2.899 | 2.8519 | 2.8056 | 2.7601 | 2.7152 | 2.6711 | 2.6278 | 2.5851 | 2.5431 | 2.5018
WY | Residential | Manufactured Home - Mod. Income | Existing | Appliances | Second Refrigerator | 1.6673 | 1.6093 | 1.5507 | 1.4921 | 1.4344 | 1.3781 | 1.3236 | 1.2715 | 1.222 | 1.1755 | 1.1321 | 1.0922 | 1.0552 | 1.021 | 0.9893 | 0.95981 | 0.93233 | 0.90667 | 0.88265 | 0.86012 | 0.83894 | 0.81898
WY | Residential | Manufactured Home - Mod. Income | Existing | Appliances | Stove/Oven | 0.34904 | 0.34743 | 0.34578 | 0.34411 | 0.34242 | 0.34073 | 0.33905 | 0.33738 | 0.33573 | 0.33411 | 0.33252 | 0.33096 | 0.32943 | 0.32793 | 0.32647 | 0.32505 | 0.32365 | 0.32228 | 0.32093 | 0.3196 | 0.31828 | 0.31698
WY | Residential | Manufactured Home - Mod. Income | Existing | Appliances | Microwave | 0.56989 | 0.56761 | 0.56534 | 0.56308 | 0.56082 | 0.55858 | 0.55635 | 0.55412 | 0.5519 | 0.5497 | 0.5475 | 0.54531 | 0.54313 | 0.54095 | 0.53879 | 0.53664 | 0.53449 | 0.53235 | 0.53022 | 0.5281 | 0.52599 | 0.52388
WY | Residential | Manufactured Home - Mod. Income | Existing | Appliances | Dehumidifier | 0.044496 | 0.043864 | 0.043164 | 0.042428 | 0.04168 | 0.040943 | 0.040233 | 0.039564 | 0.038949 | 0.038395 | 0.037912 | 0.037486 | 0.037109 | 0.036772 | 0.036468 | 0.036192 | 0.03594 | 0.035706 | 0.035489 | 0.035285 | 0.035093 | 0.03491
WY | Residential | Manufactured Home - Mod. Income | Existing | Appliances | Air Purifier | 0.1274 | 0.12689 | 0.12638 | 0.12588 | 0.12537 | 0.12487 | 0.12437 | 0.12388 | 0.12338 | 0.12289 | 0.1224 | 0.12191 | 0.12142 | 0.12093 | 0.12045 | 0.11997 | 0.11949 | 0.11901 | 0.11853 | 0.11806 | 0.11759 | 0.11712
WY | Residential | Manufactured Home - Mod. Income | Existing | Electronics | Personal Computers | 0.51071 | 0.48991 | 0.46621 | 0.44195 | 0.41897 | 0.39871 | 0.38231 | 0.36899 | 0.35811 | 0.34919 | 0.34182 | 0.3357 | 0.33057 | 0.32623 | 0.32252 | 0.31931 | 0.31651 | 0.31402 | 0.3118 | 0.30978 | 0.30792 | 0.3062
WY | Residential | Manufactured Home - Mod. Income | Existing | Electronics | Monitor | 0.48497 | 0.46269 | 0.43686 | 0.41019 | 0.38485 | 0.36257 | 0.34471 | 0.33039 | 0.31891 | 0.30968 | 0.30227 | 0.2963 | 0.29148 | 0.28759 | 0.28444 | 0.28188 | 0.27979 | 0.27808 | 0.27667 | 0.2755 | 0.27453 | 0.2737
WY | Residential | Manufactured Home - Mod. Income | Existing | Electronics | Laptops | 0.43225 | 0.41966 | 0.40708 | 0.39698 | 0.38885 | 0.38229 | 0.377 | 0.37271 | 0.36922 | 0.36639 | 0.36406 | 0.36215 | 0.36057 | 0.35925 | 0.35814 | 0.3572 | 0.35639 | 0.35569 | 0.35508 | 0.35453 | 0.35405 | 0.3536
WY | Residential | Manufactured Home - Mod. Income | Existing | Electronics | TVs | 1.2685 | 1.6791 | 2.0739 | 2.4216 | 2.6972 | 2.9154 | 3.0877 | 3.2234 | 3.3299 | 3.4131 | 3.4777 | 3.5275 | 3.5654 | 3.5939 | 3.6149 | 3.6298 | 3.64 | 3.6463 | 3.6496 | 3.6505 | 3.6494 | 3.6468
WY | Residential | Manufactured Home - Mod. Income | Existing | Electronics | Printer/Fax/Copier | 0.15971 | 0.15606 | 0.15194 | 0.14785 | 0.14416 | 0.1412 | 0.13881 | 0.13688 | 0.13532 | 0.13405 | 0.13301 | 0.13216 | 0.13147 | 0.13089 | 0.13041 | 0.13001 | 0.12966 | 0.12937 | 0.12912 | 0.12889 | 0.12869 | 0.12852
WY | Residential | Manufactured Home - Mod. Income | Existing | Electronics | Set-top Boxes/DVRs | 0.2623 | 0.25924 | 0.25579 | 0.25227 | 0.24889 | 0.24587 | 0.24335 | 0.24122 | 0.23941 | 0.23785 | 0.2365 | 0.23531 | 0.23425 | 0.23329 | 0.23241 | 0.2316 | 0.23085 | 0.23014 | 0.22946 | 0.22881 | 0.22818 | 0.22757
WY | Residential | Manufactured Home - Mod. Income | Existing | Electronics | Devices and Gadgets | 3.544 | 3.5413 | 3.5386 | 3.5359 | 3.5332 | 3.5305 | 3.5278 | 3.5251 | 3.5224 | 3.5197 | 3.517 | 3.5143 | 3.5116 | 3.5089 | 3.5062 | 3.5035 | 3.5008 | 3.4982 | 3.4955 | 3.4928 | 3.4901 | 3.4875
WY | Residential | Manufactured Home - Mod. Income | Existing | Miscellaneous | Electric Vehicle Chargers | 0 | 0 | 0 | 0 | 0 | 0 | 0 | 0 | 0 | 0 | 0 | 0 | 0 | 0 | 0 | 0 | 0 | 0 | 0 | 0 | 0 | 0
WY | Residential | Manufactured Home - Mod. Income | Existing | Miscellaneous | Pool Pump | 0 | 0 | 0 | 0 | 0 | 0 | 0 | 0 | 0 | 0 | 0 | 0 | 0 | 0 | 0 | 0 | 0 | 0 | 0 | 0 | 0 | 0
WY | Residential | Manufactured Home - Mod. Income | Existing | Miscellaneous | Pool Heater | 0 | 0 | 0 | 0 | 0 | 0 | 0 | 0 | 0 | 0 | 0 | 0 | 0 | 0 | 0 | 0 | 0 | 0 | 0 | 0 | 0 | 0
WY | Residential | Manufactured Home - Mod. Income | Existing | Miscellaneous | Hot Tub/Spa | 0 | 0 | 0 | 0 | 0 | 0 | 0 | 0 | 0 | 0 | 0 | 0 | 0 | 0 | 0 | 0 | 0 | 0 | 0 | 0 | 0 | 0
WY | Residential | Manufactured Home - Mod. Income | Existing | Miscellaneous | Furnace Fan | 0.49786 | 0.49747 | 0.49686 | 0.49609 | 0.49523 | 0.49432 | 0.49341 | 0.49253 | 0.49173 | 0.49102 | 0.49045 | 0.49004 | 0.4898 | 0.48977 | 0.48994 | 0.49035 | 0.49097 | 0.49177 | 0.49274 | 0.49386 | 0.49512 | 0.49649
WY | Residential | Manufactured Home - Mod. Income | Existing | Miscellaneous | Well Pump | 0 | 0 | 0 | 0 | 0 | 0 | 0 | 0 | 0 | 0 | 0 | 0 | 0 | 0 | 0 | 0 | 0 | 0 | 0 | 0 | 0 | 0
WY | Residential | Manufactured Home - Mod. Income | Existing | Miscellaneous | Bathroom Exhaust Fan | 0.045741 | 0.045558 | 0.045376 | 0.045194 | 0.045013 | 0.044833 | 0.044654 | 0.044475 | 0.044297 | 0.04412 | 0.043944 | 0.043768 | 0.043593 | 0.043419 | 0.043245 | 0.043072 | 0.0429 | 0.042728 | 0.042557 | 0.042387 | 0.042217 | 0.042048
WY | Residential | Manufactured Home - Mod. Income | Existing | Miscellaneous | Miscellaneous | 15.2768 | 15.1472 | 15.0188 | 14.8914 | 14.7651 | 14.6399 | 14.5157 | 14.3926 | 14.2705 | 14.1495 | 14.0295 | 13.9105 | 13.7925 | 13.6755 | 13.5595 | 13.4445 | 13.3305 | 13.2174 | 13.1053 | 12.9942 | 12.884 | 12.7747
WY | Residential | Manufactured Home - Mod. Income | Existing | Generation | Solar PV | -0.084784 | -0.12324 | -0.13461 | -0.14896 | -0.16443 | -0.18362 | -0.20468 | -0.23113 | -0.25967 | -0.29174 | -0.33274 | -0.37413 | -0.41431 | -0.45194 | -0.48959 | -0.52714 | -0.56458 | -0.60195 | -0.6392 | -0.67638 | -0.7135 | -0.75057
WY | Residential | Manufactured Home - Mod. Income | New | Cooling | Central AC | 0 | 0.029856 | 0.062023 | 0.089626 | 0.12265 | 0.15698 | 0.19275 | 0.22996 | 0.26862 | 0.30867 | 0.34971 | 0.39174 | 0.43483 | 0.4791 | 0.52462 | 0.56988 | 0.61615 | 0.66356 | 0.71213 | 0.76191 | 0.81308 | 0.86553
WY | Residential | Manufactured Home - Mod. Income | New | Cooling | Room AC | 0 | 0.0014199 | 0.0029845 | 0.0046031 | 0.0062466 | 0.0079962 | 0.0098187 | 0.011715 | 0.013685 | 0.015725 | 0.017816 | 0.019958 | 0.022154 | 0.024409 | 0.026729 | 0.029045 | 0.03142 | 0.033856 | 0.036355 | 0.038913 | 0.041541 | 0.044232
WY | Residential | Manufactured Home - Mod. Income | New | Cooling | Air-Source Heat Pump | 0 | 0 | 0 | 0 | 0 | 0 | 0 | 0 | 0 | 0 | 0 | 0 | 0 | 0 | 0 | 0 | 0 | 0 | 0 | 0 | 0 | 0
WY | Residential | Manufactured Home - Mod. Income | New | Cooling | Geothermal Heat Pump | 0 | 0 | 0 | 0 | 0 | 0 | 0 | 0 | 0 | 0 | 0 | 0 | 0 | 0 | 0 | 0 | 0 | 0 | 0 | 0 | 0 | 0
WY | Residential | Manufactured Home - Mod. Income | New | Cooling | Evaporative Cooler | 0 | 0.026788 | 0.055751 | 0.085136 | 0.11439 | 0.14499 | 0.17628 | 0.20824 | 0.24086 | 0.27405 | 0.30742 | 0.34098 | 0.37476 | 0.40884 | 0.44328 | 0.47694 | 0.51083 | 0.54502 | 0.57947 | 0.61412 | 0.64912 | 0.68434
WY | Residential | Manufactured Home - Mod. Income | New | Cooling | Ductless Mini Split Heat Pump | 0 | 0 | 0 | 0 | 0 | 0 | 0 | 0 | 0 | 0 | 0 | 0 | 0 | 0 | 0 | 0 | 0 | 0 | 0 | 0 | 0 | 0
WY | Residential | Manufactured Home - Mod. Income | New | Space Heating | Electric Room Heat | 0 | 0.0069846 | 0.01457 | 0.022412 | 0.030036 | 0.03766 | 0.045299 | 0.053205 | 0.060591 | 0.068216 | 0.075724 | 0.083525 | 0.090407 | 0.097616 | 0.10476 | 0.11233 | 0.11874 | 0.12564 | 0.13248 | 0.13994 | 0.14598 | 0.15265
WY | Residential | Manufactured Home - Mod. Income | New | Space Heating | Electric Furnace | 0 | 0.086086 | 0.17958 | 0.27623 | 0.3702 | 0.46416 | 0.55831 | 0.65576 | 0.74678 | 0.84076 | 0.93331 | 1.0295 | 1.1143 | 1.2031 | 1.2911 | 1.3844 | 1.4634 | 1.5485 | 1.6329 | 1.7248 | 1.7993 | 1.8814
WY | Residential | Manufactured Home - Mod. Income | New | Space Heating | Air-Source Heat Pump | 0 | 0 | 0 | 0 | 0 | 0 | 0 | 0 | 0 | 0 | 0 | 0 | 0 | 0 | 0 | 0 | 0 | 0 | 0 | 0 | 0 | 0
WY | Residential | Manufactured Home - Mod. Income | New | Space Heating | Geothermal Heat Pump | 0 | 0 | 0 | 0 | 0 | 0 | 0 | 0 | 0 | 0 | 0 | 0 | 0 | 0 | 0 | 0 | 0 | 0 | 0 | 0 | 0 | 0
WY | Residential | Manufactured Home - Mod. Income | New | Space Heating | Ductless Mini Split Heat Pump | 0 | 0 | 0 | 0 | 0 | 0 | 0 | 0 | 0 | 0 | 0 | 0 | 0 | 0 | 0 | 0 | 0 | 0 | 0 | 0 | 0 | 0
WY | Residential | Manufactured Home - Mod. Income | New | Water Heating | Water Heater (<= 55 Gal) | 0 | 0.057968 | 0.12018 | 0.18281 | 0.24469 | 0.30616 | 0.36749 | 0.42863 | 0.48952 | 0.55001 | 0.60932 | 0.66747 | 0.72458 | 0.78081 | 0.8363 | 0.89092 | 0.94486 | 0.99823 | 1.051 | 1.103 | 1.1545 | 1.2054
WY | Residential | Manufactured Home - Mod. Income | New | Water Heating | Water Heater (> 55 Gal) | 0 | 0 | 0 | 0 | 0 | 0 | 0 | 0 | 0 | 0 | 0 | 0 | 0 | 0 | 0 | 0 | 0 | 0 | 0 | 0 | 0 | 0
WY | Residential | Manufactured Home - Mod. Income | New | Interior Lighting | General Service Lighting | 0 | 0.037068 | 0.07435 | 0.094904 | 0.10652 | 0.11456 | 0.12502 | 0.13376 | 0.14544 | 0.15997 | 0.1741 | 0.18823 | 0.20192 | 0.21555 | 0.22767 | 0.23953 | 0.25119 | 0.26267 | 0.27421 | 0.28467 | 0.29518 | 0.30535
WY | Residential | Manufactured Home - Mod. Income | New | Interior Lighting | Linear Lighting | 0 | 0.006893 | 0.014346 | 0.021907 | 0.029394 | 0.03689 | 0.044426 | 0.051998 | 0.059597 | 0.067177 | 0.074672 | 0.082082 | 0.08942 | 0.096706 | 0.10393 | 0.11111 | 0.11826 | 0.12539 | 0.13249 | 0.13955 | 0.1466 | 0.15359
WY | Residential | Manufactured Home - Mod. Income | New | Interior Lighting | Exempted Lighting | 0 | 0.00024773 | 0.00051556 | 0.0007544 | 0.00096314 | 0.0011494 | 0.001301 | 0.0014443 | 0.0015734 | 0.0016899 | 0.00181 | 0.0019313 | 0.0020561 | 0.0021833 | 0.002309 | 0.0024582 | 0.0026048 | 0.0027471 | 0.002886 | 0.0030201 | 0.003152 | 0.0032809
WY | Residential | Manufactured Home - Mod. Income | New | Exterior Lighting | General Service Lighting | 0 | 0.0099646 | 0.019386 | 0.022876 | 0.0244 | 0.026552 | 0.028329 | 0.031067 | 0.035022 | 0.038318 | 0.041555 | 0.044982 | 0.048239 | 0.051442 | 0.054089 | 0.05666 | 0.059172 | 0.061643 | 0.064128 | 0.066351 | 0.068568 | 0.070593
WY | Residential | Manufactured Home - Mod. Income | New | Appliances | Clothes Washer | 0 | 0.0048885 | 0.010144 | 0.015444 | 0.02069 | 0.025911 | 0.031129 | 0.03634 | 0.04154 | 0.046714 | 0.051797 | 0.056791 | 0.061705 | 0.066553 | 0.071346 | 0.076074 | 0.080751 | 0.085388 | 0.089979 | 0.094517 | 0.099023 | 0.10348
WY | Residential | Manufactured Home - Mod. Income | New | Appliances | Clothes Dryer | 0 | 0.028279 | 0.058638 | 0.089218 | 0.11944 | 0.14947 | 0.17945 | 0.20935 | 0.23914 | 0.26874 | 0.29778 | 0.32626 | 0.35425 | 0.38182 | 0.40903 | 0.43583 | 0.46231 | 0.48852 | 0.51443 | 0.54 | 0.56536 | 0.5904
WY | Residential | Manufactured Home - Mod. Income | New | Appliances | Dishwasher | 0 | 0.0019363 | 0.0040091 | 0.0060909 | 0.0081422 | 0.010175 | 0.012197 | 0.014208 | 0.016206 | 0.018185 | 0.020121 | 0.022013 | 0.023866 | 0.025685 | 0.027475 | 0.029233 | 0.030963 | 0.03267 | 0.034352 | 0.036007 | 0.037642 | 0.039251
WY | Residential | Manufactured Home - Mod. Income | New | Appliances | Refrigerator | 0 | 0.02448 | 0.050952 | 0.07781 | 0.10455 | 0.13133 | 0.15825 | 0.18529 | 0.21243 | 0.2396 | 0.26647 | 0.29303 | 0.31933 | 0.34545 | 0.37143 | 0.39722 | 0.4229 | 0.44852 | 0.47404 | 0.49943 | 0.52481 | 0.55007
WY | Residential | Manufactured Home - Mod. Income | New | Appliances | Freezer | 0 | 0.030627 | 0.062958 | 0.09496 | 0.12603 | 0.15635 | 0.18608 | 0.2152 | 0.24369 | 0.27148 | 0.29821 | 0.3239 | 0.34863 | 0.3725 | 0.39559 | 0.41786 | 0.43941 | 0.46029 | 0.48051 | 0.50001 | 0.51896 | 0.53724
WY | Residential | Manufactured Home - Mod. Income | New | Appliances | Second Refrigerator | 0 | 0.0087185 | 0.017957 | 0.027138 | 0.036085 | 0.044854 | 0.053485 | 0.061973 | 0.070311 | 0.078478 | 0.086368 | 0.093987 | 0.10136 | 0.1085 | 0.11545 | 0.12218 | 0.12873 | 0.1351 | 0.1413 | 0.14732 | 0.15319 | 0.15889
WY | Residential | Manufactured Home - Mod. Income | New | Appliances | Stove/Oven | 0 | 0.0030291 | 0.0063041 | 0.0096269 | 0.012935 | 0.016247 | 0.019577 | 0.022922 | 0.02628 | 0.029641 | 0.032965 | 0.03625 | 0.039504 | 0.042734 | 0.045948 | 0.049138 | 0.052315 | 0.055483 | 0.05864 | 0.06178 | 0.064918 | 0.068042
WY | Residential | Manufactured Home - Mod. Income | New | Appliances | Microwave | 0 | 0.0050082 | 0.010423 | 0.015917 | 0.021387 | 0.026862 | 0.032368 | 0.037899 | 0.043451 | 0.049008 | 0.054503 | 0.059935 | 0.065314 | 0.070656 | 0.075969 | 0.081244 | 0.086495 | 0.091734 | 0.096954 | 0.10215 | 0.10733 | 0.1125
WY | Residential | Manufactured Home - Mod. Income | New | Appliances | Dehumidifier | 0 | 0.0003317 | 0.00069033 | 0.0010542 | 0.0014165 | 0.0017791 | 0.0021438 | 0.0025101 | 0.0028778 | 0.0032459 | 0.0036098 | 0.0039696 | 0.0043259 | 0.0046796 | 0.0050315 | 0.0053809 | 0.0057287 | 0.0060757 | 0.0064214 | 0.0067653 | 0.0071089 | 0.007451
WY | Residential | Manufactured Home - Mod. Income | New | Appliances | Air Purifier | 0 | 0.0011196 | 0.0023301 | 0.0035583 | 0.0047811 | 0.0060052 | 0.0072361 | 0.0084726 | 0.0097136 | 0.010956 | 0.012184 | 0.013399 | 0.014601 | 0.015795 | 0.016983 | 0.018162 | 0.019336 | 0.020508 | 0.021674 | 0.022835 | 0.023995 | 0.02515
WY | Residential | Manufactured Home - Mod. Income | New | Electronics | Personal Computers | 0 | 0.0029085 | 0.006053 | 0.0092434 | 0.01242 | 0.0156 | 0.018797 | 0.022009 | 0.025233 | 0.028461 | 0.031652 | 0.034806 | 0.03793 | 0.041032 | 0.044118 | 0.047181 | 0.050231 | 0.053273 | 0.056304 | 0.05932 | 0.062333 | 0.065332
WY | Residential | Manufactured Home - Mod. Income | New | Electronics | Monitor | 0 | 0.0024304 | 0.0050745 | 0.0077743 | 0.01048 | 0.013206 | 0.015964 | 0.018753 | 0.02157 | 0.024408 | 0.027232 | 0.030044 | 0.032846 | 0.035648 | 0.038453 | 0.041256 | 0.044066 | 0.046886 | 0.049715 | 0.052548 | 0.055396 | 0.05825
WY | Residential | Manufactured Home - Mod. Income | New | Electronics | Laptops | 0 | 0.0031619 | 0.0066019 | 0.010114 | 0.013634 | 0.017181 | 0.020769 | 0.024397 | 0.028062 | 0.031754 | 0.035429 | 0.039086 | 0.042733 | 0.046377 | 0.050027 | 0.053674 | 0.057329 | 0.060998 | 0.064679 | 0.068364 | 0.072069 | 0.075783
WY | Residential | Manufactured Home - Mod. Income | New | Electronics | TVs | 0 | 0.033973 | 0.070819 | 0.10832 | 0.14578 | 0.18341 | 0.22136 | 0.25961 | 0.29812 | 0.33679 | 0.37516 | 0.41323 | 0.45105 | 0.48873 | 0.52633 | 0.56379 | 0.60122 | 0.63866 | 0.6761 | 0.71347 | 0.75092 | 0.78834
WY | Residential | Manufactured Home - Mod. Income | New | Electronics | Printer/Fax/Copier | 0 | 0.0011486 | 0.0023983 | 0.0036742 | 0.0049529 | 0.0062412 | 0.0075449 | 0.0088628 | 0.010194 | 0.011535 | 0.01287 | 0.014199 | 0.015523 | 0.016847 | 0.018173 | 0.019498 | 0.020826 | 0.022159 | 0.023496 | 0.024834 | 0.026181 | 0.02753
WY | Residential | Manufactured Home - Mod. Income | New | Electronics | Set-top Boxes/DVRs | 0 | 0.0021036 | 0.004385 | 0.0067071 | 0.0090268 | 0.011356 | 0.013706 | 0.016074 | 0.018459 | 0.020854 | 0.02323 | 0.025586 | 0.027928 | 0.030261 | 0.03259 | 0.034909 | 0.037226 | 0.039545 | 0.041863 | 0.044177 | 0.046496 | 0.048813
WY | Residential | Manufactured Home - Mod. Income | New | Electronics | Devices and Gadgets | 0 | 0.031247 | 0.065241 | 0.099951 | 0.13474 | 0.16978 | 0.20525 | 0.2411 | 0.27731 | 0.3138 | 0.35011 | 0.38626 | 0.42229 | 0.45831 | 0.49437 | 0.53042 | 0.56654 | 0.6028 | 0.63917 | 0.67558 | 0.7122 | 0.7489
WY | Residential | Manufactured Home - Mod. Income | New | Miscellaneous | Electric Vehicle Chargers | 0 | 0 | 0 | 0 | 0 | 0 | 0 | 0 | 0 | 0 | 0 | 0 | 0 | 0 | 0 | 0 | 0 | 0 | 0 | 0 | 0 | 0
WY | Residential | Manufactured Home - Mod. Income | New | Miscellaneous | Pool Pump | 0 | 0 | 0 | 0 | 0 | 0 | 0 | 0 | 0 | 0 | 0 | 0 | 0 | 0 | 0 | 0 | 0 | 0 | 0 | 0 | 0 | 0
WY | Residential | Manufactured Home - Mod. Income | New | Miscellaneous | Pool Heater | 0 | 0 | 0 | 0 | 0 | 0 | 0 | 0 | 0 | 0 | 0 | 0 | 0 | 0 | 0 | 0 | 0 | 0 | 0 | 0 | 0 | 0
WY | Residential | Manufactured Home - Mod. Income | New | Miscellaneous | Hot Tub/Spa | 0 | 0 | 0 | 0 | 0 | 0 | 0 | 0 | 0 | 0 | 0 | 0 | 0 | 0 | 0 | 0 | 0 | 0 | 0 | 0 | 0 | 0
WY | Residential | Manufactured Home - Mod. Income | New | Miscellaneous | Furnace Fan | 0 | 0.0039488 | 0.0082877 | 0.012763 | 0.017294 | 0.021907 | 0.026621 | 0.031435 | 0.036346 | 0.041344 | 0.046371 | 0.051428 | 0.056522 | 0.061667 | 0.066872 | 0.072128 | 0.07745 | 0.082845 | 0.088312 | 0.093842 | 0.099457 | 0.10514
WY | Residential | Manufactured Home - Mod. Income | New | Miscellaneous | Well Pump | 0 | 0 | 0 | 0 | 0 | 0 | 0 | 0 | 0 | 0 | 0 | 0 | 0 | 0 | 0 | 0 | 0 | 0 | 0 | 0 | 0 | 0
WY | Residential | Manufactured Home - Mod. Income | New | Miscellaneous | Bathroom Exhaust Fan | 0 | 0.00040197 | 0.00083658 | 0.0012775 | 0.0017166 | 0.0021561 | 0.002598 | 0.0030419 | 0.0034875 | 0.0039335 | 0.0043746 | 0.0048106 | 0.0052423 | 0.005671 | 0.0060975 | 0.0065209 | 0.0069424 | 0.0073628 | 0.0077818 | 0.0081985 | 0.0086149 | 0.0090295
WY | Residential | Manufactured Home - Mod. Income | New | Miscellaneous | Miscellaneous | 0 | 0.13365 | 0.2769 | 0.42094 | 0.56306 | 0.70404 | 0.84452 | 0.98438 | 1.1235 | 1.2615 | 1.3966 | 1.5289 | 1.6586 | 1.7862 | 1.9119 | 2.0354 | 2.1573 | 2.2776 | 2.3964 | 2.5133 | 2.6291 | 2.7432
WY | Residential | Manufactured Home - Mod. Income | New | Generation | Solar PV | 0 | -0.0010874 | -0.0024818 | -0.0042107 | -0.0062703 | -0.0088304 | -0.011908 | -0.015808 | -0.020443 | -0.02601 | -0.033124 | -0.04112 | -0.049823 | -0.059029 | -0.069032 | -0.079805 | -0.091364 | -0.10373 | -0.11688 | -0.13083 | -0.1456 | -0.16118
WY | Residential | Single Family - Low Income | Existing | Cooling | Central AC | 1.2216 | 1.2205 | 1.2185 | 1.2109 | 1.2074 | 1.214 | 1.2206 | 1.2271 | 1.2338 | 1.2408 | 1.2482 | 1.2562 | 1.2647 | 1.274 | 1.2841 | 1.2922 | 1.3012 | 1.3109 | 1.3214 | 1.3328 | 1.3449 | 1.3577
WY | Residential | Single Family - Low Income | Existing | Cooling | Room AC | 0.39126 | 0.38857 | 0.38552 | 0.38237 | 0.37934 | 0.38007 | 0.38125 | 0.38305 | 0.38542 | 0.38831 | 0.39165 | 0.3954 | 0.39954 | 0.40401 | 0.40881 | 0.41296 | 0.41737 | 0.42201 | 0.42687 | 0.43193 | 0.43717 | 0.44259
WY | Residential | Single Family - Low Income | Existing | Cooling | Air-Source Heat Pump | 0.021905 | 0.022038 | 0.022154 | 0.022269 | 0.022383 | 0.022702 | 0.023023 | 0.023347 | 0.023676 | 0.02401 | 0.024349 | 0.024693 | 0.025044 | 0.025402 | 0.025768 | 0.026083 | 0.026406 | 0.026738 | 0.027078 | 0.027425 | 0.02778 | 0.028142
WY | Residential | Single Family - Low Income | Existing | Cooling | Geothermal Heat Pump | 0.049108 | 0.048956 | 0.048776 | 0.048577 | 0.048369 | 0.048597 | 0.048828 | 0.049067 | 0.049321 | 0.049596 | 0.049899 | 0.050234 | 0.050607 | 0.051023 | 0.051487 | 0.051887 | 0.052344 | 0.052831 | 0.053346 | 0.053888 | 0.054455 | 0.055045
WY | Residential | Single Family - Low Income | Existing | Cooling | Evaporative Cooler | 1.4712 | 1.463 | 1.4545 | 1.4459 | 1.4372 | 1.4414 | 1.4455 | 1.4496 | 1.4538 | 1.458 | 1.4623 | 1.4669 | 1.4717 | 1.4768 | 1.4822 | 1.4845 | 1.4871 | 1.49 | 1.493 | 1.4963 | 1.4998 | 1.5034
WY | Residential | Single Family - Low Income | Existing | Cooling | Ductless Mini Split Heat Pump | 0.045963 | 0.045997 | 0.04603 | 0.046064 | 0.046098 | 0.046551 | 0.047005 | 0.047459 | 0.047914 | 0.04837 | 0.048827 | 0.049284 | 0.049741 | 0.0502 | 0.050659 | 0.051004 | 0.051349 | 0.051695 | 0.052042 | 0.052389 | 0.052737 | 0.053085
WY | Residential | Single Family - Low Income | Existing | Space Heating | Electric Room Heat | 13.599 | 13.554 | 13.5064 | 13.5232 | 13.4063 | 13.3008 | 13.196 | 13.1569 | 12.9908 | 12.8914 | 12.7948 | 12.7635 | 12.6112 | 12.525 | 12.4422 | 12.4194 | 12.2784 | 12.2007 | 12.1255 | 12.1118 | 11.9817 | 11.9127
WY | Residential | Single Family - Low Income | Existing | Space Heating | Electric Furnace | 8.0089 | 7.9824 | 7.9543 | 7.9642 | 7.8954 | 7.8333 | 7.7716 | 7.7485 | 7.6507 | 7.5922 | 7.5353 | 7.5169 | 7.4272 | 7.3764 | 7.3276 | 7.3142 | 7.2312 | 7.1854 | 7.1411 | 7.1331 | 7.0564 | 7.0158
WY | Residential | Single Family - Low Income | Existing | Space Heating | Air-Source Heat Pump | 0.37542 | 0.37592 | 0.37623 | 0.37838 | 0.37681 | 0.37555 | 0.37427 | 0.37481 | 0.37167 | 0.37033 | 0.36898 | 0.36941 | 0.36621 | 0.36479 | 0.36335 | 0.36356 | 0.36024 | 0.35871 | 0.35719 | 0.35743 | 0.35418 | 0.35269
WY | Residential | Single Family - Low Income | Existing | Space Heating | Geothermal Heat Pump | 0.32477 | 0.32238 | 0.31982 | 0.3187 | 0.31439 | 0.31034 | 0.30633 | 0.30387 | 0.29854 | 0.29482 | 0.29126 | 0.28928 | 0.28466 | 0.28167 | 0.2789 | 0.27764 | 0.27392 | 0.27169 | 0.26956 | 0.26886 | 0.26563 | 0.26379
WY | Residential | Single Family - Low Income | Existing | Space Heating | Ductless Mini Split Heat Pump | 0.81363 | 0.81422 | 0.81482 | 0.81944 | 0.81602 | 0.81329 | 0.81055 | 0.81178 | 0.80506 | 0.80231 | 0.79955 | 0.8007 | 0.79402 | 0.79125 | 0.78848 | 0.78931 | 0.78243 | 0.7794 | 0.77636 | 0.77712 | 0.77027 | 0.76722
WY | Residential | Single Family - Low Income | Existing | Water Heating | Water Heater (<= 55 Gal) | 8.2636 | 8.2186 | 8.1739 | 8.1294 | 8.0851 | 8.0411 | 7.9973 | 7.9538 | 7.9105 | 7.8674 | 7.8246 | 7.782 | 7.7397 | 7.6975 | 7.6556 | 7.6139 | 7.5725 | 7.5313 | 7.4903 | 7.4495 | 7.409 | 7.3686
WY | Residential | Single Family - Low Income | Existing | Water Heating | Water Heater (> 55 Gal) | 0.53573 | 0.51669 | 0.49576 | 0.47375 | 0.45134 | 0.42912 | 0.40755 | 0.38705 | 0.36794 | 0.35052 | 0.33499 | 0.32156 | 0.30992 | 0.2998 | 0.29097 | 0.28326 | 0.27649 | 0.27053 | 0.26526 | 0.26058 | 0.25641 | 0.25266
WY | Residential | Single Family - Low Income | Existing | Interior Lighting | General Service Lighting | 6.7015 | 6.5958 | 6.4446 | 6.1044 | 5.6529 | 5.1365 | 4.6108 | 4.1511 | 3.7751 | 3.4796 | 3.2291 | 3.0198 | 2.8404 | 2.6887 | 2.5533 | 2.4352 | 2.3319 | 2.2414 | 2.1636 | 2.0885 | 2.0211 | 1.9567
WY | Residential | Single Family - Low Income | Existing | Interior Lighting | Linear Lighting | 1.1058 | 1.104 | 1.1023 | 1.1005 | 1.0983 | 1.0961 | 1.0939 | 1.0916 | 1.0893 | 1.0867 | 1.084 | 1.0814 | 1.0787 | 1.076 | 1.0731 | 1.0702 | 1.0672 | 1.0643 | 1.0614 | 1.0584 | 1.0557 | 1.053
WY | Residential | Single Family - Low Income | Existing | Interior Lighting | Exempted Lighting | 0.044362 | 0.044291 | 0.04422 | 0.043759 | 0.042772 | 0.041322 | 0.039225 | 0.036759 | 0.033915 | 0.030978 | 0.028333 | 0.026085 | 0.024429 | 0.023271 | 0.022529 | 0.022414 | 0.022538 | 0.022726 | 0.022914 | 0.023028 | 0.023058 | 0.02285
WY | Residential | Single Family - Low Income | Existing | Exterior Lighting | General Service Lighting | 1.8397 | 1.8057 | 1.7487 | 1.6011 | 1.4145 | 1.2613 | 1.125 | 1.0176 | 0.9406 | 0.87099 | 0.81176 | 0.7645 | 0.72276 | 0.68673 | 0.65254 | 0.62236 | 0.59575 | 0.5723 | 0.55196 | 0.53108 | 0.5119 | 0.49151
WY | Residential | Single Family - Low Income | Existing | Appliances | Clothes Washer | 1.019 | 1.0144 | 1.0097 | 1.0051 | 1.0006 | 0.99599 | 0.99145 | 0.98693 | 0.98243 | 0.97795 | 0.97349 | 0.96906 | 0.96464 | 0.96024 | 0.95586 | 0.95151 | 0.94717 | 0.94285 | 0.93855 | 0.93427 | 0.93002 | 0.92578
WY | Residential | Single Family - Low Income | Existing | Appliances | Clothes Dryer | 6.4343 | 6.4051 | 6.3766 | 6.3486 | 6.3208 | 6.2931 | 6.2653 | 6.2373 | 6.2091 | 6.1805 | 6.1514 | 6.122 | 6.0924 | 6.0625 | 6.0325 | 6.0024 | 5.9722 | 5.9419 | 5.9117 | 5.8815 | 5.8513 | 5.8212
WY | Residential | Single Family - Low Income | Existing | Appliances | Dishwasher | 0.66691 | 0.66244 | 0.65799 | 0.65358 | 0.64919 | 0.64483 | 0.64051 | 0.63621 | 0.63194 | 0.6277 | 0.62348 | 0.6193 | 0.61514 | 0.61101 | 0.60691 | 0.60284 | 0.59879 | 0.59478 | 0.59078 | 0.58682 | 0.58288 | 0.57897
WY | Residential | Single Family - Low Income | Existing | Appliances | Refrigerator | 5.3377 | 5.3018 | 5.2646 | 5.2264 | 5.1878 | 5.1495 | 5.1117 | 5.0749 | 5.0395 | 5.0058 | 4.974 | 4.9445 | 4.9171 | 4.8915 | 4.8676 | 4.8452 | 4.8243 | 4.8045 | 4.786 | 4.7684 | 4.7518 | 4.7361
WY | Residential | Single Family - Low Income | Existing | Appliances | Freezer | 4.0408 | 3.9848 | 3.9295 | 3.875 | 3.8213 | 3.7683 | 3.716 | 3.6645 | 3.6136 | 3.5635 | 3.5141 | 3.4654 | 3.4173 | 3.3699 | 3.3232 | 3.2771 | 3.2316 | 3.1868 | 3.1426 | 3.099 | 3.0561 | 3.0137
WY | Residential | Single Family - Low Income | Existing | Appliances | Second Refrigerator | 2.9664 | 2.8701 | 2.7721 | 2.6739 | 2.5767 | 2.4814 | 2.3891 | 2.3006 | 2.2164 | 2.1371 | 2.0632 | 1.9952 | 1.9324 | 1.8742 | 1.8204 | 1.7704 | 1.7238 | 1.6804 | 1.6398 | 1.6018 | 1.5662 | 1.5326
WY | Residential | Single Family - Low Income | Existing | Appliances | Stove/Oven | 1.0636 | 1.0612 | 1.0587 | 1.0561 | 1.0535 | 1.0508 | 1.0481 | 1.0455 | 1.0429 | 1.0404 | 1.0379 | 1.0355 | 1.0332 | 1.031 | 1.0289 | 1.0269 | 1.0249 | 1.023 | 1.0212 | 1.0194 | 1.0177 | 1.0159
WY | Residential | Single Family - Low Income | Existing | Appliances | Microwave | 1.2017 | 1.1997 | 1.1978 | 1.1959 | 1.194 | 1.1921 | 1.1902 | 1.1883 | 1.1864 | 1.1845 | 1.1826 | 1.1807 | 1.1788 | 1.1769 | 1.175 | 1.1731 | 1.1713 | 1.1694 | 1.1675 | 1.1656 | 1.1638 | 1.1619
WY | Residential | Single Family - Low Income | Existing | Appliances | Dehumidifier | 0.27165 | 0.26844 | 0.26479 | 0.2609 | 0.25693 | 0.25299 | 0.2492 | 0.24565 | 0.24241 | 0.23954 | 0.23709 | 0.235 | 0.23319 | 0.23163 | 0.23027 | 0.22908 | 0.22803 | 0.2271 | 0.22626 | 0.2255 | 0.22481 | 0.22418
WY | Residential | Single Family - Low Income | Existing | Appliances | Air Purifier | 0.40826 | 0.40761 | 0.40696 | 0.40631 | 0.40566 | 0.40501 | 0.40436 | 0.40371 | 0.40307 | 0.40242 | 0.40178 | 0.40114 | 0.40049 | 0.39985 | 0.39921 | 0.39857 | 0.39794 | 0.3973 | 0.39666 | 0.39603 | 0.3954 | 0.39476
WY | Residential | Single Family - Low Income | Existing | Electronics | Personal Computers | 0.58234 | 0.55997 | 0.53417 | 0.50759 | 0.48236 | 0.46014 | 0.44228 | 0.42789 | 0.41628 | 0.40688 | 0.39926 | 0.39305 | 0.38798 | 0.38381 | 0.38035 | 0.37748 | 0.37507 | 0.37302 | 0.37127 | 0.36975 | 0.36842 | 0.36725
WY | Residential | Single Family - Low Income | Existing | Electronics | Monitor | 0.55299 | 0.53145 | 0.50586 | 0.4793 | 0.45426 | 0.43271 | 0.41623 | 0.40383 | 0.39468 | 0.38815 | 0.38373 | 0.38099 | 0.37962 | 0.37935 | 0.37997 | 0.3813 | 0.38322 | 0.38562 | 0.38841 | 0.39152 | 0.3949 | 0.39851
WY | Residential | Single Family - Low Income | Existing | Electronics | Laptops | 0.5523 | 0.54167 | 0.5311 | 0.52372 | 0.5189 | 0.51615 | 0.51507 | 0.51532 | 0.51667 | 0.51889 | 0.52184 | 0.52537 | 0.52938 | 0.53379 | 0.53854 | 0.54357 | 0.54883 | 0.55429 | 0.55994 | 0.56574 | 0.57167 | 0.57774
WY | Residential | Single Family - Low Income | Existing | Electronics | TVs | 1.3993 | 1.8567 | 2.2988 | 2.6907 | 3.0042 | 3.255 | 3.4557 | 3.6163 | 3.7447 | 3.8475 | 3.9298 | 3.9956 | 4.0483 | 4.0904 | 4.1242 | 4.1512 | 4.1729 | 4.1902 | 4.2041 | 4.2152 | 4.2241 | 4.2313
WY | Residential | Single Family - Low Income | Existing | Electronics | Printer/Fax/Copier | 0.18684 | 0.18439 | 0.1814 | 0.17846 | 0.176 | 0.17441 | 0.1735 | 0.17315 | 0.17324 | 0.17371 | 0.17446 | 0.17546 | 0.17665 | 0.178 | 0.17949 | 0.18109 | 0.18278 | 0.18455 | 0.18639 | 0.18829 | 0.19024 | 0.19224
WY | Residential | Single Family - Low Income | Existing | Electronics | Set-top Boxes/DVRs | 0.31358 | 0.31066 | 0.30727 | 0.30376 | 0.30042 | 0.29749 | 0.29514 | 0.29326 | 0.29177 | 0.29057 | 0.28961 | 0.28885 | 0.28824 | 0.28775 | 0.28736 | 0.28705 | 0.28681 | 0.28661 | 0.28646 | 0.28633 | 0.28624 | 0.28616
WY | Residential | Single Family - Low Income | Existing | Electronics | Devices and Gadgets | 4.9311 | 4.9855 | 5.0404 | 5.096 | 5.1521 | 5.2089 | 5.2663 | 5.3244 | 5.383 | 5.4424 | 5.5023 | 5.563 | 5.6243 | 5.6863 | 5.7489 | 5.8123 | 5.8764 | 5.9411 | 6.0066 | 6.0728 | 6.1397 | 6.2074
WY | Residential | Single Family - Low Income | Existing | Miscellaneous | Electric Vehicle Chargers | 0 | 0 | 0 | 0 | 0 | 0 | 0 | 0 | 0 | 0 | 0 | 0 | 0 | 0 | 0 | 0 | 0 | 0 | 0 | 0 | 0 | 0
WY | Residential | Single Family - Low Income | Existing | Miscellaneous | Pool Pump | 0.050275 | 0.041733 | 0.034974 | 0.029641 | 0.025464 | 0.022243 | 0.019826 | 0.018012 | 0.016647 | 0.015621 | 0.014847 | 0.014263 | 0.01382 | 0.013484 | 0.013227 | 0.01303 | 0.012877 | 0.012757 | 0.012663 | 0.012587 | 0.012526 | 0.012474
WY | Residential | Single Family - Low Income | Existing | Miscellaneous | Pool Heater | 0 | 0 | 0 | 0 | 0 | 0 | 0 | 0 | 0 | 0 | 0 | 0 | 0 | 0 | 0 | 0 | 0 | 0 | 0 | 0 | 0 | 0
WY | Residential | Single Family - Low Income | Existing | Miscellaneous | Hot Tub/Spa | 0.3544 | 0.3679 | 0.38433 | 0.39083 | 0.39629 | 0.40012 | 0.4018 | 0.40097 | 0.39731 | 0.39059 | 0.38363 | 0.37606 | 0.36989 | 0.36486 | 0.36073 | 0.35541 | 0.35048 | 0.34891 | 0.34755 | 0.34635 | 0.34528 | 0.34432
WY | Residential | Single Family - Low Income | Existing | Miscellaneous | Furnace Fan | 1.7109 | 1.7137 | 1.7157 | 1.7173 | 1.7186 | 1.7197 | 1.7209 | 1.7223 | 1.7239 | 1.726 | 1.7285 | 1.7317 | 1.7355 | 1.74 | 1.7454 | 1.7516 | 1.7585 | 1.7661 | 1.7744 | 1.7833 | 1.7926 | 1.8024
WY | Residential | Single Family - Low Income | Existing | Miscellaneous | Well Pump | 0.33835 | 0.33781 | 0.33727 | 0.33673 | 0.33619 | 0.33565 | 0.33511 | 0.33458 | 0.33404 | 0.33351 | 0.33297 | 0.33244 | 0.33191 | 0.33138 | 0.33085 | 0.33032 | 0.32979 | 0.32926 | 0.32874 | 0.32821 | 0.32768 | 0.32716
WY | Residential | Single Family - Low Income | Existing | Miscellaneous | Bathroom Exhaust Fan | 0.15886 | 0.15861 | 0.15835 | 0.1581 | 0.15785 | 0.1576 | 0.15734 | 0.15709 | 0.15684 | 0.15659 | 0.15634 | 0.15609 | 0.15584 | 0.15559 | 0.15534 | 0.15509 | 0.15484 | 0.1546 | 0.15435 | 0.1541 | 0.15386 | 0.15361
WY | Residential | Single Family - Low Income | Existing | Miscellaneous | Miscellaneous | 7.3777 | 7.3327 | 7.2881 | 7.2437 | 7.1995 | 7.1557 | 7.1121 | 7.0688 | 7.0257 | 6.9829 | 6.9403 | 6.8981 | 6.856 | 6.8143 | 6.7728 | 6.7315 | 6.6905 | 6.6497 | 6.6092 | 6.5689 | 6.5289 | 6.4892
WY | Residential | Single Family - Low Income | Existing | Generation | Solar PV | -0.15012 | -0.21874 | -0.2395 | -0.26566 | -0.29395 | -0.32906 | -0.36768 | -0.41619 | -0.46871 | -0.52788 | -0.60351 | -0.6802 | -0.75508 | -0.82564 | -0.89659 | -0.96766 | -1.0389 | -1.1103 | -1.1819 | -1.2536 | -1.3256 | -1.3979
WY | Residential | Single Family - Low Income | New | Cooling | Central AC | 0 | 0.0061693 | 0.013202 | 0.019411 | 0.026697 | 0.034305 | 0.042256 | 0.050552 | 0.059193 | 0.068163 | 0.077339 | 0.086723 | 0.096335 | 0.10621 | 0.11636 | 0.12647 | 0.13681 | 0.14742 | 0.15829 | 0.16944 | 0.1809 | 0.19265
WY | Residential | Single Family - Low Income | New | Cooling | Room AC | 0 | 0.0019789 | 0.0042246 | 0.006563 | 0.0089384 | 0.011471 | 0.014119 | 0.016881 | 0.019758 | 0.022745 | 0.0258 | 0.028925 | 0.032125 | 0.035411 | 0.038792 | 0.042166 | 0.045626 | 0.04918 | 0.052826 | 0.056559 | 0.060399 | 0.064332
WY | Residential | Single Family - Low Income | New | Cooling | Air-Source Heat Pump | 0 | 0.00013142 | 0.00027566 | 0.00042585 | 0.00057842 | 0.00074115 | 0.00091123 | 0.0010887 | 0.0012735 | 0.0014654 | 0.0016617 | 0.0018624 | 0.002068 | 0.0022791 | 0.0024963 | 0.0027126 | 0.0029345 | 0.0031624 | 0.0033963 | 0.0036358 | 0.0038821 | 0.0041345
WY | Residential | Single Family - Low Income | New | Cooling | Geothermal Heat Pump | 0 | 0.00024649 | 0.00052631 | 0.00081777 | 0.0011139 | 0.0014298 | 0.00176 | 0.0021045 | 0.0024634 | 0.0028359 | 0.003217 | 0.0036067 | 0.0040059 | 0.0044158 | 0.0048374 | 0.0052582 | 0.0056898 | 0.0061331 | 0.0065879 | 0.0070536 | 0.0075326 | 0.0080232
WY | Residential | Single Family - Low Income | New | Cooling | Evaporative Cooler | 0 | 0.0081166 | 0.017157 | 0.02639 | 0.035587 | 0.045221 | 0.055108 | 0.065239 | 0.075606 | 0.086175 | 0.096786 | 0.10744 | 0.11815 | 0.12895 | 0.13986 | 0.15053 | 0.16127 | 0.17212 | 0.18305 | 0.19406 | 0.20518 | 0.21639
WY | Residential | Single Family - Low Income | New | Cooling | Ductless Mini Split Heat Pump | 0 | 0.00027959 | 0.00059236 | 0.00091328 | 0.0012345 | 0.0015723 | 0.0019206 | 0.002279 | 0.0026473 | 0.0030244 | 0.0034047 | 0.0037882 | 0.0041756 | 0.004568 | 0.0049663 | 0.0053575 | 0.0057533 | 0.0061546 | 0.006561 | 0.0069716 | 0.0073886 | 0.0078102
WY | Residential | Single Family - Low Income | New | Space Heating | Electric Room Heat | 0 | 0.075201 | 0.15933 | 0.24686 | 0.33203 | 0.41739 | 0.50321 | 0.5923 | 0.67585 | 0.76224 | 0.84716 | 0.93518 | 1.0128 | 1.094 | 1.1745 | 1.2598 | 1.332 | 1.4099 | 1.4872 | 1.5713 | 1.6398 | 1.7152
WY | Residential | Single Family - Low Income | New | Space Heating | Electric Furnace | 0 | 0.044288 | 0.093835 | 0.14538 | 0.19555 | 0.24581 | 0.29636 | 0.34883 | 0.39803 | 0.44891 | 0.49892 | 0.55076 | 0.59648 | 0.64432 | 0.69171 | 0.74192 | 0.78448 | 0.83035 | 0.87586 | 0.92541 | 0.96571 | 1.0101
WY | Residential | Single Family - Low Income | New | Space Heating | Air-Source Heat Pump | 0 | 0.0023632 | 0.004918 | 0.0075764 | 0.010163 | 0.012754 | 0.01536 | 0.018066 | 0.020602 | 0.023225 | 0.025804 | 0.028477 | 0.030833 | 0.0333 | 0.035743 | 0.038325 | 0.040513 | 0.042872 | 0.045213 | 0.047764 | 0.049837 | 0.052122
WY | Residential | Single Family - Low Income | New | Space Heating | Geothermal Heat Pump | 0 | 0.0016745 | 0.0035482 | 0.0054982 | 0.0073958 | 0.0092982 | 0.011211 | 0.013197 | 0.015059 | 0.016984 | 0.018877 | 0.020839 | 0.022569 | 0.024379 | 0.026173 | 0.028073 | 0.029684 | 0.03142 | 0.033142 | 0.035018 | 0.036543 | 0.038224
WY | Residential | Single Family - Low Income | New | Space Heating | Ductless Mini Split Heat Pump | 0 | 0.0048654 | 0.010308 | 0.015971 | 0.021482 | 0.027004 | 0.032557 | 0.038321 | 0.043726 | 0.049315 | 0.054809 | 0.060504 | 0.065527 | 0.070782 | 0.075989 | 0.081505 | 0.08618 | 0.09122 | 0.096219 | 0.10166 | 0.10609 | 0.11097
WY | Residential | Single Family - Low Income | New | Water Heating | Water Heater (<= 55 Gal) | 0 | 0.052585 | 0.11073 | 0.16966 | 0.22791 | 0.28589 | 0.34396 | 0.40204 | 0.46006 | 0.51781 | 0.57434 | 0.62966 | 0.68391 | 0.73732 | 0.79001 | 0.84187 | 0.8931 | 0.94383 | 0.99401 | 1.0435 | 1.0926 | 1.1412
WY | Residential | Single Family - Low Income | New | Water Heating | Water Heater (> 55 Gal) | 0 | 0.0017023 | 0.0035845 | 0.0054923 | 0.0073779 | 0.009255 | 0.011135 | 0.013015 | 0.014893 | 0.016763 | 0.018593 | 0.020384 | 0.02214 | 0.023869 | 0.025575 | 0.027254 | 0.028912 | 0.030554 | 0.032179 | 0.033781 | 0.035372 | 0.036943
WY | Residential | Single Family - Low Income | New | Interior Lighting | General Service Lighting | 0 | 0.039847 | 0.081133 | 0.10405 | 0.11725 | 0.12646 | 0.1384 | 0.14857 | 0.16189 | 0.17836 | 0.19434 | 0.21029 | 0.22573 | 0.24108 | 0.25475 | 0.26812 | 0.28126 | 0.29422 | 0.30724 | 0.31912 | 0.33102 | 0.34255
WY | Residential | Single Family - Low Income | New | Interior Lighting | Linear Lighting | 0 | 0.00883 | 0.018665 | 0.028709 | 0.038604 | 0.04853 | 0.058547 | 0.068642 | 0.078804 | 0.088925 | 0.098914 | 0.10877 | 0.11852 | 0.1282 | 0.13777 | 0.14728 | 0.15674 | 0.16619 | 0.17562 | 0.18499 | 0.19433 | 0.2036
WY | Residential | Single Family - Low Income | New | Interior Lighting | Exempted Lighting | 0 | 0.00035424 | 0.00074878 | 0.0010974 | 0.0013933 | 0.0016535 | 0.0018604 | 0.0020574 | 0.0022379 | 0.0024015 | 0.0025737 | 0.0027503 | 0.002933 | 0.00312 | 0.0033021 | 0.0035197 | 0.003733 | 0.0039356 | 0.0041311 | 0.0043177 | 0.0044998 | 0.004679
WY | Residential | Single Family - Low Income | New | Exterior Lighting | General Service Lighting | 0 | 0.011705 | 0.023106 | 0.027426 | 0.029351 | 0.032032 | 0.034302 | 0.037699 | 0.042583 | 0.046676 | 0.050681 | 0.054907 | 0.058919 | 0.062864 | 0.066128 | 0.069297 | 0.072394 | 0.075442 | 0.078511 | 0.08127 | 0.084019 | 0.086532
WY | Residential | Single Family - Low Income | New | Appliances | Clothes Washer | 0 | 0.0064902 | 0.013678 | 0.020977 | 0.028204 | 0.035411 | 0.042641 | 0.049886 | 0.057136 | 0.064366 | 0.071456 | 0.078408 | 0.08524 | 0.091978 | 0.098639 | 0.10521 | 0.11171 | 0.11816 | 0.12455 | 0.13087 | 0.13716 | 0.14338
WY | Residential | Single Family - Low Income | New | Appliances | Clothes Dryer | 0 | 0.041403 | 0.087197 | 0.13363 | 0.17955 | 0.22527 | 0.27108 | 0.31692 | 0.36273 | 0.40834 | 0.45301 | 0.49674 | 0.53965 | 0.58191 | 0.62362 | 0.66469 | 0.70527 | 0.74548 | 0.78527 | 0.82454 | 0.86354 | 0.90208
WY | Residential | Single Family - Low Income | New | Appliances | Dishwasher | 0 | 0.0042385 | 0.0089134 | 0.01364 | 0.0183 | 0.022926 | 0.027548 | 0.032158 | 0.036752 | 0.041313 | 0.045765 | 0.050109 | 0.054357 | 0.058527 | 0.06263 | 0.066656 | 0.070621 | 0.074538 | 0.078401 | 0.0822 | 0.085962 | 0.089666
WY | Residential | Single Family - Low Income | New | Appliances | Refrigerator | 0 | 0.03074 | 0.064984 | 0.099959 | 0.1348 | 0.16976 | 0.20503 | 0.24058 | 0.27636 | 0.31226 | 0.34769 | 0.38265 | 0.41723 | 0.45155 | 0.4857 | 0.51958 | 0.55333 | 0.58703 | 0.62064 | 0.65407 | 0.68752 | 0.72085
WY | Residential | Single Family - Low Income | New | Appliances | Freezer | 0 | 0.025496 | 0.053231 | 0.080872 | 0.10772 | 0.13398 | 0.15982 | 0.18523 | 0.21016 | 0.23454 | 0.25794 | 0.28039 | 0.30197 | 0.3228 | 0.34293 | 0.36235 | 0.38114 | 0.39938 | 0.41705 | 0.43411 | 0.4507 | 0.46673
WY | Residential | Single Family - Low Income | New | Appliances | Second Refrigerator | 0 | 0.011275 | 0.023587 | 0.035904 | 0.047914 | 0.05971 | 0.071366 | 0.082867 | 0.094202 | 0.10533 | 0.11606 | 0.1264 | 0.13639 | 0.14607 | 0.15548 | 0.16459 | 0.17346 | 0.1821 | 0.19052 | 0.19869 | 0.20668 | 0.21444
WY | Residential | Single Family - Low Income | New | Appliances | Stove/Oven | 0 | 0.0067094 | 0.014182 | 0.021814 | 0.029417 | 0.037044 | 0.04474 | 0.052497 | 0.060305 | 0.068138 | 0.075868 | 0.083497 | 0.091043 | 0.098531 | 0.10598 | 0.11337 | 0.12074 | 0.12809 | 0.13542 | 0.14271 | 0.15001 | 0.15728
WY | Residential | Single Family - Low Income | New | Appliances | Microwave | 0 | 0.0076763 | 0.016226 | 0.024958 | 0.033656 | 0.042383 | 0.051188 | 0.060063 | 0.068996 | 0.077957 | 0.086802 | 0.095531 | 0.10416 | 0.11273 | 0.12125 | 0.12971 | 0.13814 | 0.14655 | 0.15494 | 0.16328 | 0.17163 | 0.17995
WY | Residential | Single Family - Low Income | New | Appliances | Dehumidifier | 0 | 0.001472 | 0.0031116 | 0.0047861 | 0.0064541 | 0.0081275 | 0.0098161 | 0.011518 | 0.013231 | 0.01495 | 0.016646 | 0.01832 | 0.019975 | 0.021618 | 0.023252 | 0.024875 | 0.02649 | 0.028103 | 0.029712 | 0.031312 | 0.032913 | 0.034508
WY | Residential | Single Family - Low Income | New | Appliances | Air Purifier | 0 | 0.002608 | 0.0055128 | 0.0084796 | 0.011435 | 0.014399 | 0.017391 | 0.020406 | 0.023441 | 0.026486 | 0.029491 | 0.032457 | 0.03539 | 0.0383 | 0.041196 | 0.04407 | 0.046932 | 0.04979 | 0.05264 | 0.055475 | 0.058312 | 0.061137
WY | Residential | Single Family - Low Income | New | Electronics | Personal Computers | 0 | 0.0024107 | 0.0050957 | 0.0078379 | 0.01057 | 0.01331 | 0.016075 | 0.018862 | 0.021668 | 0.024482 | 0.02726 | 0.030001 | 0.032712 | 0.035402 | 0.038079 | 0.040735 | 0.043381 | 0.046023 | 0.048657 | 0.051277 | 0.053899 | 0.056511
WY | Residential | Single Family - Low Income | New | Electronics | Monitor | 0 | 0.0020333 | 0.0043523 | 0.0067792 | 0.0092573 | 0.011805 | 0.014438 | 0.017155 | 0.019956 | 0.022833 | 0.025744 | 0.028691 | 0.031679 | 0.034719 | 0.037816 | 0.040965 | 0.044177 | 0.04746 | 0.05081 | 0.054223 | 0.057717 | 0.061279
WY | Residential | Single Family - Low Income | New | Electronics | Laptops | 0 | 0.0029642 | 0.006345 | 0.0098829 | 0.013496 | 0.01721 | 0.021048 | 0.025009 | 0.029092 | 0.033286 | 0.037531 | 0.041827 | 0.046184 | 0.050614 | 0.055129 | 0.05972 | 0.064403 | 0.069188 | 0.074073 | 0.079049 | 0.084142 | 0.089334
WY | Residential | Single Family - Low Income | New | Electronics | TVs | 0 | 0.027241 | 0.057675 | 0.088858 | 0.12002 | 0.15138 | 0.18313 | 0.21523 | 0.24765 | 0.28027 | 0.31257 | 0.34456 | 0.37631 | 0.40793 | 0.43948 | 0.4709 | 0.5023 | 0.53376 | 0.56522 | 0.59663 | 0.62816 | 0.65967
WY | Residential | Single Family - Low Income | New | Electronics | Printer/Fax/Copier | 0 | 0.00098593 | 0.0021104 | 0.0032872 | 0.0044888 | 0.0057241 | 0.0070007 | 0.0083183 | 0.0096763 | 0.011071 | 0.012483 | 0.013912 | 0.015361 | 0.016835 | 0.018336 | 0.019864 | 0.021421 | 0.023013 | 0.024637 | 0.026292 | 0.027986 | 0.029713
WY | Residential | Single Family - Low Income | New | Electronics | Set-top Boxes/DVRs | 0 | 0.001828 | 0.0038702 | 0.0059627 | 0.0080538 | 0.010158 | 0.012289 | 0.014443 | 0.016618 | 0.018807 | 0.020975 | 0.023122 | 0.025252 | 0.027373 | 0.029491 | 0.0316 | 0.033707 | 0.035817 | 0.037929 | 0.040036 | 0.042152 | 0.044267
WY | Residential | Single Family - Low Income | New | Electronics | Devices and Gadgets | 0 | 0.031899 | 0.068279 | 0.10635 | 0.14523 | 0.1852 | 0.2265 | 0.26913 | 0.31307 | 0.3582 | 0.40388 | 0.45011 | 0.49699 | 0.54467 | 0.59325 | 0.64266 | 0.69305 | 0.74455 | 0.79711 | 0.85066 | 0.90547 | 0.96134
WY | Residential | Single Family - Low Income | New | Miscellaneous | Electric Vehicle Chargers | 0 | 0 | 0 | 0 | 0 | 0 | 0 | 0 | 0 | 0 | 0 | 0 | 0 | 0 | 0 | 0 | 0 | 0 | 0 | 0 | 0 | 0
WY | Residential | Single Family - Low Income | New | Miscellaneous | Pool Pump | 0 | 8.1797e-05 | 0.0001729 | 0.00026595 | 0.00035864 | 0.00045162 | 0.00054545 | 0.00064002 | 0.00073521 | 0.0008307 | 0.00092495 | 0.001018 | 0.0011099 | 0.0012012 | 0.0012921 | 0.0013822 | 0.001472 | 0.0015616 | 0.001651 | 0.0017399 | 0.0018289 | 0.0019175
WY | Residential | Single Family - Low Income | New | Miscellaneous | Pool Heater | 0 | 0 | 0 | 0 | 0 | 0 | 0 | 0 | 0 | 0 | 0 | 0 | 0 | 0 | 0 | 0 | 0 | 0 | 0 | 0 | 0 | 0
WY | Residential | Single Family - Low Income | New | Miscellaneous | Hot Tub/Spa | 0 | 0.0034554 | 0.0073039 | 0.0098792 | 0.012445 | 0.015018 | 0.017615 | 0.020232 | 0.022867 | 0.02551 | 0.02788 | 0.029998 | 0.032179 | 0.034414 | 0.036695 | 0.03869 | 0.04074 | 0.043221 | 0.045694 | 0.048155 | 0.050618 | 0.053071
WY | Residential | Single Family - Low Income | New | Miscellaneous | Furnace Fan | 0 | 0.0098669 | 0.021038 | 0.032642 | 0.044402 | 0.056402 | 0.068716 | 0.081334 | 0.094249 | 0.10742 | 0.12066 | 0.13396 | 0.14735 | 0.16087 | 0.17455 | 0.18838 | 0.20238 | 0.2166 | 0.23102 | 0.24561 | 0.26045 | 0.27549
WY | Residential | Single Family - Low Income | New | Miscellaneous | Well Pump | 0 | 0.0021614 | 0.0045687 | 0.0070274 | 0.0094766 | 0.011934 | 0.014413 | 0.016912 | 0.019427 | 0.02195 | 0.024441 | 0.026898 | 0.029329 | 0.031742 | 0.034141 | 0.036523 | 0.038895 | 0.041264 | 0.043625 | 0.045975 | 0.048326 | 0.050668
WY | Residential | Single Family - Low Income | New | Miscellaneous | Bathroom Exhaust Fan | 0 | 0.0010148 | 0.0021451 | 0.0032996 | 0.0044495 | 0.0056031 | 0.0067672 | 0.0079405 | 0.0091215 | 0.010306 | 0.011476 | 0.012629 | 0.013771 | 0.014903 | 0.01603 | 0.017148 | 0.018262 | 0.019374 | 0.020483 | 0.021586 | 0.02269 | 0.02379
WY | Residential | Single Family - Low Income | New | Miscellaneous | Miscellaneous | 0 | 0.046917 | 0.098726 | 0.15117 | 0.20294 | 0.25441 | 0.30588 | 0.3573 | 0.4086 | 0.45959 | 0.50943 | 0.55814 | 0.60583 | 0.65271 | 0.69891 | 0.7443 | 0.78907 | 0.83335 | 0.87708 | 0.92016 | 0.96287 | 1.005
WY | Residential | Single Family - Low Income | New | Generation | Solar PV | 0 | -0.0013996 | -0.0032443 | -0.0055443 | -0.0082861 | -0.011699 | -0.015814 | -0.021037 | -0.027259 | -0.034743 | -0.044298 | -0.055037 | -0.066723 | -0.079085 | -0.092522 | -0.10699 | -0.12253 | -0.13915 | -0.15684 | -0.17561 | -0.1955 | -0.21649
WY | Residential | Multi-Family - Low Income | Existing | Cooling | Central AC | 0.16485 | 0.1644 | 0.16382 | 0.1625 | 0.16172 | 0.16228 | 0.16282 | 0.16335 | 0.16389 | 0.16446 | 0.16507 | 0.16574 | 0.16648 | 0.16731 | 0.16823 | 0.16887 | 0.16962 | 0.17047 | 0.17141 | 0.17246 | 0.17359 | 0.17481
WY | Residential | Multi-Family - Low Income | Existing | Cooling | Room AC | 0.18431 | 0.18268 | 0.18088 | 0.17902 | 0.17722 | 0.17715 | 0.17729 | 0.17771 | 0.17839 | 0.17929 | 0.18039 | 0.18167 | 0.18312 | 0.18472 | 0.18645 | 0.18787 | 0.18941 | 0.19104 | 0.19277 | 0.19457 | 0.19645 | 0.19839
WY | Residential | Multi-Family - Low Income | Existing | Cooling | Air-Source Heat Pump | 0.0088033 | 0.0088374 | 0.0088645 | 0.0088907 | 0.0089163 | 0.0090228 | 0.0091297 | 0.0092373 | 0.0093458 | 0.0094554 | 0.0095664 | 0.0096789 | 0.0097931 | 0.0099092 | 0.010027 | 0.010125 | 0.010226 | 0.010329 | 0.010435 | 0.010543 | 0.010654 | 0.010767
WY | Residential | Multi-Family - Low Income | Existing | Cooling | Geothermal Heat Pump | 0 | 0 | 0 | 0 | 0 | 0 | 0 | 0 | 0 | 0 | 0 | 0 | 0 | 0 | 0 | 0 | 0 | 0 | 0 | 0 | 0 | 0
WY | Residential | Multi-Family - Low Income | Existing | Cooling | Evaporative Cooler | 0.10485 | 0.10402 | 0.10317 | 0.10231 | 0.10145 | 0.1015 | 0.10155 | 0.10159 | 0.10163 | 0.10168 | 0.10174 | 0.10181 | 0.1019 | 0.10201 | 0.10214 | 0.10205 | 0.10198 | 0.10193 | 0.1019 | 0.10188 | 0.10187 | 0.10187
WY | Residential | Multi-Family - Low Income | Existing | Cooling | Ductless Mini Split Heat Pump | 0 | 0 | 0 | 0 | 0 | 0 | 0 | 0 | 0 | 0 | 0 | 0 | 0 | 0 | 0 | 0 | 0 | 0 | 0 | 0 | 0 | 0
WY | Residential | Multi-Family - Low Income | Existing | Space Heating | Electric Room Heat | 2.5603 | 2.5458 | 2.5309 | 2.5281 | 2.5004 | 2.4748 | 2.4495 | 2.4364 | 2.4 | 2.3759 | 2.3525 | 2.3411 | 2.3076 | 2.2863 | 2.2657 | 2.2561 | 2.2252 | 2.2058 | 2.1869 | 2.1791 | 2.1505 | 2.133
WY | Residential | Multi-Family - Low Income | Existing | Space Heating | Electric Furnace | 1.8933 | 1.8826 | 1.8716 | 1.8695 | 1.8489 | 1.8301 | 1.8113 | 1.8017 | 1.7747 | 1.7569 | 1.7396 | 1.7312 | 1.7064 | 1.6907 | 1.6755 | 1.6684 | 1.6454 | 1.6311 | 1.6171 | 1.6114 | 1.5902 | 1.5773
WY | Residential | Multi-Family - Low Income | Existing | Space Heating | Air-Source Heat Pump | 0.046827 | 0.046781 | 0.04671 | 0.046867 | 0.046564 | 0.0463 | 0.046034 | 0.045992 | 0.045498 | 0.045228 | 0.044956 | 0.044901 | 0.044406 | 0.044128 | 0.043848 | 0.043768 | 0.043264 | 0.042976 | 0.042691 | 0.042617 | 0.042127 | 0.041848
WY | Residential | Multi-Family - Low Income | Existing | Space Heating | Geothermal Heat Pump | 0 | 0 | 0 | 0 | 0 | 0 | 0 | 0 | 0 | 0 | 0 | 0 | 0 | 0 | 0 | 0 | 0 | 0 | 0 | 0 | 0 | 0
WY | Residential | Multi-Family - Low Income | Existing | Space Heating | Ductless Mini Split Heat Pump | 0 | 0 | 0 | 0 | 0 | 0 | 0 | 0 | 0 | 0 | 0 | 0 | 0 | 0 | 0 | 0 | 0 | 0 | 0 | 0 | 0 | 0
WY | Residential | Multi-Family - Low Income | Existing | Water Heating | Water Heater (<= 55 Gal) | 5.3372 | 5.2954 | 5.2539 | 5.2128 | 5.1719 | 5.1314 | 5.0912 | 5.0513 | 5.0117 | 4.9725 | 4.9335 | 4.8949 | 4.8565 | 4.8185 | 4.7807 | 4.7433 | 4.7061 | 4.6692 | 4.6327 | 4.5964 | 4.5604 | 4.5246
WY | Residential | Multi-Family - Low Income | Existing | Water Heating | Water Heater (> 55 Gal) | 0 | 0 | 0 | 0 | 0 | 0 | 0 | 0 | 0 | 0 | 0 | 0 | 0 | 0 | 0 | 0 | 0 | 0 | 0 | 0 | 0 | 0
WY | Residential | Multi-Family - Low Income | Existing | Interior Lighting | General Service Lighting | 1.5223 | 1.4949 | 1.4573 | 1.3772 | 1.2724 | 1.1535 | 1.0332 | 0.92806 | 0.84212 | 0.77446 | 0.7171 | 0.6691 | 0.62794 | 0.59305 | 0.56189 | 0.53467 | 0.51082 | 0.48986 | 0.47174 | 0.45431 | 0.43861 | 0.42364
WY | Residential | Multi-Family - Low Income | Existing | Interior Lighting | Linear Lighting | 0.34688 | 0.34549 | 0.34411 | 0.34273 | 0.34131 | 0.3399 | 0.33849 | 0.33708 | 0.33567 | 0.33423 | 0.33279 | 0.33136 | 0.32994 | 0.32852 | 0.32707 | 0.32563 | 0.3242 | 0.32277 | 0.32135 | 0.31993 | 0.31854 | 0.31716
WY | Residential | Multi-Family - Low Income | Existing | Interior Lighting | Exempted Lighting | 0.0098275 | 0.0097882 | 0.009749 | 0.0096336 | 0.0094189 | 0.0091123 | 0.008673 | 0.0081525 | 0.0075464 | 0.0069097 | 0.0063204 | 0.0058022 | 0.0054009 | 0.0051028 | 0.0048989 | 0.0048355 | 0.0048334 | 0.0048605 | 0.0048979 | 0.0049284 | 0.004946 | 0.0049139
WY | Residential | Multi-Family - Low Income | Existing | Exterior Lighting | General Service Lighting | 0.18499 | 0.1815 | 0.17573 | 0.16073 | 0.14185 | 0.12638 | 0.11261 | 0.10177 | 0.094017 | 0.086993 | 0.081008 | 0.076224 | 0.071987 | 0.06832 | 0.064832 | 0.061747 | 0.059016 | 0.0566 | 0.054495 | 0.052338 | 0.050352 | 0.048251
WY | Residential | Multi-Family - Low Income | Existing | Appliances | Clothes Washer | 0.19747 | 0.19609 | 0.19473 | 0.19338 | 0.19203 | 0.1907 | 0.18937 | 0.18805 | 0.18675 | 0.18545 | 0.18416 | 0.18288 | 0.18161 | 0.18035 | 0.17909 | 0.17785 | 0.17661 | 0.17538 | 0.17416 | 0.17295 | 0.17175 | 0.17056
WY | Residential | Multi-Family - Low Income | Existing | Appliances | Clothes Dryer | 1.3755 | 1.366 | 1.3566 | 1.3474 | 1.3383 | 1.3292 | 1.3202 | 1.3111 | 1.3021 | 1.2929 | 1.2838 | 1.2746 | 1.2653 | 1.2561 | 1.2469 | 1.2377 | 1.2285 | 1.2193 | 1.2102 | 1.2011 | 1.1921 | 1.1831
WY | Residential | Multi-Family - Low Income | Existing | Appliances | Dishwasher | 0.14276 | 0.14146 | 0.14018 | 0.1389 | 0.13764 | 0.13639 | 0.13514 | 0.13391 | 0.1327 | 0.13149 | 0.13029 | 0.12911 | 0.12793 | 0.12677 | 0.12561 | 0.12447 | 0.12334 | 0.12222 | 0.1211 | 0.12 | 0.11891 | 0.11783
WY | Residential | Multi-Family - Low Income | Existing | Appliances | Refrigerator | 1.8409 | 1.8241 | 1.8069 | 1.7895 | 1.7721 | 1.7547 | 1.7377 | 1.721 | 1.7049 | 1.6894 | 1.6747 | 1.6607 | 1.6475 | 1.635 | 1.6231 | 1.6118 | 1.601 | 1.5906 | 1.5806 | 1.571 | 1.5618 | 1.5529
WY | Residential | Multi-Family - Low Income | Existing | Appliances | Freezer | 0.55466 | 0.54565 | 0.53679 | 0.52807 | 0.5195 | 0.51106 | 0.50276 | 0.4946 | 0.48657 | 0.47866 | 0.47089 | 0.46324 | 0.45572 | 0.44832 | 0.44104 | 0.43388 | 0.42683 | 0.4199 | 0.41308 | 0.40638 | 0.39978 | 0.39328
WY | Residential | Multi-Family - Low Income | Existing | Appliances | Second Refrigerator | 0.24101 | 0.23262 | 0.22414 | 0.21568 | 0.20734 | 0.1992 | 0.19133 | 0.18379 | 0.17664 | 0.16991 | 0.16365 | 0.15787 | 0.15253 | 0.14759 | 0.143 | 0.13874 | 0.13476 | 0.13106 | 0.12758 | 0.12433 | 0.12127 | 0.11838
WY | Residential | Multi-Family - Low Income | Existing | Appliances | Stove/Oven | 0.49863 | 0.49634 | 0.49398 | 0.49158 | 0.48917 | 0.48676 | 0.48435 | 0.48197 | 0.47962 | 0.4773 | 0.47503 | 0.4728 | 0.47061 | 0.46847 | 0.46639 | 0.46435 | 0.46236 | 0.4604 | 0.45848 | 0.45657 | 0.45469 | 0.45283
WY | Residential | Multi-Family - Low Income | Existing | Appliances | Microwave | 0.44496 | 0.44318 | 0.4414 | 0.43964 | 0.43788 | 0.43613 | 0.43438 | 0.43265 | 0.43091 | 0.42919 | 0.42747 | 0.42576 | 0.42406 | 0.42236 | 0.42068 | 0.41899 | 0.41732 | 0.41565 | 0.41398 | 0.41233 | 0.41068 | 0.40904
WY | Residential | Multi-Family - Low Income | Existing | Appliances | Dehumidifier | 0.062025 | 0.061144 | 0.060169 | 0.059142 | 0.0581 | 0.057072 | 0.056082 | 0.055151 | 0.054292 | 0.053521 | 0.052847 | 0.052254 | 0.051728 | 0.051258 | 0.050835 | 0.05045 | 0.050098 | 0.049773 | 0.04947 | 0.049186 | 0.048918 | 0.048663
WY | Residential | Multi-Family - Low Income | Existing | Appliances | Air Purifier | 0.091042 | 0.090678 | 0.090316 | 0.089954 | 0.089595 | 0.089236 | 0.088879 | 0.088524 | 0.08817 | 0.087817 | 0.087466 | 0.087116 | 0.086767 | 0.08642 | 0.086075 | 0.08573 | 0.085387 | 0.085046 | 0.084706 | 0.084367 | 0.084029 | 0.083693
WY | Residential | Multi-Family - Low Income | Existing | Electronics | Personal Computers | 0.10793 | 0.10353 | 0.098525 | 0.093398 | 0.088541 | 0.08426 | 0.080794 | 0.077978 | 0.07568 | 0.073794 | 0.072238 | 0.070944 | 0.069859 | 0.068942 | 0.068158 | 0.06748 | 0.066887 | 0.066362 | 0.065892 | 0.065465 | 0.065073 | 0.064709
WY | Residential | Multi-Family - Low Income | Existing | Electronics | Monitor | 0.17073 | 0.16338 | 0.15477 | 0.14585 | 0.13738 | 0.12998 | 0.12414 | 0.11954 | 0.11594 | 0.11314 | 0.11097 | 0.10932 | 0.10807 | 0.10715 | 0.10649 | 0.10605 | 0.10577 | 0.10562 | 0.10559 | 0.10564 | 0.10576 | 0.10594
WY | Residential | Multi-Family - Low Income | Existing | Electronics | Laptops | 0.14126 | 0.1377 | 0.13413 | 0.13137 | 0.12925 | 0.12765 | 0.12646 | 0.1256 | 0.12501 | 0.12462 | 0.12441 | 0.12433 | 0.12436 | 0.12448 | 0.12467 | 0.12492 | 0.12521 | 0.12555 | 0.12591 | 0.12629 | 0.12669 | 0.12712
WY | Residential | Multi-Family - Low Income | Existing | Electronics | TVs | 0.33158 | 0.4389 | 0.54211 | 0.63299 | 0.70504 | 0.76208 | 0.80712 | 0.84259 | 0.87043 | 0.89218 | 0.90907 | 0.92207 | 0.93199 | 0.93943 | 0.94491 | 0.94881 | 0.95147 | 0.95312 | 0.95398 | 0.95421 | 0.95393 | 0.95325
WY | Residential | Multi-Family - Low Income | Existing | Electronics | Printer/Fax/Copier | 0.044873 | 0.04402 | 0.043035 | 0.042054 | 0.041188 | 0.040524 | 0.040021 | 0.039648 | 0.039378 | 0.039191 | 0.039071 | 0.039004 | 0.038979 | 0.038989 | 0.039027 | 0.039086 | 0.039164 | 0.039256 | 0.03936 | 0.039472 | 0.039593 | 0.03972
WY | Residential | Multi-Family - Low Income | Existing | Electronics | Set-top Boxes/DVRs | 0.042903 | 0.042402 | 0.041838 | 0.041261 | 0.04071 | 0.040215 | 0.039802 | 0.039454 | 0.039158 | 0.038903 | 0.038682 | 0.038487 | 0.038314 | 0.038157 | 0.038014 | 0.037882 | 0.037758 | 0.037642 | 0.037531 | 0.037425 | 0.037322 | 0.037223
WY | Residential | Multi-Family - Low Income | Existing | Electronics | Devices and Gadgets | 1.6666 | 1.6729 | 1.6792 | 1.6856 | 1.692 | 1.6984 | 1.7048 | 1.7113 | 1.7178 | 1.7243 | 1.7308 | 1.7373 | 1.7439 | 1.7505 | 1.7572 | 1.7638 | 1.7705 | 1.7772 | 1.7839 | 1.7907 | 1.7975 | 1.8043
WY | Residential | Multi-Family - Low Income | Existing | Miscellaneous | Electric Vehicle Chargers | 0 | 0 | 0 | 0 | 0 | 0 | 0 | 0 | 0 | 0 | 0 | 0 | 0 | 0 | 0 | 0 | 0 | 0 | 0 | 0 | 0 | 0
WY | Residential | Multi-Family - Low Income | Existing | Miscellaneous | Pool Pump | 0 | 0 | 0 | 0 | 0 | 0 | 0 | 0 | 0 | 0 | 0 | 0 | 0 | 0 | 0 | 0 | 0 | 0 | 0 | 0 | 0 | 0
WY | Residential | Multi-Family - Low Income | Existing | Miscellaneous | Pool Heater | 0 | 0 | 0 | 0 | 0 | 0 | 0 | 0 | 0 | 0 | 0 | 0 | 0 | 0 | 0 | 0 | 0 | 0 | 0 | 0 | 0 | 0
WY | Residential | Multi-Family - Low Income | Existing | Miscellaneous | Hot Tub/Spa | 0 | 0 | 0 | 0 | 0 | 0 | 0 | 0 | 0 | 0 | 0 | 0 | 0 | 0 | 0 | 0 | 0 | 0 | 0 | 0 | 0 | 0
WY | Residential | Multi-Family - Low Income | Existing | Miscellaneous | Furnace Fan | 0.065773 | 0.065582 | 0.065361 | 0.065119 | 0.064864 | 0.064601 | 0.064338 | 0.064078 | 0.063828 | 0.06359 | 0.06337 | 0.063169 | 0.062991 | 0.062839 | 0.062715 | 0.06262 | 0.062553 | 0.062509 | 0.062487 | 0.062483 | 0.062497 | 0.062527
WY | Residential | Multi-Family - Low Income | Existing | Miscellaneous | Well Pump | 0 | 0 | 0 | 0 | 0 | 0 | 0 | 0 | 0 | 0 | 0 | 0 | 0 | 0 | 0 | 0 | 0 | 0 | 0 | 0 | 0 | 0
WY | Residential | Multi-Family - Low Income | Existing | Miscellaneous | Bathroom Exhaust Fan | 0.022804 | 0.022713 | 0.022622 | 0.022532 | 0.022441 | 0.022352 | 0.022262 | 0.022173 | 0.022085 | 0.021996 | 0.021908 | 0.021821 | 0.021733 | 0.021646 | 0.02156 | 0.021474 | 0.021388 | 0.021302 | 0.021217 | 0.021132 | 0.021048 | 0.020963
WY | Residential | Multi-Family - Low Income | Existing | Miscellaneous | Miscellaneous | 3.5347 | 3.5047 | 3.475 | 3.4455 | 3.4163 | 3.3873 | 3.3586 | 3.3301 | 3.3018 | 3.2738 | 3.2461 | 3.2185 | 3.1912 | 3.1642 | 3.1373 | 3.1107 | 3.0843 | 3.0582 | 3.0322 | 3.0065 | 2.981 | 2.9557
WY | Residential | Multi-Family - Low Income | Existing | Generation | Solar PV | 0 | 0 | 0 | 0 | 0 | 0 | 0 | 0 | 0 | 0 | 0 | 0 | 0 | 0 | 0 | 0 | 0 | 0 | 0 | 0 | 0 | 0
WY | Residential | Multi-Family - Low Income | New | Cooling | Central AC | 0 | 0.0011448 | 0.0024097 | 0.0035234 | 0.0048256 | 0.0061836 | 0.0075982 | 0.0090699 | 0.010599 | 0.012183 | 0.013806 | 0.015468 | 0.017173 | 0.018923 | 0.020724 | 0.022518 | 0.024352 | 0.026231 | 0.028157 | 0.03013 | 0.032158 | 0.034236
WY | Residential | Multi-Family - Low Income | New | Cooling | Room AC | 0 | 0.0012839 | 0.0026987 | 0.0041622 | 0.0056483 | 0.0072303 | 0.0088783 | 0.010593 | 0.012374 | 0.014219 | 0.01611 | 0.018046 | 0.020032 | 0.022071 | 0.024169 | 0.026263 | 0.02841 | 0.030614 | 0.032873 | 0.035186 | 0.037562 | 0.039995
WY | Residential | Multi-Family - Low Income | New | Cooling | Air-Source Heat Pump | 0 | 7.2043e-05 | 0.00014891 | 0.00022843 | 0.00030918 | 0.00039516 | 0.00048474 | 0.00057792 | 0.00067473 | 0.00077502 | 0.00087778 | 0.00098303 | 0.0010909 | 0.0012018 | 0.0013158 | 0.0014294 | 0.0015459 | 0.0016654 | 0.001788 | 0.0019136 | 0.0020425 | 0.0021746
WY | Residential | Multi-Family - Low Income | New | Cooling | Geothermal Heat Pump | 0 | 0 | 0 | 0 | 0 | 0 | 0 | 0 | 0 | 0 | 0 | 0 | 0 | 0 | 0 | 0 | 0 | 0 | 0 | 0 | 0 | 0
WY | Residential | Multi-Family - Low Income | New | Cooling | Evaporative Cooler | 0 | 0.0007958 | 0.0016562 | 0.0025292 | 0.0033983 | 0.0043072 | 0.0052368 | 0.0061864 | 0.0071553 | 0.0081412 | 0.0091327 | 0.01013 | 0.011133 | 0.012146 | 0.013169 | 0.014168 | 0.015175 | 0.016191 | 0.017214 | 0.018244 | 0.019284 | 0.02033
WY | Residential | Multi-Family - Low Income | New | Cooling | Ductless Mini Split Heat Pump | 0 | 0 | 0 | 0 | 0 | 0 | 0 | 0 | 0 | 0 | 0 | 0 | 0 | 0 | 0 | 0 | 0 | 0 | 0 | 0 | 0 | 0
WY | Residential | Multi-Family - Low Income | New | Space Heating | Electric Room Heat | 0 | 0.019477 | 0.04063 | 0.062497 | 0.083759 | 0.10502 | 0.12632 | 0.14837 | 0.16896 | 0.19023 | 0.21117 | 0.23292 | 0.25211 | 0.27221 | 0.29212 | 0.31324 | 0.33111 | 0.35036 | 0.36945 | 0.39024 | 0.40709 | 0.42567
WY | Residential | Multi-Family - Low Income | New | Space Heating | Electric Furnace | 0 | 0.014403 | 0.030045 | 0.046215 | 0.061937 | 0.077659 | 0.09341 | 0.10971 | 0.12494 | 0.14067 | 0.15615 | 0.17224 | 0.18643 | 0.20129 | 0.21602 | 0.23163 | 0.24484 | 0.25908 | 0.27319 | 0.28857 | 0.30103 | 0.31477
WY | Residential | Multi-Family - Low Income | New | Space Heating | Air-Source Heat Pump | 0 | 0.00040283 | 0.00082626 | 0.0012641 | 0.0016896 | 0.0021151 | 0.0025415 | 0.0029829 | 0.003395 | 0.0038207 | 0.0042398 | 0.0046752 | 0.0050593 | 0.0054617 | 0.0058602 | 0.0062817 | 0.0066384 | 0.0070228 | 0.007404 | 0.0078194 | 0.0081561 | 0.0085274
WY | Residential | Multi-Family - Low Income | New | Space Heating | Geothermal Heat Pump | 0 | 0 | 0 | 0 | 0 | 0 | 0 | 0 | 0 | 0 | 0 | 0 | 0 | 0 | 0 | 0 | 0 | 0 | 0 | 0 | 0 | 0
WY | Residential | Multi-Family - Low Income | New | Space Heating | Ductless Mini Split Heat Pump | 0 | 0 | 0 | 0 | 0 | 0 | 0 | 0 | 0 | 0 | 0 | 0 | 0 | 0 | 0 | 0 | 0 | 0 | 0 | 0 | 0 | 0
WY | Residential | Multi-Family - Low Income | New | Water Heating | Water Heater (<= 55 Gal) | 0 | 0.046723 | 0.096865 | 0.14735 | 0.19723 | 0.24677 | 0.29621 | 0.34549 | 0.39457 | 0.44332 | 0.49113 | 0.538 | 0.58403 | 0.62935 | 0.67407 | 0.7181 | 0.76158 | 0.80459 | 0.8471 | 0.88903 | 0.93059 | 0.97162
WY | Residential | Multi-Family - Low Income | New | Water Heating | Water Heater (> 55 Gal) | 0 | 0 | 0 | 0 | 0 | 0 | 0 | 0 | 0 | 0 | 0 | 0 | 0 | 0 | 0 | 0 | 0 | 0 | 0 | 0 | 0 | 0
WY | Residential | Multi-Family - Low Income | New | Interior Lighting | General Service Lighting | 0 | 0.0099901 | 0.020038 | 0.025578 | 0.028709 | 0.030874 | 0.033694 | 0.036049 | 0.039198 | 0.043114 | 0.046922 | 0.05073 | 0.05442 | 0.058093 | 0.061359 | 0.064556 | 0.067698 | 0.070793 | 0.073901 | 0.076721 | 0.079553 | 0.082295
WY | Residential | Multi-Family - Low Income | New | Interior Lighting | Linear Lighting | 0 | 0.0030484 | 0.0063442 | 0.0096881 | 0.013005 | 0.016324 | 0.019662 | 0.023016 | 0.026382 | 0.029742 | 0.033065 | 0.036351 | 0.039604 | 0.042834 | 0.046041 | 0.049225 | 0.052396 | 0.055558 | 0.058709 | 0.061843 | 0.06497 | 0.068079
WY | Residential | Multi-Family - Low Income | New | Interior Lighting | Exempted Lighting | 0 | 8.6365e-05 | 0.00017974 | 0.0002627 | 0.00033481 | 0.00039892 | 0.00045032 | 0.00049858 | 0.00054177 | 0.0005802 | 0.0006203 | 0.00066115 | 0.00070354 | 0.00074701 | 0.00079002 | 0.00084173 | 0.00089244 | 0.0009414 | 0.00098897 | 0.0010347 | 0.0010794 | 0.0011229
WY | Residential | Multi-Family - Low Income | New | Exterior Lighting | General Service Lighting | 0 | 0.0013339 | 0.0025951 | 0.0030623 | 0.0032663 | 0.0035544 | 0.0037922 | 0.0041587 | 0.0046882 | 0.0051294 | 0.0055628 | 0.0060215 | 0.0064575 | 0.0068862 | 0.0072406 | 0.0075847 | 0.007921 | 0.0082517 | 0.0085844 | 0.008882 | 0.0091788 | 0.0094498
WY | Residential | Multi-Family - Low Income | New | Appliances | Clothes Washer | 0 | 0.0017302 | 0.0035902 | 0.0054662 | 0.007323 | 0.0091707 | 0.011018 | 0.012862 | 0.014702 | 0.016534 | 0.018333 | 0.0201 | 0.02184 | 0.023556 | 0.025252 | 0.026925 | 0.028581 | 0.030222 | 0.031847 | 0.033453 | 0.035048 | 0.036625
WY | Residential | Multi-Family - Low Income | New | Appliances | Clothes Dryer | 0 | 0.012176 | 0.025249 | 0.038416 | 0.051429 | 0.064361 | 0.077269 | 0.090142 | 0.10297 | 0.11571 | 0.12822 | 0.14048 | 0.15253 | 0.1644 | 0.17612 | 0.18766 | 0.19906 | 0.21035 | 0.22151 | 0.23251 | 0.24343 | 0.25422
WY | Residential | Multi-Family - Low Income | New | Appliances | Dishwasher | 0 | 0.0012482 | 0.0025844 | 0.0039264 | 0.0052487 | 0.0065588 | 0.0078627 | 0.0091591 | 0.010447 | 0.011723 | 0.01297 | 0.01419 | 0.015385 | 0.016558 | 0.017711 | 0.018844 | 0.01996 | 0.02106 | 0.022145 | 0.023211 | 0.024265 | 0.025303
WY | Residential | Multi-Family - Low Income | New | Appliances | Refrigerator | 0 | 0.014585 | 0.030356 | 0.046358 | 0.062292 | 0.078243 | 0.094281 | 0.11039 | 0.12656 | 0.14275 | 0.15876 | 0.17458 | 0.19025 | 0.20581 | 0.22129 | 0.23666 | 0.25196 | 0.26722 | 0.28243 | 0.29756 | 0.31267 | 0.32772
WY | Residential | Multi-Family - Low Income | New | Appliances | Freezer | 0 | 0.0048145 | 0.0098968 | 0.014927 | 0.019811 | 0.024578 | 0.029251 | 0.033829 | 0.038307 | 0.042676 | 0.046877 | 0.050916 | 0.054804 | 0.058557 | 0.062186 | 0.065687 | 0.069074 | 0.072357 | 0.075534 | 0.078601 | 0.081579 | 0.084453
WY | Residential | Multi-Family - Low Income | New | Appliances | Second Refrigerator | 0 | 0.0012602 | 0.0025957 | 0.0039226 | 0.005216 | 0.0064834 | 0.007731 | 0.0089579 | 0.010163 | 0.011344 | 0.012484 | 0.013585 | 0.014651 | 0.015684 | 0.016688 | 0.017661 | 0.018607 | 0.019528 | 0.020425 | 0.021295 | 0.022143 | 0.022967
WY | Residential | Multi-Family - Low Income | New | Appliances | Stove/Oven | 0 | 0.0043273 | 0.0090059 | 0.013753 | 0.018479 | 0.02321 | 0.027968 | 0.032747 | 0.037543 | 0.042345 | 0.047093 | 0.051786 | 0.056434 | 0.06105 | 0.06564 | 0.070198 | 0.074736 | 0.079262 | 0.083772 | 0.088258 | 0.092741 | 0.097204
WY | Residential | Multi-Family - Low Income | New | Appliances | Microwave | 0 | 0.0039103 | 0.008138 | 0.012427 | 0.016698 | 0.020974 | 0.025272 | 0.029591 | 0.033925 | 0.038264 | 0.042555 | 0.046796 | 0.050996 | 0.055166 | 0.059315 | 0.063433 | 0.067534 | 0.071624 | 0.075699 | 0.079753 | 0.083804 | 0.087837
WY | Residential | Multi-Family - Low Income | New | Appliances | Dehumidifier | 0 | 0.00046238 | 0.00096229 | 0.0014695 | 0.0019745 | 0.00248 | 0.0029883 | 0.003499 | 0.0040115 | 0.0045246 | 0.0050319 | 0.0055334 | 0.0060301 | 0.0065232 | 0.0070137 | 0.0075007 | 0.0079856 | 0.0084692 | 0.0089511 | 0.0094304 | 0.0099094 | 0.010386
WY | Residential | Multi-Family - Low Income | New | Appliances | Air Purifier | 0 | 0.00080009 | 0.0016651 | 0.0025428 | 0.0034166 | 0.0042914 | 0.005171 | 0.0060546 | 0.0069415 | 0.0078293 | 0.0087071 | 0.0095749 | 0.010434 | 0.011288 | 0.012136 | 0.012979 | 0.013818 | 0.014655 | 0.015489 | 0.016318 | 0.017147 | 0.017972
WY | Residential | Multi-Family - Low Income | New | Electronics | Personal Computers | 0 | 0.00061464 | 0.0012792 | 0.0019534 | 0.0026247 | 0.0032967 | 0.0039724 | 0.0046512 | 0.0053326 | 0.0060146 | 0.006689 | 0.0073556 | 0.0080158 | 0.0086713 | 0.0093234 | 0.0099708 | 0.010615 | 0.011258 | 0.011899 | 0.012536 | 0.013173 | 0.013807
WY | Residential | Multi-Family - Low Income | New | Electronics | Monitor | 0 | 0.00085953 | 0.0018028 | 0.0027746 | 0.0037572 | 0.0047561 | 0.0057757 | 0.0068155 | 0.007875 | 0.0089516 | 0.010033 | 0.011119 | 0.012212 | 0.013314 | 0.014427 | 0.015549 | 0.016684 | 0.017833 | 0.018995 | 0.020169 | 0.021359 | 0.022561
WY | Residential | Multi-Family - Low Income | New | Electronics | Laptops | 0 | 0.001038 | 0.0021772 | 0.0033508 | 0.0045375 | 0.0057438 | 0.0069752 | 0.008231 | 0.0095105 | 0.010811 | 0.012117 | 0.013429 | 0.014748 | 0.016079 | 0.017423 | 0.018779 | 0.020149 | 0.021536 | 0.02294 | 0.024357 | 0.025795 | 0.027247
WY | Residential | Multi-Family - Low Income | New | Electronics | TVs | 0 | 0.0088804 | 0.018512 | 0.028315 | 0.038107 | 0.047942 | 0.057862 | 0.06786 | 0.077927 | 0.088036 | 0.098066 | 0.10802 | 0.1179 | 0.12775 | 0.13758 | 0.14737 | 0.15715 | 0.16694 | 0.17673 | 0.1865 | 0.19629 | 0.20607
WY | Residential | Multi-Family - Low Income | New | Electronics | Printer/Fax/Copier | 0 | 0.00032421 | 0.00068001 | 0.0010465 | 0.0014172 | 0.001794 | 0.0021785 | 0.0025708 | 0.0029704 | 0.0033765 | 0.0037844 | 0.0041941 | 0.0046063 | 0.0050219 | 0.0054418 | 0.0058651 | 0.0062931 | 0.0067264 | 0.0071647 | 0.0076074 | 0.0080563 | 0.00851
WY | Residential | Multi-Family - Low Income | New | Electronics | Set-top Boxes/DVRs | 0 | 0.00034406 | 0.00071722 | 0.001097 | 0.0014764 | 0.0018575 | 0.0022418 | 0.0026292 | 0.0030192 | 0.0034109 | 0.0037995 | 0.004185 | 0.004568 | 0.0049496 | 0.0053304 | 0.0057098 | 0.0060888 | 0.0064681 | 0.0068472 | 0.0072256 | 0.007605 | 0.0079839
WY | Residential | Multi-Family - Low Income | New | Electronics | Devices and Gadgets | 0 | 0.014761 | 0.03096 | 0.047647 | 0.064523 | 0.081676 | 0.099186 | 0.11704 | 0.13524 | 0.15373 | 0.1723 | 0.19095 | 0.20972 | 0.22864 | 0.24776 | 0.26703 | 0.28652 | 0.30624 | 0.3262 | 0.34635 | 0.36679 | 0.38745
WY | Residential | Multi-Family - Low Income | New | Miscellaneous | Electric Vehicle Chargers | 0 | 0 | 0 | 0 | 0 | 0 | 0 | 0 | 0 | 0 | 0 | 0 | 0 | 0 | 0 | 0 | 0 | 0 | 0 | 0 | 0 | 0
WY | Residential | Multi-Family - Low Income | New | Miscellaneous | Pool Pump | 0 | 0 | 0 | 0 | 0 | 0 | 0 | 0 | 0 | 0 | 0 | 0 | 0 | 0 | 0 | 0 | 0 | 0 | 0 | 0 | 0 | 0
WY | Residential | Multi-Family - Low Income | New | Miscellaneous | Pool Heater | 0 | 0 | 0 | 0 | 0 | 0 | 0 | 0 | 0 | 0 | 0 | 0 | 0 | 0 | 0 | 0 | 0 | 0 | 0 | 0 | 0 | 0
WY | Residential | Multi-Family - Low Income | New | Miscellaneous | Hot Tub/Spa | 0 | 0 | 0 | 0 | 0 | 0 | 0 | 0 | 0 | 0 | 0 | 0 | 0 | 0 | 0 | 0 | 0 | 0 | 0 | 0 | 0 | 0
WY | Residential | Multi-Family - Low Income | New | Miscellaneous | Furnace Fan | 0 | 0.00052046 | 0.0010897 | 0.0016743 | 0.0022634 | 0.0028602 | 0.0034676 | 0.0040851 | 0.0047124 | 0.0053479 | 0.0059843 | 0.0066215 | 0.0072607 | 0.0079034 | 0.0085508 | 0.0092018 | 0.0098581 | 0.010521 | 0.01119 | 0.011863 | 0.012545 | 0.013232
WY | Residential | Multi-Family - Low Income | New | Miscellaneous | Well Pump | 0 | 0 | 0 | 0 | 0 | 0 | 0 | 0 | 0 | 0 | 0 | 0 | 0 | 0 | 0 | 0 | 0 | 0 | 0 | 0 | 0 | 0
WY | Residential | Multi-Family - Low Income | New | Miscellaneous | Bathroom Exhaust Fan | 0 | 0.00020041 | 0.00041708 | 0.00063691 | 0.00085579 | 0.0010749 | 0.0012952 | 0.0015165 | 0.0017387 | 0.0019611 | 0.0021809 | 0.0023983 | 0.0026136 | 0.0028273 | 0.0030399 | 0.003251 | 0.0034611 | 0.0036707 | 0.0038796 | 0.0040874 | 0.004295 | 0.0045017
WY | Residential | Multi-Family - Low Income | New | Miscellaneous | Miscellaneous | 0 | 0.030923 | 0.064067 | 0.097395 | 0.13028 | 0.1629 | 0.1954 | 0.22776 | 0.25995 | 0.29188 | 0.32314 | 0.35375 | 0.38376 | 0.41328 | 0.44236 | 0.47095 | 0.49913 | 0.52698 | 0.55446 | 0.58152 | 0.60831 | 0.63472
WY | Residential | Multi-Family - Low Income | New | Generation | Solar PV | 0 | 0 | 0 | 0 | 0 | 0 | 0 | 0 | 0 | 0 | 0 | 0 | 0 | 0 | 0 | 0 | 0 | 0 | 0 | 0 | 0 | 0
WY | Residential | Manufactured Home - Low Income | Existing | Cooling | Central AC | 0.77577 | 0.7736 | 0.77085 | 0.76461 | 0.76093 | 0.76355 | 0.76605 | 0.76852 | 0.77104 | 0.7737 | 0.77655 | 0.77968 | 0.78314 | 0.787 | 0.79132 | 0.79435 | 0.79787 | 0.80185 | 0.80629 | 0.81119 | 0.81652 | 0.82226
WY | Residential | Manufactured Home - Low Income | Existing | Cooling | Room AC | 0.096492 | 0.095644 | 0.094706 | 0.093739 | 0.092801 | 0.092775 | 0.092855 | 0.093082 | 0.093441 | 0.093917 | 0.094499 | 0.095177 | 0.095939 | 0.096779 | 0.097688 | 0.098439 | 0.099246 | 0.1001 | 0.10101 | 0.10196 | 0.10294 | 0.10396
WY | Residential | Manufactured Home - Low Income | Existing | Cooling | Air-Source Heat Pump | 0.027584 | 0.027687 | 0.02777 | 0.02785 | 0.027928 | 0.02826 | 0.028593 | 0.028928 | 0.029266 | 0.029608 | 0.029954 | 0.030305 | 0.030662 | 0.031025 | 0.031396 | 0.031702 | 0.032018 | 0.032341 | 0.032672 | 0.033011 | 0.033357 | 0.03371
WY | Residential | Manufactured Home - Low Income | Existing | Cooling | Geothermal Heat Pump | 0 | 0 | 0 | 0 | 0 | 0 | 0 | 0 | 0 | 0 | 0 | 0 | 0 | 0 | 0 | 0 | 0 | 0 | 0 | 0 | 0 | 0
WY | Residential | Manufactured Home - Low Income | Existing | Cooling | Evaporative Cooler | 1.0039 | 0.9959 | 0.98776 | 0.97954 | 0.97129 | 0.97181 | 0.97225 | 0.97266 | 0.97308 | 0.97355 | 0.97411 | 0.9748 | 0.97564 | 0.97668 | 0.97789 | 0.97707 | 0.97643 | 0.97594 | 0.9756 | 0.9754 | 0.97531 | 0.97534
WY | Residential | Manufactured Home - Low Income | Existing | Cooling | Ductless Mini Split Heat Pump | 0 | 0 | 0 | 0 | 0 | 0 | 0 | 0 | 0 | 0 | 0 | 0 | 0 | 0 | 0 | 0 | 0 | 0 | 0 | 0 | 0 | 0
WY | Residential | Manufactured Home - Low Income | Existing | Space Heating | Electric Room Heat | 0.59238 | 0.58904 | 0.58559 | 0.58494 | 0.57852 | 0.57261 | 0.56675 | 0.56373 | 0.55529 | 0.54972 | 0.54429 | 0.54166 | 0.53392 | 0.52899 | 0.52423 | 0.52201 | 0.51484 | 0.51035 | 0.50598 | 0.50419 | 0.49757 | 0.49351
WY | Residential | Manufactured Home - Low Income | Existing | Space Heating | Electric Furnace | 3.5479 | 3.5279 | 3.5072 | 3.5033 | 3.4648 | 3.4295 | 3.3944 | 3.3763 | 3.3257 | 3.2924 | 3.2599 | 3.2441 | 3.1977 | 3.1682 | 3.1397 | 3.1264 | 3.0835 | 3.0566 | 3.0304 | 3.0197 | 2.98 | 2.9557
WY | Residential | Manufactured Home - Low Income | Existing | Space Heating | Air-Source Heat Pump | 0.24035 | 0.24009 | 0.23971 | 0.2405 | 0.23893 | 0.23756 | 0.23618 | 0.23596 | 0.23341 | 0.23202 | 0.23061 | 0.23033 | 0.22778 | 0.22636 | 0.22492 | 0.22451 | 0.22193 | 0.22045 | 0.21899 | 0.21861 | 0.2161 | 0.21467
WY | Residential | Manufactured Home - Low Income | Existing | Space Heating | Geothermal Heat Pump | 0 | 0 | 0 | 0 | 0 | 0 | 0 | 0 | 0 | 0 | 0 | 0 | 0 | 0 | 0 | 0 | 0 | 0 | 0 | 0 | 0 | 0
WY | Residential | Manufactured Home - Low Income | Existing | Space Heating | Ductless Mini Split Heat Pump | 0 | 0 | 0 | 0 | 0 | 0 | 0 | 0 | 0 | 0 | 0 | 0 | 0 | 0 | 0 | 0 | 0 | 0 | 0 | 0 | 0 | 0
WY | Residential | Manufactured Home - Low Income | Existing | Water Heating | Water Heater (<= 55 Gal) | 2.8406 | 2.8183 | 2.7963 | 2.7744 | 2.7526 | 2.7311 | 2.7097 | 2.6884 | 2.6674 | 2.6465 | 2.6257 | 2.6052 | 2.5848 | 2.5645 | 2.5444 | 2.5245 | 2.5047 | 2.4851 | 2.4656 | 2.4463 | 2.4271 | 2.4081
WY | Residential | Manufactured Home - Low Income | Existing | Water Heating | Water Heater (> 55 Gal) | 0 | 0 | 0 | 0 | 0 | 0 | 0 | 0 | 0 | 0 | 0 | 0 | 0 | 0 | 0 | 0 | 0 | 0 | 0 | 0 | 0 | 0
WY | Residential | Manufactured Home - Low Income | Existing | Interior Lighting | General Service Lighting | 1.1332 | 1.114 | 1.0875 | 1.0288 | 0.95142 | 0.8635 | 0.7746 | 0.69685 | 0.6333 | 0.58337 | 0.541 | 0.50554 | 0.4751 | 0.44927 | 0.42616 | 0.40593 | 0.38818 | 0.37256 | 0.35905 | 0.346 | 0.33423 | 0.32297
WY | Residential | Manufactured Home - Low Income | Existing | Interior Lighting | Linear Lighting | 0.16163 | 0.16098 | 0.16034 | 0.1597 | 0.15903 | 0.15836 | 0.15769 | 0.15702 | 0.15636 | 0.15567 | 0.15498 | 0.1543 | 0.15362 | 0.15294 | 0.15224 | 0.15155 | 0.15086 | 0.15017 | 0.14948 | 0.1488 | 0.14813 | 0.14747
WY | Residential | Manufactured Home - Low Income | Existing | Interior Lighting | Exempted Lighting | 0.0058087 | 0.0057854 | 0.0057623 | 0.0056953 | 0.0055716 | 0.0053949 | 0.0051429 | 0.0048448 | 0.0044978 | 0.0041342 | 0.003797 | 0.0034996 | 0.0032675 | 0.0030925 | 0.0029701 | 0.0029262 | 0.0029172 | 0.0029261 | 0.0029428 | 0.0029574 | 0.0029671 | 0.0029505
WY | Residential | Manufactured Home - Low Income | Existing | Exterior Lighting | General Service Lighting | 0.30188 | 0.29501 | 0.28442 | 0.25944 | 0.22833 | 0.20282 | 0.18022 | 0.16236 | 0.14946 | 0.13784 | 0.12796 | 0.12004 | 0.11306 | 0.10703 | 0.10135 | 0.096334 | 0.091911 | 0.088012 | 0.084622 | 0.081177 | 0.078016 | 0.074696
WY | Residential | Manufactured Home - Low Income | Existing | Appliances | Clothes Washer | 0.15487 | 0.15379 | 0.15272 | 0.15166 | 0.15061 | 0.14956 | 0.14852 | 0.14749 | 0.14646 | 0.14544 | 0.14443 | 0.14343 | 0.14243 | 0.14144 | 0.14046 | 0.13948 | 0.13851 | 0.13755 | 0.13659 | 0.13564 | 0.1347 | 0.13376
WY | Residential | Manufactured Home - Low Income | Existing | Appliances | Clothes Dryer | 0.88968 | 0.88352 | 0.87747 | 0.87151 | 0.86561 | 0.85974 | 0.85389 | 0.84803 | 0.84216 | 0.83627 | 0.83034 | 0.82438 | 0.81842 | 0.81245 | 0.80648 | 0.80052 | 0.79458 | 0.78866 | 0.78276 | 0.77689 | 0.77105 | 0.76524
WY | Residential | Manufactured Home - Low Income | Existing | Appliances | Dishwasher | 0.062251 | 0.061685 | 0.061124 | 0.060567 | 0.060016 | 0.05947 | 0.058929 | 0.058393 | 0.057862 | 0.057335 | 0.056813 | 0.056297 | 0.055784 | 0.055277 | 0.054774 | 0.054275 | 0.053782 | 0.053292 | 0.052807 | 0.052327 | 0.051851 | 0.051379
WY | Residential | Manufactured Home - Low Income | Existing | Appliances | Refrigerator | 0.86851 | 0.86061 | 0.8525 | 0.84428 | 0.83604 | 0.82787 | 0.81982 | 0.81196 | 0.80436 | 0.79705 | 0.79009 | 0.78352 | 0.7773 | 0.7714 | 0.76578 | 0.76043 | 0.75532 | 0.75042 | 0.74572 | 0.74121 | 0.73685 | 0.73265
WY | Residential | Manufactured Home - Low Income | Existing | Appliances | Freezer | 0.82024 | 0.80692 | 0.79382 | 0.78093 | 0.76824 | 0.75577 | 0.7435 | 0.73142 | 0.71954 | 0.70786 | 0.69636 | 0.68505 | 0.67393 | 0.66299 | 0.65222 | 0.64163 | 0.63121 | 0.62096 | 0.61087 | 0.60095 | 0.59119 | 0.58159
WY | Residential | Manufactured Home - Low Income | Existing | Appliances | Second Refrigerator | 0.37364 | 0.36064 | 0.34749 | 0.33438 | 0.32144 | 0.30882 | 0.29662 | 0.28493 | 0.27384 | 0.26342 | 0.2537 | 0.24474 | 0.23647 | 0.2288 | 0.22169 | 0.21508 | 0.20893 | 0.20318 | 0.19779 | 0.19275 | 0.188 | 0.18353
WY | Residential | Manufactured Home - Low Income | Existing | Appliances | Stove/Oven | 0.11242 | 0.1119 | 0.11137 | 0.11083 | 0.11028 | 0.10974 | 0.1092 | 0.10866 | 0.10813 | 0.10761 | 0.10709 | 0.10659 | 0.1061 | 0.10562 | 0.10515 | 0.10469 | 0.10424 | 0.1038 | 0.10336 | 0.10293 | 0.10251 | 0.10209
WY | Residential | Manufactured Home - Low Income | Existing | Appliances | Microwave | 0.16019 | 0.15955 | 0.15891 | 0.15827 | 0.15764 | 0.15701 | 0.15638 | 0.15576 | 0.15513 | 0.15451 | 0.1539 | 0.15328 | 0.15267 | 0.15206 | 0.15145 | 0.15084 | 0.15024 | 0.14964 | 0.14904 | 0.14844 | 0.14785 | 0.14726
WY | Residential | Manufactured Home - Low Income | Existing | Appliances | Dehumidifier | 0.012507 | 0.01233 | 0.012133 | 0.011926 | 0.011716 | 0.011509 | 0.011309 | 0.011121 | 0.010948 | 0.010792 | 0.010657 | 0.010537 | 0.010431 | 0.010336 | 0.010251 | 0.010173 | 0.010102 | 0.010037 | 0.0099756 | 0.0099183 | 0.0098643 | 0.0098129
WY | Residential | Manufactured Home - Low Income | Existing | Appliances | Air Purifier | 0.035811 | 0.035668 | 0.035525 | 0.035383 | 0.035241 | 0.0351 | 0.03496 | 0.03482 | 0.034681 | 0.034542 | 0.034404 | 0.034266 | 0.034129 | 0.033993 | 0.033857 | 0.033721 | 0.033587 | 0.033452 | 0.033318 | 0.033185 | 0.033052 | 0.03292
WY | Residential | Manufactured Home - Low Income | Existing | Electronics | Personal Computers | 0.13681 | 0.13124 | 0.12489 | 0.11839 | 0.11223 | 0.10681 | 0.10241 | 0.098845 | 0.095931 | 0.093541 | 0.091568 | 0.089928 | 0.088553 | 0.08739 | 0.086396 | 0.085537 | 0.084786 | 0.084121 | 0.083525 | 0.082984 | 0.082487 | 0.082025
WY | Residential | Manufactured Home - Low Income | Existing | Electronics | Monitor | 0.12991 | 0.12395 | 0.11703 | 0.10988 | 0.10309 | 0.097125 | 0.092341 | 0.088506 | 0.085429 | 0.082959 | 0.080972 | 0.079373 | 0.078083 | 0.077041 | 0.076197 | 0.075511 | 0.074951 | 0.074493 | 0.074115 | 0.073802 | 0.073541 | 0.07332
WY | Residential | Manufactured Home - Low Income | Existing | Electronics | Laptops | 0.11579 | 0.11242 | 0.10905 | 0.10634 | 0.10416 | 0.10241 | 0.10099 | 0.099841 | 0.098909 | 0.098148 | 0.097526 | 0.097014 | 0.09659 | 0.096236 | 0.095939 | 0.095687 | 0.095471 | 0.095283 | 0.095119 | 0.094973 | 0.094842 | 0.094723
WY | Residential | Manufactured Home - Low Income | Existing | Electronics | TVs | 0.33981 | 0.44979 | 0.55556 | 0.6487 | 0.72254 | 0.78099 | 0.82715 | 0.8635 | 0.89203 | 0.91432 | 0.93162 | 0.94496 | 0.95511 | 0.96275 | 0.96836 | 0.97236 | 0.97508 | 0.97678 | 0.97766 | 0.97789 | 0.97761 | 0.97691
WY | Residential | Manufactured Home - Low Income | Existing | Electronics | Printer/Fax/Copier | 0.042782 | 0.041804 | 0.040702 | 0.039605 | 0.038619 | 0.037824 | 0.037184 | 0.036667 | 0.036248 | 0.035908 | 0.035631 | 0.035405 | 0.035218 | 0.035063 | 0.034935 | 0.034826 | 0.034735 | 0.034656 | 0.034588 | 0.034528 | 0.034475 | 0.034427
WY | Residential | Manufactured Home - Low Income | Existing | Electronics | Set-top Boxes/DVRs | 0.070267 | 0.069446 | 0.068523 | 0.067577 | 0.066674 | 0.065864 | 0.065188 | 0.064618 | 0.064133 | 0.063716 | 0.063353 | 0.063034 | 0.06275 | 0.062493 | 0.062259 | 0.062043 | 0.06184 | 0.06165 | 0.061468 | 0.061294 | 0.061126 | 0.060963
WY | Residential | Manufactured Home - Low Income | Existing | Electronics | Devices and Gadgets | 0.99619 | 0.99543 | 0.99466 | 0.9939 | 0.99314 | 0.99238 | 0.99162 | 0.99086 | 0.9901 | 0.98934 | 0.98858 | 0.98783 | 0.98707 | 0.98631 | 0.98556 | 0.9848 | 0.98405 | 0.98329 | 0.98254 | 0.98179 | 0.98103 | 0.98028
WY | Residential | Manufactured Home - Low Income | Existing | Miscellaneous | Electric Vehicle Chargers | 0 | 0 | 0 | 0 | 0 | 0 | 0 | 0 | 0 | 0 | 0 | 0 | 0 | 0 | 0 | 0 | 0 | 0 | 0 | 0 | 0 | 0
WY | Residential | Manufactured Home - Low Income | Existing | Miscellaneous | Pool Pump | 0 | 0 | 0 | 0 | 0 | 0 | 0 | 0 | 0 | 0 | 0 | 0 | 0 | 0 | 0 | 0 | 0 | 0 | 0 | 0 | 0 | 0
WY | Residential | Manufactured Home - Low Income | Existing | Miscellaneous | Pool Heater | 0 | 0 | 0 | 0 | 0 | 0 | 0 | 0 | 0 | 0 | 0 | 0 | 0 | 0 | 0 | 0 | 0 | 0 | 0 | 0 | 0 | 0
WY | Residential | Manufactured Home - Low Income | Existing | Miscellaneous | Hot Tub/Spa | 0.1802 | 0.18662 | 0.19449 | 0.1973 | 0.19958 | 0.20102 | 0.20138 | 0.20048 | 0.19817 | 0.19435 | 0.19043 | 0.18622 | 0.18273 | 0.17981 | 0.17735 | 0.17431 | 0.17148 | 0.1703 | 0.16923 | 0.16824 | 0.16732 | 0.16645
WY | Residential | Manufactured Home - Low Income | Existing | Miscellaneous | Furnace Fan | 0.11943 | 0.11927 | 0.11905 | 0.1188 | 0.11852 | 0.11823 | 0.11794 | 0.11765 | 0.11739 | 0.11715 | 0.11693 | 0.11676 | 0.11663 | 0.11655 | 0.11651 | 0.11654 | 0.11661 | 0.11673 | 0.11688 | 0.11707 | 0.1173 | 0.11755
WY | Residential | Manufactured Home - Low Income | Existing | Miscellaneous | Well Pump | 0.024548 | 0.02445 | 0.024352 | 0.024254 | 0.024157 | 0.024061 | 0.023965 | 0.023869 | 0.023773 | 0.023678 | 0.023583 | 0.023489 | 0.023395 | 0.023301 | 0.023208 | 0.023115 | 0.023023 | 0.022931 | 0.022839 | 0.022748 | 0.022657 | 0.022566
WY | Residential | Manufactured Home - Low Income | Existing | Miscellaneous | Bathroom Exhaust Fan | 0.012857 | 0.012806 | 0.012755 | 0.012704 | 0.012653 | 0.012602 | 0.012552 | 0.012502 | 0.012452 | 0.012402 | 0.012352 | 0.012303 | 0.012253 | 0.012204 | 0.012156 | 0.012107 | 0.012059 | 0.01201 | 0.011962 | 0.011914 | 0.011867 | 0.011819
WY | Residential | Manufactured Home - Low Income | Existing | Miscellaneous | Miscellaneous | 0.56818 | 0.56336 | 0.55858 | 0.55384 | 0.54915 | 0.54449 | 0.53987 | 0.53529 | 0.53075 | 0.52625 | 0.52179 | 0.51736 | 0.51297 | 0.50862 | 0.50431 | 0.50003 | 0.49579 | 0.49159 | 0.48742 | 0.48328 | 0.47918 | 0.47512
WY | Residential | Manufactured Home - Low Income | Existing | Generation | Solar PV | -0.0081485 | -0.011845 | -0.012937 | -0.014316 | -0.015803 | -0.017648 | -0.019671 | -0.022213 | -0.024956 | -0.028039 | -0.03198 | -0.035957 | -0.039819 | -0.043435 | -0.047054 | -0.050663 | -0.054261 | -0.057853 | -0.061433 | -0.065006 | -0.068574 | -0.072136
WY | Residential | Manufactured Home - Low Income | New | Cooling | Central AC | 0 | 0.0056067 | 0.011648 | 0.016831 | 0.023033 | 0.029481 | 0.036198 | 0.043186 | 0.050446 | 0.057967 | 0.065674 | 0.073566 | 0.081659 | 0.089972 | 0.098522 | 0.10702 | 0.11571 | 0.12461 | 0.13374 | 0.14308 | 0.15269 | 0.16254
WY | Residential | Manufactured Home - Low Income | New | Cooling | Room AC | 0 | 0.00067215 | 0.0014128 | 0.002179 | 0.002957 | 0.0037852 | 0.004648 | 0.0055455 | 0.006478 | 0.007444 | 0.0084338 | 0.0094476 | 0.010487 | 0.011555 | 0.012653 | 0.013749 | 0.014873 | 0.016027 | 0.01721 | 0.018421 | 0.019664 | 0.020938
WY | Residential | Manufactured Home - Low Income | New | Cooling | Air-Source Heat Pump | 0 | 0.00022767 | 0.00047029 | 0.00072126 | 0.00097612 | 0.0012475 | 0.0015302 | 0.0018243 | 0.0021298 | 0.0024463 | 0.0027706 | 0.0031028 | 0.0034433 | 0.0037932 | 0.004153 | 0.0045115 | 0.004879 | 0.0052563 | 0.0056433 | 0.0060395 | 0.0064465 | 0.0068633
WY | Residential | Manufactured Home - Low Income | New | Cooling | Geothermal Heat Pump | 0 | 0 | 0 | 0 | 0 | 0 | 0 | 0 | 0 | 0 | 0 | 0 | 0 | 0 | 0 | 0 | 0 | 0 | 0 | 0 | 0 | 0
WY | Residential | Manufactured Home - Low Income | New | Cooling | Evaporative Cooler | 0 | 0.0076193 | 0.015857 | 0.024215 | 0.032537 | 0.041239 | 0.050139 | 0.05923 | 0.068507 | 0.077947 | 0.08744 | 0.096984 | 0.10659 | 0.11629 | 0.12608 | 0.13565 | 0.14529 | 0.15502 | 0.16482 | 0.17467 | 0.18463 | 0.19465
WY | Residential | Manufactured Home - Low Income | New | Cooling | Ductless Mini Split Heat Pump | 0 | 0 | 0 | 0 | 0 | 0 | 0 | 0 | 0 | 0 | 0 | 0 | 0 | 0 | 0 | 0 | 0 | 0 | 0 | 0 | 0 | 0
WY | Residential | Manufactured Home - Low Income | New | Space Heating | Electric Room Heat | 0 | 0.0045065 | 0.0094008 | 0.01446 | 0.01938 | 0.024299 | 0.029227 | 0.034328 | 0.039094 | 0.044013 | 0.048858 | 0.053891 | 0.058332 | 0.062983 | 0.067589 | 0.072474 | 0.076609 | 0.081064 | 0.085479 | 0.09029 | 0.09419 | 0.098489
WY | Residential | Manufactured Home - Low Income | New | Space Heating | Electric Furnace | 0 | 0.02699 | 0.056303 | 0.086605 | 0.11607 | 0.14553 | 0.17505 | 0.2056 | 0.23414 | 0.2636 | 0.29262 | 0.32276 | 0.34936 | 0.37721 | 0.4048 | 0.43406 | 0.45883 | 0.48551 | 0.51195 | 0.54076 | 0.56412 | 0.58987
WY | Residential | Manufactured Home - Low Income | New | Space Heating | Air-Source Heat Pump | 0 | 0.0020814 | 0.0042657 | 0.0065242 | 0.0087194 | 0.010915 | 0.013114 | 0.015391 | 0.017517 | 0.019712 | 0.021874 | 0.02412 | 0.026102 | 0.028177 | 0.030233 | 0.032407 | 0.034247 | 0.036229 | 0.038195 | 0.040338 | 0.042075 | 0.04399
WY | Residential | Manufactured Home - Low Income | New | Space Heating | Geothermal Heat Pump | 0 | 0 | 0 | 0 | 0 | 0 | 0 | 0 | 0 | 0 | 0 | 0 | 0 | 0 | 0 | 0 | 0 | 0 | 0 | 0 | 0 | 0
WY | Residential | Manufactured Home - Low Income | New | Space Heating | Ductless Mini Split Heat Pump | 0 | 0 | 0 | 0 | 0 | 0 | 0 | 0 | 0 | 0 | 0 | 0 | 0 | 0 | 0 | 0 | 0 | 0 | 0 | 0 | 0 | 0
WY | Residential | Manufactured Home - Low Income | New | Water Heating | Water Heater (<= 55 Gal) | 0 | 0.024867 | 0.051554 | 0.078424 | 0.10497 | 0.13134 | 0.15765 | 0.18388 | 0.21 | 0.23595 | 0.26139 | 0.28633 | 0.31083 | 0.33496 | 0.35876 | 0.38219 | 0.40533 | 0.42822 | 0.45085 | 0.47316 | 0.49528 | 0.51712
WY | Residential | Manufactured Home - Low Income | New | Water Heating | Water Heater (> 55 Gal) | 0 | 0 | 0 | 0 | 0 | 0 | 0 | 0 | 0 | 0 | 0 | 0 | 0 | 0 | 0 | 0 | 0 | 0 | 0 | 0 | 0 | 0
WY | Residential | Manufactured Home - Low Income | New | Interior Lighting | General Service Lighting | 0 | 0.0099297 | 0.019917 | 0.025423 | 0.028536 | 0.030688 | 0.03349 | 0.035831 | 0.038961 | 0.042854 | 0.046638 | 0.050424 | 0.054091 | 0.057742 | 0.060988 | 0.064166 | 0.067289 | 0.070365 | 0.073455 | 0.076258 | 0.079072 | 0.081798
WY | Residential | Manufactured Home - Low Income | New | Interior Lighting | Linear Lighting | 0 | 0.0018465 | 0.0038429 | 0.0058684 | 0.0078742 | 0.0098821 | 0.011901 | 0.013929 | 0.015965 | 0.017996 | 0.020003 | 0.021988 | 0.023954 | 0.025906 | 0.027842 | 0.029765 | 0.031679 | 0.033588 | 0.035491 | 0.037383 | 0.03927 | 0.041145
WY | Residential | Manufactured Home - Low Income | New | Interior Lighting | Exempted Lighting | 0 | 6.6361e-05 | 0.00013811 | 0.00020209 | 0.00025801 | 0.00030791 | 0.00034851 | 0.00038689 | 0.00042149 | 0.00045268 | 0.00048487 | 0.00051735 | 0.00055079 | 0.00058487 | 0.00061853 | 0.00065852 | 0.00069778 | 0.00073589 | 0.0007731 | 0.00080904 | 0.00084437 | 0.00087889
WY | Residential | Manufactured Home - Low Income | New | Exterior Lighting | General Service Lighting | 0 | 0.0026693 | 0.0051933 | 0.0061281 | 0.0065364 | 0.0071129 | 0.0075887 | 0.0083222 | 0.0093817 | 0.010265 | 0.011132 | 0.01205 | 0.012922 | 0.01378 | 0.01449 | 0.015178 | 0.015851 | 0.016513 | 0.017179 | 0.017774 | 0.018368 | 0.01891
WY | Residential | Manufactured Home - Low Income | New | Appliances | Clothes Washer | 0 | 0.001357 | 0.0028157 | 0.004287 | 0.0057433 | 0.0071924 | 0.0086408 | 0.010087 | 0.011531 | 0.012967 | 0.014378 | 0.015764 | 0.017128 | 0.018474 | 0.019804 | 0.021117 | 0.022415 | 0.023702 | 0.024977 | 0.026236 | 0.027487 | 0.028725
WY | Residential | Manufactured Home - Low Income | New | Appliances | Clothes Dryer | 0 | 0.0078756 | 0.016331 | 0.024847 | 0.033264 | 0.041628 | 0.049977 | 0.058304 | 0.0666 | 0.074844 | 0.082932 | 0.090864 | 0.098658 | 0.10634 | 0.11391 | 0.12138 | 0.12875 | 0.13605 | 0.14327 | 0.15039 | 0.15745 | 0.16443
WY | Residential | Manufactured Home - Low Income | New | Appliances | Dishwasher | 0 | 0.00054427 | 0.0011269 | 0.0017121 | 0.0022887 | 0.0028599 | 0.0034285 | 0.0039938 | 0.0045554 | 0.0051117 | 0.0056557 | 0.0061876 | 0.0067084 | 0.0072199 | 0.007723 | 0.008217 | 0.0087034 | 0.0091832 | 0.0096561 | 0.010121 | 0.010581 | 0.011033
WY | Residential | Manufactured Home - Low Income | New | Appliances | Refrigerator | 0 | 0.006881 | 0.014322 | 0.021871 | 0.029389 | 0.036915 | 0.044481 | 0.052083 | 0.059712 | 0.06735 | 0.074901 | 0.082367 | 0.08976 | 0.097101 | 0.1044 | 0.11165 | 0.11887 | 0.12607 | 0.13325 | 0.14039 | 0.14752 | 0.15462
WY | Residential | Manufactured Home - Low Income | New | Appliances | Freezer | 0 | 0.0071199 | 0.014636 | 0.022075 | 0.029297 | 0.036346 | 0.043257 | 0.050027 | 0.05665 | 0.06311 | 0.069323 | 0.075296 | 0.081045 | 0.086596 | 0.091963 | 0.09714 | 0.10215 | 0.107 | 0.1117 | 0.11624 | 0.12064 | 0.12489
WY | Residential | Manufactured Home - Low Income | New | Appliances | Second Refrigerator | 0 | 0.0019537 | 0.0040241 | 0.0060813 | 0.0080864 | 0.010051 | 0.011985 | 0.013888 | 0.015756 | 0.017586 | 0.019354 | 0.021062 | 0.022713 | 0.024315 | 0.025871 | 0.02738 | 0.028846 | 0.030275 | 0.031665 | 0.033013 | 0.034329 | 0.035607
WY | Residential | Manufactured Home - Low Income | New | Appliances | Stove/Oven | 0 | 0.00097559 | 0.0020304 | 0.0031005 | 0.0041661 | 0.0052327 | 0.0063052 | 0.0073827 | 0.0084641 | 0.0095466 | 0.010617 | 0.011675 | 0.012723 | 0.013764 | 0.014798 | 0.015826 | 0.016849 | 0.017869 | 0.018886 | 0.019898 | 0.020908 | 0.021914
WY | Residential | Manufactured Home - Low Income | New | Appliances | Microwave | 0 | 0.0014078 | 0.0029298 | 0.004474 | 0.0060116 | 0.0075507 | 0.0090983 | 0.010653 | 0.012214 | 0.013776 | 0.01532 | 0.016847 | 0.018359 | 0.01986 | 0.021354 | 0.022837 | 0.024313 | 0.025785 | 0.027253 | 0.028712 | 0.03017 | 0.031622
WY | Residential | Manufactured Home - Low Income | New | Appliances | Dehumidifier | 0 | 9.3238e-05 | 0.00019404 | 0.00029632 | 0.00039816 | 0.0005001 | 0.0006026 | 0.00070557 | 0.00080892 | 0.00091238 | 0.0010147 | 0.0011158 | 0.001216 | 0.0013154 | 0.0014143 | 0.0015125 | 0.0016103 | 0.0017078 | 0.001805 | 0.0019016 | 0.0019982 | 0.0020944
WY | Residential | Manufactured Home - Low Income | New | Appliances | Air Purifier | 0 | 0.00031471 | 0.00065497 | 0.0010002 | 0.0013439 | 0.001688 | 0.002034 | 0.0023815 | 0.0027304 | 0.0030796 | 0.0034249 | 0.0037662 | 0.0041043 | 0.0044399 | 0.0047738 | 0.0051052 | 0.0054353 | 0.0057644 | 0.0060924 | 0.0064187 | 0.0067447 | 0.0070693
WY | Residential | Manufactured Home - Low Income | New | Electronics | Personal Computers | 0 | 0.00077912 | 0.0016215 | 0.0024761 | 0.0033271 | 0.0041789 | 0.0050355 | 0.0058959 | 0.0067596 | 0.0076241 | 0.0084789 | 0.009324 | 0.010161 | 0.010992 | 0.011818 | 0.012639 | 0.013456 | 0.014271 | 0.015083 | 0.015891 | 0.016698 | 0.017501
WY | Residential | Manufactured Home - Low Income | New | Electronics | Monitor | 0 | 0.00065106 | 0.0013594 | 0.0020826 | 0.0028074 | 0.0035376 | 0.0042765 | 0.0050236 | 0.0057781 | 0.0065383 | 0.007295 | 0.0080481 | 0.0087989 | 0.0095494 | 0.010301 | 0.011052 | 0.011804 | 0.01256 | 0.013318 | 0.014077 | 0.01484 | 0.015604
WY | Residential | Manufactured Home - Low Income | New | Electronics | Laptops | 0 | 0.00084702 | 0.0017685 | 0.0027094 | 0.0036524 | 0.0046024 | 0.0055637 | 0.0065356 | 0.0075173 | 0.0085063 | 0.0094907 | 0.01047 | 0.011447 | 0.012424 | 0.013401 | 0.014378 | 0.015357 | 0.01634 | 0.017326 | 0.018313 | 0.019306 | 0.020301
WY | Residential | Manufactured Home - Low Income | New | Electronics | TVs | 0 | 0.0091008 | 0.018971 | 0.029017 | 0.039053 | 0.049132 | 0.059298 | 0.069544 | 0.079861 | 0.090221 | 0.1005 | 0.1107 | 0.12083 | 0.13092 | 0.14099 | 0.15103 | 0.16105 | 0.17109 | 0.18112 | 0.19112 | 0.20116 | 0.21118
WY | Residential | Manufactured Home - Low Income | New | Electronics | Printer/Fax/Copier | 0 | 0.0003077 | 0.00064245 | 0.00098425 | 0.0013268 | 0.0016719 | 0.0020211 | 0.0023742 | 0.0027308 | 0.0030901 | 0.0034477 | 0.0038036 | 0.0041585 | 0.0045131 | 0.0048683 | 0.0052232 | 0.0055789 | 0.005936 | 0.0062941 | 0.0066527 | 0.0070133 | 0.0073747
WY | Residential | Manufactured Home - Low Income | New | Electronics | Set-top Boxes/DVRs | 0 | 0.00056351 | 0.0011747 | 0.0017967 | 0.0024181 | 0.0030422 | 0.0036717 | 0.0043061 | 0.0049449 | 0.0055864 | 0.0062228 | 0.0068541 | 0.0074815 | 0.0081064 | 0.0087302 | 0.0093516 | 0.0099723 | 0.010593 | 0.011214 | 0.011834 | 0.012455 | 0.013076
WY | Residential | Manufactured Home - Low Income | New | Electronics | Devices and Gadgets | 0 | 0.008783 | 0.018338 | 0.028095 | 0.037873 | 0.047724 | 0.057692 | 0.06777 | 0.077949 | 0.088205 | 0.098412 | 0.10857 | 0.1187 | 0.12883 | 0.13896 | 0.14909 | 0.15925 | 0.16944 | 0.17966 | 0.1899 | 0.20019 | 0.21051
WY | Residential | Manufactured Home - Low Income | New | Miscellaneous | Electric Vehicle Chargers | 0 | 0 | 0 | 0 | 0 | 0 | 0 | 0 | 0 | 0 | 0 | 0 | 0 | 0 | 0 | 0 | 0 | 0 | 0 | 0 | 0 | 0
WY | Residential | Manufactured Home - Low Income | New | Miscellaneous | Pool Pump | 0 | 0 | 0 | 0 | 0 | 0 | 0 | 0 | 0 | 0 | 0 | 0 | 0 | 0 | 0 | 0 | 0 | 0 | 0 | 0 | 0 | 0
WY | Residential | Manufactured Home - Low Income | New | Miscellaneous | Pool Heater | 0 | 0 | 0 | 0 | 0 | 0 | 0 | 0 | 0 | 0 | 0 | 0 | 0 | 0 | 0 | 0 | 0 | 0 | 0 | 0 | 0 | 0
WY | Residential | Manufactured Home - Low Income | New | Miscellaneous | Hot Tub/Spa | 0 | 0.0024171 | 0.0050304 | 0.0067676 | 0.0084972 | 0.010229 | 0.01197 | 0.013719 | 0.015474 | 0.017231 | 0.018802 | 0.020206 | 0.021656 | 0.023145 | 0.024664 | 0.025985 | 0.027351 | 0.029007 | 0.030658 | 0.032299 | 0.03394 | 0.035573
WY | Residential | Manufactured Home - Low Income | New | Miscellaneous | Furnace Fan | 0 | 0.00094669 | 0.0019856 | 0.0030558 | 0.004138 | 0.0052381 | 0.0063612 | 0.0075067 | 0.0086739 | 0.0098603 | 0.011052 | 0.01225 | 0.013455 | 0.01467 | 0.015898 | 0.017137 | 0.01839 | 0.019659 | 0.020943 | 0.022241 | 0.023558 | 0.024889
WY | Residential | Manufactured Home - Low Income | New | Miscellaneous | Well Pump | 0 | 0.00021573 | 0.00044897 | 0.00068561 | 0.00092123 | 0.0011571 | 0.0013943 | 0.0016325 | 0.0018716 | 0.002111 | 0.0023477 | 0.0025817 | 0.0028134 | 0.0030435 | 0.0032723 | 0.0034996 | 0.0037258 | 0.0039514 | 0.0041763 | 0.0043999 | 0.0046234 | 0.0048459
WY | Residential | Manufactured Home - Low Income | New | Miscellaneous | Bathroom Exhaust Fan | 0 | 0.00011299 | 0.00023515 | 0.0003591 | 0.0004825 | 0.00060604 | 0.00073026 | 0.00085504 | 0.00098029 | 0.0011057 | 0.0012296 | 0.0013522 | 0.0014736 | 0.0015941 | 0.0017139 | 0.0018329 | 0.0019514 | 0.0020696 | 0.0021874 | 0.0023045 | 0.0024216 | 0.0025381
WY | Residential | Manufactured Home - Low Income | New | Miscellaneous | Miscellaneous | 0 | 0.0049707 | 0.010298 | 0.015656 | 0.020941 | 0.026185 | 0.03141 | 0.036611 | 0.041785 | 0.046918 | 0.051943 | 0.056863 | 0.061688 | 0.066433 | 0.071107 | 0.075702 | 0.080233 | 0.084709 | 0.089127 | 0.093477 | 0.097783 | 0.10203
WY | Residential | Manufactured Home - Low Income | New | Generation | Solar PV | 0 | -0.00010451 | -0.00023852 | -0.00040469 | -0.00060264 | -0.00084868 | -0.0011445 | -0.0015193 | -0.0019648 | -0.0024998 | -0.0031835 | -0.003952 | -0.0047885 | -0.0056732 | -0.0066346 | -0.00767 | -0.0087809 | -0.0099692 | -0.011233 | -0.012574 | -0.013993 | -0.015491
WY | Residential | Single Family - Reg. Income | Existing | Cooling | Central AC | 10.0472 | 10.0381 | 10.0217 | 9.9586 | 9.9305 | 9.9848 | 10.0383 | 10.0921 | 10.1474 | 10.205 | 10.266 | 10.3313 | 10.4017 | 10.4781 | 10.5613 | 10.6278 | 10.7012 | 10.7813 | 10.8679 | 10.9613 | 11.061 | 11.1666
WY | Residential | Single Family - Reg. Income | Existing | Cooling | Room AC | 0.87071 | 0.86473 | 0.85794 | 0.85092 | 0.84419 | 0.8458 | 0.84842 | 0.85244 | 0.85772 | 0.86413 | 0.87157 | 0.87993 | 0.88913 | 0.89909 | 0.90976 | 0.919 | 0.92881 | 0.93915 | 0.94996 | 0.96122 | 0.97288 | 0.98493
WY | Residential | Single Family - Reg. Income | Existing | Cooling | Air-Source Heat Pump | 0.31394 | 0.31584 | 0.31751 | 0.31916 | 0.32079 | 0.32535 | 0.32996 | 0.33461 | 0.33932 | 0.3441 | 0.34896 | 0.3539 | 0.35893 | 0.36406 | 0.3693 | 0.37381 | 0.37845 | 0.3832 | 0.38807 | 0.39305 | 0.39814 | 0.40333
WY | Residential | Single Family - Reg. Income | Existing | Cooling | Geothermal Heat Pump | 0.21175 | 0.21109 | 0.21031 | 0.20946 | 0.20856 | 0.20954 | 0.21054 | 0.21157 | 0.21267 | 0.21385 | 0.21516 | 0.2166 | 0.21821 | 0.22 | 0.22201 | 0.22373 | 0.2257 | 0.2278 | 0.23002 | 0.23236 | 0.2348 | 0.23735
WY | Residential | Single Family - Reg. Income | Existing | Cooling | Evaporative Cooler | 3.1874 | 3.1696 | 3.1513 | 3.1326 | 3.1137 | 3.1229 | 3.1318 | 3.1407 | 3.1496 | 3.1587 | 3.1682 | 3.178 | 3.1885 | 3.1995 | 3.2112 | 3.2163 | 3.2219 | 3.2281 | 3.2347 | 3.2418 | 3.2493 | 3.2573
WY | Residential | Single Family - Reg. Income | Existing | Cooling | Ductless Mini Split Heat Pump | 0.20445 | 0.2046 | 0.20475 | 0.2049 | 0.20506 | 0.20707 | 0.20909 | 0.21111 | 0.21314 | 0.21516 | 0.21719 | 0.21923 | 0.22126 | 0.2233 | 0.22534 | 0.22688 | 0.22841 | 0.22995 | 0.2315 | 0.23304 | 0.23459 | 0.23613
WY | Residential | Single Family - Reg. Income | Existing | Space Heating | Electric Room Heat | 41.1329 | 40.9968 | 40.8526 | 40.9035 | 40.5499 | 40.2308 | 39.9139 | 39.7956 | 39.2932 | 38.9926 | 38.7003 | 38.6058 | 38.145 | 37.8842 | 37.6339 | 37.5649 | 37.1385 | 36.9034 | 36.6759 | 36.6346 | 36.2409 | 36.0324
WY | Residential | Single Family - Reg. Income | Existing | Space Heating | Electric Furnace | 21.593 | 21.5216 | 21.4459 | 21.4726 | 21.287 | 21.1195 | 20.9531 | 20.891 | 20.6273 | 20.4695 | 20.316 | 20.2664 | 20.0246 | 19.8876 | 19.7562 | 19.72 | 19.4962 | 19.3728 | 19.2533 | 19.2316 | 19.025 | 18.9155
WY | Residential | Single Family - Reg. Income | Existing | Space Heating | Air-Source Heat Pump | 5.3805 | 5.3877 | 5.392 | 5.4229 | 5.4004 | 5.3823 | 5.364 | 5.3717 | 5.3266 | 5.3075 | 5.2882 | 5.2943 | 5.2484 | 5.2281 | 5.2074 | 5.2105 | 5.163 | 5.141 | 5.1192 | 5.1227 | 5.0761 | 5.0547
WY | Residential | Single Family - Reg. Income | Existing | Space Heating | Geothermal Heat Pump | 1.4004 | 1.3901 | 1.379 | 1.3742 | 1.3556 | 1.3382 | 1.3209 | 1.3103 | 1.2873 | 1.2712 | 1.2559 | 1.2473 | 1.2274 | 1.2145 | 1.2026 | 1.1972 | 1.1811 | 1.1715 | 1.1623 | 1.1593 | 1.1453 | 1.1374
WY | Residential | Single Family - Reg. Income | Existing | Space Heating | Ductless Mini Split Heat Pump | 3.6192 | 3.6219 | 3.6245 | 3.6451 | 3.6299 | 3.6177 | 3.6055 | 3.611 | 3.5811 | 3.5689 | 3.5566 | 3.5617 | 3.532 | 3.5197 | 3.5074 | 3.511 | 3.4804 | 3.4669 | 3.4534 | 3.4568 | 3.4263 | 3.4128
WY | Residential | Single Family - Reg. Income | Existing | Water Heating | Water Heater (<= 55 Gal) | 17.2845 | 17.1904 | 17.0968 | 17.0038 | 16.9112 | 16.8191 | 16.7276 | 16.6365 | 16.546 | 16.4559 | 16.3663 | 16.2772 | 16.1886 | 16.1005 | 16.0128 | 15.9257 | 15.839 | 15.7528 | 15.667 | 15.5817 | 15.4969 | 15.4126
WY | Residential | Single Family - Reg. Income | Existing | Water Heating | Water Heater (> 55 Gal) | 1.1205 | 1.0807 | 1.037 | 0.99092 | 0.94405 | 0.89756 | 0.85246 | 0.80957 | 0.76961 | 0.73316 | 0.70069 | 0.6726 | 0.64824 | 0.62707 | 0.60862 | 0.59248 | 0.57833 | 0.56586 | 0.55484 | 0.54505 | 0.53631 | 0.52847
WY | Residential | Single Family - Reg. Income | Existing | Interior Lighting | General Service Lighting | 28.896 | 28.4404 | 27.7885 | 26.3216 | 24.3745 | 22.1479 | 19.8812 | 17.899 | 16.2779 | 15.0036 | 13.9236 | 13.021 | 12.2476 | 11.5933 | 11.0093 | 10.5001 | 10.055 | 9.6648 | 9.329 | 9.0054 | 8.7147 | 8.4371
WY | Residential | Single Family - Reg. Income | Existing | Interior Lighting | Linear Lighting | 4.7681 | 4.7605 | 4.7528 | 4.7452 | 4.7358 | 4.7263 | 4.7166 | 4.7069 | 4.697 | 4.6857 | 4.6743 | 4.6628 | 4.6513 | 4.6398 | 4.6271 | 4.6145 | 4.6018 | 4.5891 | 4.5765 | 4.5638 | 4.5519 | 4.5403
WY | Residential | Single Family - Reg. Income | Existing | Interior Lighting | Exempted Lighting | 0.19128 | 0.19098 | 0.19067 | 0.18868 | 0.18443 | 0.17817 | 0.16913 | 0.1585 | 0.14624 | 0.13357 | 0.12217 | 0.11248 | 0.10533 | 0.10034 | 0.097141 | 0.096646 | 0.09718 | 0.097992 | 0.098801 | 0.099293 | 0.099425 | 0.098527
WY | Residential | Single Family - Reg. Income | Existing | Exterior Lighting | General Service Lighting | 7.9327 | 7.7859 | 7.5403 | 6.9038 | 6.099 | 5.4385 | 4.851 | 4.3876 | 4.0557 | 3.7556 | 3.5002 | 3.2964 | 3.1164 | 2.9611 | 2.8137 | 2.6836 | 2.5688 | 2.4677 | 2.38 | 2.29 | 2.2072 | 2.1193
WY | Residential | Single Family - Reg. Income | Existing | Appliances | Clothes Washer | 3.068 | 3.054 | 3.0401 | 3.0262 | 3.0124 | 2.9987 | 2.985 | 2.9714 | 2.9579 | 2.9444 | 2.9309 | 2.9176 | 2.9043 | 2.891 | 2.8779 | 2.8647 | 2.8517 | 2.8387 | 2.8257 | 2.8129 | 2.8 | 2.7873
WY | Residential | Single Family - Reg. Income | Existing | Appliances | Clothes Dryer | 20.1513 | 20.0599 | 19.9707 | 19.8828 | 19.7958 | 19.709 | 19.6219 | 19.5344 | 19.4459 | 19.3563 | 19.2653 | 19.1733 | 19.0804 | 18.9868 | 18.8928 | 18.7985 | 18.7039 | 18.6092 | 18.5146 | 18.42 | 18.3255 | 18.2312
WY | Residential | Single Family - Reg. Income | Existing | Appliances | Dishwasher | 1.9721 | 1.9588 | 1.9457 | 1.9326 | 1.9197 | 1.9068 | 1.894 | 1.8813 | 1.8686 | 1.8561 | 1.8436 | 1.8313 | 1.819 | 1.8068 | 1.7946 | 1.7826 | 1.7706 | 1.7588 | 1.747 | 1.7352 | 1.7236 | 1.712
WY | Residential | Single Family - Reg. Income | Existing | Appliances | Refrigerator | 15.7874 | 15.6815 | 15.5712 | 15.4582 | 15.3442 | 15.2308 | 15.119 | 15.0102 | 14.9055 | 14.8057 | 14.7119 | 14.6247 | 14.5435 | 14.4678 | 14.3971 | 14.3309 | 14.2689 | 14.2105 | 14.1556 | 14.1037 | 14.0547 | 14.0082
WY | Residential | Single Family - Reg. Income | Existing | Appliances | Freezer | 13.0906 | 12.9091 | 12.73 | 12.5535 | 12.3794 | 12.2077 | 12.0384 | 11.8714 | 11.7068 | 11.5444 | 11.3843 | 11.2264 | 11.0707 | 10.9172 | 10.7658 | 10.6165 | 10.4692 | 10.324 | 10.1809 | 10.0397 | 9.9004 | 9.7631
WY | Residential | Single Family - Reg. Income | Existing | Appliances | Second Refrigerator | 13.3427 | 12.9095 | 12.4689 | 12.0271 | 11.5897 | 11.1614 | 10.7463 | 10.3478 | 9.9691 | 9.6126 | 9.2804 | 8.9743 | 8.6917 | 8.4303 | 8.188 | 7.9631 | 7.7537 | 7.5585 | 7.376 | 7.205 | 7.0445 | 6.8935
WY | Residential | Single Family - Reg. Income | Existing | Appliances | Stove/Oven | 2.8789 | 2.8725 | 2.8658 | 2.8588 | 2.8516 | 2.8443 | 2.8371 | 2.83 | 2.823 | 2.8161 | 2.8094 | 2.803 | 2.7967 | 2.7907 | 2.785 | 2.7795 | 2.7743 | 2.7692 | 2.7642 | 2.7594 | 2.7547 | 2.75
WY | Residential | Single Family - Reg. Income | Existing | Appliances | Microwave | 3.5533 | 3.5476 | 3.5419 | 3.5363 | 3.5306 | 3.525 | 3.5193 | 3.5137 | 3.5081 | 3.5025 | 3.4969 | 3.4913 | 3.4857 | 3.4801 | 3.4745 | 3.469 | 3.4634 | 3.4579 | 3.4524 | 3.4468 | 3.4413 | 3.4358
WY | Residential | Single Family - Reg. Income | Existing | Appliances | Dehumidifier | 0.80328 | 0.79378 | 0.783 | 0.77149 | 0.75973 | 0.74809 | 0.73688 | 0.72638 | 0.7168 | 0.70832 | 0.70109 | 0.69489 | 0.68955 | 0.68494 | 0.68092 | 0.67739 | 0.67429 | 0.67152 | 0.66905 | 0.66681 | 0.66477 | 0.6629
WY | Residential | Single Family - Reg. Income | Existing | Appliances | Air Purifier | 1.2072 | 1.2053 | 1.2034 | 1.2015 | 1.1995 | 1.1976 | 1.1957 | 1.1938 | 1.1919 | 1.19 | 1.1881 | 1.1862 | 1.1843 | 1.1824 | 1.1805 | 1.1786 | 1.1767 | 1.1748 | 1.1729 | 1.1711 | 1.1692 | 1.1673
WY | Residential | Single Family - Reg. Income | Existing | Electronics | Personal Computers | 2.511 | 2.4145 | 2.3033 | 2.1887 | 2.0799 | 1.9841 | 1.907 | 1.845 | 1.7949 | 1.7544 | 1.7216 | 1.6948 | 1.6729 | 1.6549 | 1.64 | 1.6276 | 1.6172 | 1.6084 | 1.6009 | 1.5943 | 1.5886 | 1.5835
WY | Residential | Single Family - Reg. Income | Existing | Electronics | Monitor | 2.3844 | 2.2915 | 2.1812 | 2.0667 | 1.9587 | 1.8658 | 1.7948 | 1.7412 | 1.7018 | 1.6737 | 1.6546 | 1.6428 | 1.6369 | 1.6357 | 1.6384 | 1.6441 | 1.6524 | 1.6628 | 1.6748 | 1.6882 | 1.7028 | 1.7183
WY | Residential | Single Family - Reg. Income | Existing | Electronics | Laptops | 2.3814 | 2.3356 | 2.29 | 2.2582 | 2.2375 | 2.2256 | 2.2209 | 2.222 | 2.2278 | 2.2374 | 2.2501 | 2.2653 | 2.2826 | 2.3017 | 2.3221 | 2.3438 | 2.3665 | 2.3901 | 2.4144 | 2.4394 | 2.465 | 2.4911
WY | Residential | Single Family - Reg. Income | Existing | Electronics | TVs | 6.0334 | 8.0057 | 9.9122 | 11.6019 | 12.9537 | 14.0352 | 14.9005 | 15.5928 | 16.1468 | 16.59 | 16.9447 | 17.2285 | 17.4557 | 17.6375 | 17.783 | 17.8996 | 17.9929 | 18.0676 | 18.1274 | 18.1754 | 18.2139 | 18.2448
WY | Residential | Single Family - Reg. Income | Existing | Electronics | Printer/Fax/Copier | 0.80562 | 0.79505 | 0.78219 | 0.76948 | 0.7589 | 0.75202 | 0.7481 | 0.74659 | 0.74701 | 0.749 | 0.75225 | 0.75655 | 0.76169 | 0.76752 | 0.77393 | 0.78083 | 0.78812 | 0.79576 | 0.80369 | 0.81188 | 0.82029 | 0.8289
WY | Residential | Single Family - Reg. Income | Existing | Electronics | Set-top Boxes/DVRs | 1.3521 | 1.3395 | 1.3249 | 1.3098 | 1.2954 | 1.2827 | 1.2726 | 1.2645 | 1.2581 | 1.2529 | 1.2488 | 1.2455 | 1.2428 | 1.2407 | 1.2391 | 1.2377 | 1.2367 | 1.2358 | 1.2352 | 1.2346 | 1.2342 | 1.2339
WY | Residential | Single Family - Reg. Income | Existing | Electronics | Devices and Gadgets | 14.5814 | 14.7421 | 14.9045 | 15.0688 | 15.2349 | 15.4028 | 15.5725 | 15.7441 | 15.9177 | 16.0931 | 16.2704 | 16.4498 | 16.631 | 16.8143 | 16.9996 | 17.187 | 17.3764 | 17.5679 | 17.7615 | 17.9573 | 18.1552 | 18.3552
WY | Residential | Single Family - Reg. Income | Existing | Miscellaneous | Electric Vehicle Chargers | 1.081 | 1.3646 | 1.6713 | 2.0172 | 2.4162 | 2.8967 | 3.48 | 3.953 | 4.3797 | 4.8152 | 5.262 | 5.7189 | 6.1841 | 6.6551 | 7.1284 | 7.6047 | 8.0853 | 8.5698 | 9.0538 | 9.5411 | 10.0244 | 10.5009
WY | Residential | Single Family - Reg. Income | Existing | Miscellaneous | Pool Pump | 0.27438 | 0.22776 | 0.19087 | 0.16177 | 0.13897 | 0.12139 | 0.1082 | 0.098298 | 0.090854 | 0.085252 | 0.08103 | 0.07784 | 0.075425 | 0.073589 | 0.072186 | 0.071109 | 0.070275 | 0.069623 | 0.069108 | 0.068695 | 0.068359 | 0.06808
WY | Residential | Single Family - Reg. Income | Existing | Miscellaneous | Pool Heater | 0 | 0 | 0 | 0 | 0 | 0 | 0 | 0 | 0 | 0 | 0 | 0 | 0 | 0 | 0 | 0 | 0 | 0 | 0 | 0 | 0 | 0
WY | Residential | Single Family - Reg. Income | Existing | Miscellaneous | Hot Tub/Spa | 5.4731 | 5.6816 | 5.9354 | 6.0358 | 6.1202 | 6.1792 | 6.2052 | 6.1923 | 6.1358 | 6.032 | 5.9246 | 5.8076 | 5.7125 | 5.6347 | 5.5709 | 5.4888 | 5.4127 | 5.3884 | 5.3674 | 5.3488 | 5.3324 | 5.3175
WY | Residential | Single Family - Reg. Income | Existing | Miscellaneous | Furnace Fan | 6.3909 | 6.4058 | 6.4181 | 6.4285 | 6.438 | 6.447 | 6.4562 | 6.4661 | 6.4771 | 6.4897 | 6.5042 | 6.521 | 6.5403 | 6.5623 | 6.5874 | 6.6157 | 6.6468 | 6.6807 | 6.7169 | 6.7552 | 6.7956 | 6.8378
WY | Residential | Single Family - Reg. Income | Existing | Miscellaneous | Well Pump | 1.1282 | 1.1264 | 1.1246 | 1.1228 | 1.121 | 1.1192 | 1.1174 | 1.1156 | 1.1139 | 1.1121 | 1.1103 | 1.1085 | 1.1068 | 1.105 | 1.1032 | 1.1014 | 1.0997 | 1.0979 | 1.0962 | 1.0944 | 1.0927 | 1.0909
WY | Residential | Single Family - Reg. Income | Existing | Miscellaneous | Bathroom Exhaust Fan | 0.46976 | 0.46901 | 0.46826 | 0.46751 | 0.46676 | 0.46601 | 0.46527 | 0.46452 | 0.46378 | 0.46304 | 0.4623 | 0.46156 | 0.46082 | 0.46008 | 0.45934 | 0.45861 | 0.45788 | 0.45714 | 0.45641 | 0.45568 | 0.45495 | 0.45422
WY | Residential | Single Family - Reg. Income | Existing | Miscellaneous | Miscellaneous | 35.7844 | 35.5664 | 35.3498 | 35.1344 | 34.9203 | 34.7076 | 34.4962 | 34.286 | 34.0771 | 33.8695 | 33.6632 | 33.4581 | 33.2543 | 33.0517 | 32.8503 | 32.6502 | 32.4513 | 32.2536 | 32.0571 | 31.8618 | 31.6677 | 31.4747
WY | Residential | Single Family - Reg. Income | Existing | Generation | Solar PV | -1.489 | -2.1696 | -2.3756 | -2.6351 | -2.9157 | -3.2639 | -3.647 | -4.1282 | -4.6491 | -5.236 | -5.9862 | -6.7469 | -7.4896 | -8.1895 | -8.8932 | -9.5982 | -10.3047 | -11.0134 | -11.7231 | -12.4348 | -13.1489 | -13.8653
WY | Residential | Single Family - Reg. Income | New | Cooling | Central AC | 0 | 0.050739 | 0.10857 | 0.15964 | 0.21957 | 0.28214 | 0.34753 | 0.41576 | 0.48683 | 0.5606 | 0.63607 | 0.71324 | 0.79229 | 0.87347 | 0.95697 | 1.0401 | 1.1252 | 1.2124 | 1.3019 | 1.3935 | 1.4878 | 1.5845
WY | Residential | Single Family - Reg. Income | New | Cooling | Room AC | 0 | 0.0044038 | 0.0094015 | 0.014605 | 0.019892 | 0.025528 | 0.03142 | 0.037567 | 0.04397 | 0.050616 | 0.057416 | 0.064369 | 0.071491 | 0.078805 | 0.086327 | 0.093836 | 0.10154 | 0.10945 | 0.11756 | 0.12587 | 0.13441 | 0.14316
WY | Residential | Single Family - Reg. Income | New | Cooling | Air-Source Heat Pump | 0 | 0.0018835 | 0.0039507 | 0.0061032 | 0.0082898 | 0.010622 | 0.01306 | 0.015603 | 0.018252 | 0.021002 | 0.023815 | 0.026692 | 0.029638 | 0.032664 | 0.035776 | 0.038876 | 0.042056 | 0.045323 | 0.048675 | 0.052107 | 0.055638 | 0.059255
WY | Residential | Single Family - Reg. Income | New | Cooling | Geothermal Heat Pump | 0 | 0.0010628 | 0.0022694 | 0.0035261 | 0.0048029 | 0.0061652 | 0.007589 | 0.0090745 | 0.010622 | 0.012228 | 0.013871 | 0.015552 | 0.017273 | 0.01904 | 0.020858 | 0.022673 | 0.024534 | 0.026445 | 0.028406 | 0.030414 | 0.03248 | 0.034595
WY | Residential | Single Family - Reg. Income | New | Cooling | Evaporative Cooler | 0 | 0.017585 | 0.03717 | 0.057174 | 0.0771 | 0.097972 | 0.11939 | 0.14134 | 0.1638 | 0.1867 | 0.20969 | 0.23277 | 0.25597 | 0.27937 | 0.30302 | 0.32612 | 0.3494 | 0.3729 | 0.3966 | 0.42043 | 0.44454 | 0.46881
WY | Residential | Single Family - Reg. Income | New | Cooling | Ductless Mini Split Heat Pump | 0 | 0.0012437 | 0.002635 | 0.0040625 | 0.0054911 | 0.006994 | 0.0085431 | 0.010137 | 0.011776 | 0.013453 | 0.015145 | 0.016851 | 0.018574 | 0.02032 | 0.022091 | 0.023831 | 0.025592 | 0.027377 | 0.029185 | 0.031011 | 0.032866 | 0.034742
WY | Residential | Single Family - Reg. Income | New | Space Heating | Electric Room Heat | 0 | 0.22746 | 0.48192 | 0.74667 | 1.0043 | 1.2625 | 1.5221 | 1.7915 | 2.0442 | 2.3055 | 2.5624 | 2.8286 | 3.0634 | 3.3091 | 3.5525 | 3.8104 | 4.029 | 4.2646 | 4.4983 | 4.7528 | 4.9598 | 5.1878
WY | Residential | Single Family - Reg. Income | New | Space Heating | Electric Furnace | 0 | 0.11941 | 0.25299 | 0.39197 | 0.52722 | 0.66274 | 0.79902 | 0.94048 | 1.0731 | 1.2103 | 1.3451 | 1.4849 | 1.6082 | 1.7372 | 1.8649 | 2.0003 | 2.1151 | 2.2387 | 2.3614 | 2.495 | 2.6037 | 2.7234
WY | Residential | Single Family - Reg. Income | New | Space Heating | Air-Source Heat Pump | 0 | 0.03387 | 0.070484 | 0.10858 | 0.14565 | 0.18279 | 0.22014 | 0.25891 | 0.29526 | 0.33286 | 0.36981 | 0.40812 | 0.4419 | 0.47725 | 0.51226 | 0.54927 | 0.58063 | 0.61444 | 0.64799 | 0.68454 | 0.71426 | 0.74701
WY | Residential | Single Family - Reg. Income | New | Space Heating | Geothermal Heat Pump | 0 | 0.0072203 | 0.015299 | 0.023708 | 0.03189 | 0.040093 | 0.048341 | 0.056902 | 0.064931 | 0.073233 | 0.081395 | 0.089853 | 0.097314 | 0.10512 | 0.11285 | 0.12105 | 0.12799 | 0.13548 | 0.14291 | 0.15099 | 0.15757 | 0.16482
WY | Residential | Single Family - Reg. Income | New | Space Heating | Ductless Mini Split Heat Pump | 0 | 0.021642 | 0.045854 | 0.071044 | 0.095557 | 0.12012 | 0.14482 | 0.17046 | 0.1945 | 0.21937 | 0.24381 | 0.26914 | 0.29148 | 0.31486 | 0.33802 | 0.36255 | 0.38335 | 0.40577 | 0.428 | 0.45222 | 0.47191 | 0.49361
WY | Residential | Single Family - Reg. Income | New | Water Heating | Water Heater (<= 55 Gal) | 0 | 0.10999 | 0.2316 | 0.35487 | 0.4767 | 0.59798 | 0.71944 | 0.84092 | 0.96228 | 1.0831 | 1.2013 | 1.317 | 1.4305 | 1.5422 | 1.6524 | 1.7609 | 1.868 | 1.9742 | 2.0791 | 2.1826 | 2.2854 | 2.387
WY | Residential | Single Family - Reg. Income | New | Water Heating | Water Heater (> 55 Gal) | 0 | 0.0035607 | 0.0074975 | 0.011488 | 0.015432 | 0.019358 | 0.02329 | 0.027223 | 0.031151 | 0.035062 | 0.03889 | 0.042636 | 0.046309 | 0.049925 | 0.053494 | 0.057005 | 0.060474 | 0.063909 | 0.067307 | 0.070658 | 0.073986 | 0.077272
WY | Residential | Single Family - Reg. Income | New | Interior Lighting | General Service Lighting | 0 | 0.17182 | 0.34984 | 0.44864 | 0.50558 | 0.54529 | 0.59675 | 0.64063 | 0.69804 | 0.76905 | 0.83798 | 0.90676 | 0.97332 | 1.0395 | 1.0984 | 1.1561 | 1.2128 | 1.2686 | 1.3248 | 1.376 | 1.4273 | 1.477
WY | Residential | Single Family - Reg. Income | New | Interior Lighting | Linear Lighting | 0 | 0.038074 | 0.080479 | 0.12379 | 0.16645 | 0.20926 | 0.25245 | 0.29598 | 0.33979 | 0.38343 | 0.4265 | 0.46901 | 0.51105 | 0.55277 | 0.59406 | 0.63504 | 0.67586 | 0.71661 | 0.75724 | 0.79766 | 0.83794 | 0.8779
WY | Residential | Single Family - Reg. Income | New | Interior Lighting | Exempted Lighting | 0 | 0.0015274 | 0.0032286 | 0.0047321 | 0.0060076 | 0.0071295 | 0.0080219 | 0.0088713 | 0.0096496 | 0.010355 | 0.011097 | 0.011859 | 0.012647 | 0.013453 | 0.014238 | 0.015177 | 0.016096 | 0.01697 | 0.017813 | 0.018617 | 0.019403 | 0.020175
WY | Residential | Single Family - Reg. Income | New | Exterior Lighting | General Service Lighting | 0 | 0.05047 | 0.099629 | 0.11826 | 0.12656 | 0.13812 | 0.1479 | 0.16255 | 0.18361 | 0.20126 | 0.21853 | 0.23675 | 0.25405 | 0.27106 | 0.28514 | 0.2988 | 0.31215 | 0.3253 | 0.33853 | 0.35043 | 0.36228 | 0.37312
WY | Residential | Single Family - Reg. Income | New | Appliances | Clothes Washer | 0 | 0.01954 | 0.041182 | 0.063156 | 0.084915 | 0.10661 | 0.12838 | 0.15019 | 0.17202 | 0.19379 | 0.21514 | 0.23607 | 0.25664 | 0.27692 | 0.29698 | 0.31675 | 0.33633 | 0.35575 | 0.37499 | 0.39402 | 0.41294 | 0.43167
WY | Residential | Single Family - Reg. Income | New | Appliances | Clothes Dryer | 0 | 0.12967 | 0.27309 | 0.41852 | 0.56232 | 0.70552 | 0.84899 | 0.99254 | 1.136 | 1.2789 | 1.4188 | 1.5557 | 1.6901 | 1.8224 | 1.9531 | 2.0817 | 2.2088 | 2.3347 | 2.4594 | 2.5823 | 2.7045 | 2.8252
WY | Residential | Single Family - Reg. Income | New | Appliances | Dishwasher | 0 | 0.012533 | 0.026357 | 0.040334 | 0.054112 | 0.067793 | 0.081458 | 0.095092 | 0.10868 | 0.12216 | 0.13533 | 0.14817 | 0.16073 | 0.17306 | 0.1852 | 0.1971 | 0.20883 | 0.22041 | 0.23183 | 0.24307 | 0.25419 | 0.26514
WY | Residential | Single Family - Reg. Income | New | Appliances | Refrigerator | 0 | 0.090921 | 0.19221 | 0.29565 | 0.3987 | 0.5021 | 0.60642 | 0.71156 | 0.8174 | 0.92358 | 1.0284 | 1.1318 | 1.2341 | 1.3356 | 1.4366 | 1.5368 | 1.6366 | 1.7363 | 1.8357 | 1.9346 | 2.0335 | 2.1321
WY | Residential | Single Family - Reg. Income | New | Appliances | Freezer | 0 | 0.082597 | 0.17245 | 0.26199 | 0.34896 | 0.43403 | 0.51777 | 0.60007 | 0.68085 | 0.75983 | 0.83564 | 0.90837 | 0.97828 | 1.0457 | 1.111 | 1.1739 | 1.2347 | 1.2938 | 1.3511 | 1.4063 | 1.4601 | 1.512
WY | Residential | Single Family - Reg. Income | New | Appliances | Second Refrigerator | 0 | 0.050715 | 0.10609 | 0.16149 | 0.21552 | 0.26858 | 0.321 | 0.37273 | 0.42372 | 0.47376 | 0.52202 | 0.56853 | 0.61346 | 0.65701 | 0.69933 | 0.74033 | 0.7802 | 0.8191 | 0.85697 | 0.89372 | 0.92965 | 0.96456
WY | Residential | Single Family - Reg. Income | New | Appliances | Stove/Oven | 0 | 0.018161 | 0.038388 | 0.059048 | 0.079626 | 0.10027 | 0.1211 | 0.1421 | 0.16324 | 0.18444 | 0.20536 | 0.22601 | 0.24644 | 0.26671 | 0.28687 | 0.30688 | 0.32681 | 0.34672 | 0.36656 | 0.3863 | 0.40606 | 0.42573
WY | Residential | Single Family - Reg. Income | New | Appliances | Microwave | 0 | 0.022699 | 0.04798 | 0.073801 | 0.099522 | 0.12533 | 0.15136 | 0.17761 | 0.20402 | 0.23052 | 0.25667 | 0.28248 | 0.30801 | 0.33335 | 0.35855 | 0.38356 | 0.40847 | 0.43335 | 0.45815 | 0.48282 | 0.50751 | 0.53211
WY | Residential | Single Family - Reg. Income | New | Appliances | Dehumidifier | 0 | 0.0043529 | 0.009201 | 0.014153 | 0.019085 | 0.024033 | 0.029026 | 0.034059 | 0.039124 | 0.044206 | 0.049221 | 0.054171 | 0.059066 | 0.063924 | 0.068758 | 0.073554 | 0.078331 | 0.083101 | 0.087857 | 0.092588 | 0.097324 | 0.10204
WY | Residential | Single Family - Reg. Income | New | Appliances | Air Purifier | 0 | 0.0077119 | 0.016301 | 0.025074 | 0.033813 | 0.042579 | 0.051426 | 0.060342 | 0.069316 | 0.078319 | 0.087205 | 0.095974 | 0.10465 | 0.11325 | 0.12182 | 0.13032 | 0.13878 | 0.14723 | 0.15566 | 0.16404 | 0.17243 | 0.18078
WY | Residential | Single Family - Reg. Income | New | Electronics | Personal Computers | 0 | 0.010395 | 0.021972 | 0.033796 | 0.045575 | 0.057391 | 0.069314 | 0.081332 | 0.093429 | 0.10556 | 0.11754 | 0.12936 | 0.14105 | 0.15265 | 0.16419 | 0.17565 | 0.18705 | 0.19844 | 0.2098 | 0.2211 | 0.23241 | 0.24367
WY | Residential | Single Family - Reg. Income | New | Electronics | Monitor | 0 | 0.0087674 | 0.018767 | 0.029231 | 0.039917 | 0.050901 | 0.062254 | 0.07397 | 0.086046 | 0.098451 | 0.11101 | 0.12371 | 0.1366 | 0.1497 | 0.16306 | 0.17664 | 0.19049 | 0.20464 | 0.21909 | 0.2338 | 0.24887 | 0.26423
WY | Residential | Single Family - Reg. Income | New | Electronics | Laptops | 0 | 0.012781 | 0.027359 | 0.042614 | 0.058192 | 0.074206 | 0.090756 | 0.10784 | 0.12544 | 0.14353 | 0.16183 | 0.18035 | 0.19914 | 0.21824 | 0.23771 | 0.25751 | 0.2777 | 0.29833 | 0.31939 | 0.34085 | 0.36281 | 0.3852
WY | Residential | Single Family - Reg. Income | New | Electronics | TVs | 0 | 0.11746 | 0.24869 | 0.38314 | 0.51751 | 0.65275 | 0.78965 | 0.92806 | 1.0678 | 1.2085 | 1.3478 | 1.4857 | 1.6226 | 1.7589 | 1.895 | 2.0305 | 2.1659 | 2.3015 | 2.4372 | 2.5726 | 2.7086 | 2.8444
WY | Residential | Single Family - Reg. Income | New | Electronics | Printer/Fax/Copier | 0 | 0.0042512 | 0.0090997 | 0.014174 | 0.019355 | 0.024681 | 0.030186 | 0.035867 | 0.041723 | 0.047738 | 0.053826 | 0.059987 | 0.066235 | 0.072589 | 0.079065 | 0.085649 | 0.092365 | 0.099228 | 0.10623 | 0.11337 | 0.12067 | 0.12812
WY | Residential | Single Family - Reg. Income | New | Electronics | Set-top Boxes/DVRs | 0 | 0.007882 | 0.016688 | 0.02571 | 0.034727 | 0.043802 | 0.052988 | 0.062276 | 0.071655 | 0.081094 | 0.090441 | 0.099698 | 0.10888 | 0.11803 | 0.12716 | 0.13625 | 0.14534 | 0.15444 | 0.16354 | 0.17263 | 0.18176 | 0.19087
WY | Residential | Single Family - Reg. Income | New | Electronics | Devices and Gadgets | 0 | 0.094325 | 0.2019 | 0.31448 | 0.42945 | 0.54762 | 0.66976 | 0.79581 | 0.92573 | 1.0592 | 1.1943 | 1.331 | 1.4696 | 1.6106 | 1.7543 | 1.9004 | 2.0494 | 2.2016 | 2.3571 | 2.5154 | 2.6775 | 2.8427
WY | Residential | Single Family - Reg. Income | New | Miscellaneous | Electric Vehicle Chargers | 0 | 0.0087309 | 0.02264 | 0.042099 | 0.068108 | 0.10299 | 0.14967 | 0.19981 | 0.25472 | 0.31692 | 0.38624 | 0.46273 | 0.54645 | 0.63747 | 0.73561 | 0.84085 | 0.95358 | 1.074 | 1.2015 | 1.3365 | 1.4784 | 1.6263
WY | Residential | Single Family - Reg. Income | New | Miscellaneous | Pool Pump | 0 | 0.00044641 | 0.00094362 | 0.0014514 | 0.0019573 | 0.0024647 | 0.0029768 | 0.0034929 | 0.0040124 | 0.0045336 | 0.005048 | 0.0055556 | 0.0060576 | 0.0065558 | 0.0070515 | 0.0075434 | 0.0080333 | 0.0085225 | 0.0090103 | 0.0094955 | 0.0099811 | 0.010465
WY | Residential | Single Family - Reg. Income | New | Miscellaneous | Pool Heater | 0 | 0 | 0 | 0 | 0 | 0 | 0 | 0 | 0 | 0 | 0 | 0 | 0 | 0 | 0 | 0 | 0 | 0 | 0 | 0 | 0 | 0
WY | Residential | Single Family - Reg. Income | New | Miscellaneous | Hot Tub/Spa | 0 | 0.053363 | 0.1128 | 0.15257 | 0.19219 | 0.23193 | 0.27204 | 0.31246 | 0.35315 | 0.39396 | 0.43057 | 0.46328 | 0.49696 | 0.53148 | 0.5667 | 0.59751 | 0.62917 | 0.66748 | 0.70568 | 0.74368 | 0.78172 | 0.8196
WY | Residential | Single Family - Reg. Income | New | Miscellaneous | Furnace Fan | 0 | 0.036886 | 0.078709 | 0.12222 | 0.16638 | 0.21151 | 0.25788 | 0.30547 | 0.35425 | 0.40407 | 0.4542 | 0.50464 | 0.55548 | 0.60691 | 0.65902 | 0.71172 | 0.76518 | 0.81953 | 0.87471 | 0.93062 | 0.98756 | 1.0453
WY | Residential | Single Family - Reg. Income | New | Miscellaneous | Well Pump | 0 | 0.0072072 | 0.015234 | 0.023433 | 0.0316 | 0.039792 | 0.04806 | 0.056392 | 0.06478 | 0.073193 | 0.081498 | 0.089693 | 0.097798 | 0.10584 | 0.11384 | 0.12179 | 0.1297 | 0.13759 | 0.14547 | 0.1533 | 0.16114 | 0.16895
WY | Residential | Single Family - Reg. Income | New | Miscellaneous | Bathroom Exhaust Fan | 0 | 0.0030009 | 0.0063431 | 0.0097568 | 0.013157 | 0.016568 | 0.020011 | 0.02348 | 0.026972 | 0.030476 | 0.033933 | 0.037345 | 0.04072 | 0.044069 | 0.047401 | 0.050708 | 0.054002 | 0.05729 | 0.060569 | 0.06383 | 0.067095 | 0.070346
WY | Residential | Single Family - Reg. Income | New | Miscellaneous | Miscellaneous | 0 | 0.22757 | 0.47886 | 0.73325 | 0.98434 | 1.234 | 1.4836 | 1.733 | 1.9818 | 2.2292 | 2.4709 | 2.7072 | 2.9385 | 3.1659 | 3.3899 | 3.6101 | 3.8273 | 4.0421 | 4.2542 | 4.4631 | 4.6702 | 4.8745
WY | Residential | Single Family - Reg. Income | New | Generation | Solar PV | 0 | -0.013882 | -0.03218 | -0.054994 | -0.082189 | -0.11604 | -0.15685 | -0.20866 | -0.27038 | -0.34462 | -0.4394 | -0.54591 | -0.66182 | -0.78444 | -0.91773 | -1.0613 | -1.2153 | -1.3802 | -1.5557 | -1.7418 | -1.9392 | -2.1473
WY | Residential | Multi-Family - Reg. Income | Existing | Cooling | Central AC | 0.55153 | 0.55002 | 0.54809 | 0.54365 | 0.54106 | 0.54294 | 0.54474 | 0.54652 | 0.54833 | 0.55023 | 0.55228 | 0.55452 | 0.55699 | 0.55975 | 0.56282 | 0.56499 | 0.56749 | 0.57033 | 0.57349 | 0.57698 | 0.58077 | 0.58485
WY | Residential | Multi-Family - Reg. Income | Existing | Cooling | Room AC | 0.22314 | 0.22116 | 0.21898 | 0.21673 | 0.21454 | 0.21447 | 0.21463 | 0.21514 | 0.21596 | 0.21705 | 0.21838 | 0.21994 | 0.22169 | 0.22362 | 0.22572 | 0.22745 | 0.22931 | 0.23128 | 0.23337 | 0.23555 | 0.23782 | 0.24017
WY | Residential | Multi-Family - Reg. Income | Existing | Cooling | Air-Source Heat Pump | 0.023835 | 0.023927 | 0.024001 | 0.024072 | 0.024141 | 0.024429 | 0.024719 | 0.02501 | 0.025304 | 0.025601 | 0.025901 | 0.026206 | 0.026515 | 0.026829 | 0.027149 | 0.027415 | 0.027687 | 0.027967 | 0.028254 | 0.028547 | 0.028846 | 0.029151
WY | Residential | Multi-Family - Reg. Income | Existing | Cooling | Geothermal Heat Pump | 0 | 0 | 0 | 0 | 0 | 0 | 0 | 0 | 0 | 0 | 0 | 0 | 0 | 0 | 0 | 0 | 0 | 0 | 0 | 0 | 0 | 0
WY | Residential | Multi-Family - Reg. Income | Existing | Cooling | Evaporative Cooler | 0.080569 | 0.079928 | 0.079275 | 0.078615 | 0.077952 | 0.077994 | 0.07803 | 0.078062 | 0.078096 | 0.078134 | 0.078179 | 0.078234 | 0.078302 | 0.078385 | 0.078482 | 0.078417 | 0.078365 | 0.078326 | 0.078299 | 0.078282 | 0.078275 | 0.078277
WY | Residential | Multi-Family - Reg. Income | Existing | Cooling | Ductless Mini Split Heat Pump | 0.019174 | 0.019142 | 0.01911 | 0.019078 | 0.019046 | 0.019187 | 0.019328 | 0.019468 | 0.019607 | 0.019746 | 0.019884 | 0.020022 | 0.02016 | 0.020296 | 0.020433 | 0.020523 | 0.020612 | 0.020701 | 0.02079 | 0.020878 | 0.020966 | 0.021054
WY | Residential | Multi-Family - Reg. Income | Existing | Space Heating | Electric Room Heat | 3.426 | 3.4067 | 3.3868 | 3.383 | 3.3459 | 3.3117 | 3.2778 | 3.2603 | 3.2115 | 3.1793 | 3.1479 | 3.1327 | 3.0879 | 3.0594 | 3.0319 | 3.0191 | 2.9776 | 2.9516 | 2.9264 | 2.916 | 2.8777 | 2.8542
WY | Residential | Multi-Family - Reg. Income | Existing | Space Heating | Electric Furnace | 1.2338 | 1.2268 | 1.2197 | 1.2183 | 1.2049 | 1.1926 | 1.1804 | 1.1741 | 1.1565 | 1.145 | 1.1337 | 1.1282 | 1.112 | 1.1018 | 1.0919 | 1.0872 | 1.0723 | 1.063 | 1.0539 | 1.0501 | 1.0363 | 1.0279
WY | Residential | Multi-Family - Reg. Income | Existing | Space Heating | Air-Source Heat Pump | 0.12679 | 0.12666 | 0.12647 | 0.12689 | 0.12607 | 0.12536 | 0.12464 | 0.12452 | 0.12319 | 0.12246 | 0.12172 | 0.12157 | 0.12023 | 0.11948 | 0.11872 | 0.1185 | 0.11714 | 0.11636 | 0.11559 | 0.11539 | 0.11406 | 0.11331
WY | Residential | Multi-Family - Reg. Income | Existing | Space Heating | Geothermal Heat Pump | 0 | 0 | 0 | 0 | 0 | 0 | 0 | 0 | 0 | 0 | 0 | 0 | 0 | 0 | 0 | 0 | 0 | 0 | 0 | 0 | 0 | 0
WY | Residential | Multi-Family - Reg. Income | Existing | Space Heating | Ductless Mini Split Heat Pump | 0.10534 | 0.10517 | 0.10499 | 0.10533 | 0.10464 | 0.10404 | 0.10344 | 0.10335 | 0.10225 | 0.10165 | 0.10106 | 0.10096 | 0.099879 | 0.099292 | 0.098706 | 0.098572 | 0.097478 | 0.096867 | 0.096257 | 0.09612 | 0.095044 | 0.09444
WY | Residential | Multi-Family - Reg. Income | Existing | Water Heating | Water Heater (<= 55 Gal) | 4.2411 | 4.2079 | 4.1749 | 4.1422 | 4.1097 | 4.0776 | 4.0456 | 4.0139 | 3.9825 | 3.9513 | 3.9203 | 3.8896 | 3.8591 | 3.8289 | 3.7989 | 3.7691 | 3.7396 | 3.7103 | 3.6812 | 3.6524 | 3.6238 | 3.5954
WY | Residential | Multi-Family - Reg. Income | Existing | Water Heating | Water Heater (> 55 Gal) | 0 | 0 | 0 | 0 | 0 | 0 | 0 | 0 | 0 | 0 | 0 | 0 | 0 | 0 | 0 | 0 | 0 | 0 | 0 | 0 | 0 | 0
WY | Residential | Multi-Family - Reg. Income | Existing | Interior Lighting | General Service Lighting | 2.612 | 2.5649 | 2.5005 | 2.363 | 2.1832 | 1.9792 | 1.7727 | 1.5924 | 1.4449 | 1.3288 | 1.2304 | 1.148 | 1.0774 | 1.0175 | 0.96407 | 0.91737 | 0.87645 | 0.84049 | 0.8094 | 0.77949 | 0.75256 | 0.72688
WY | Residential | Multi-Family - Reg. Income | Existing | Interior Lighting | Linear Lighting | 0.59517 | 0.59278 | 0.59041 | 0.58805 | 0.58562 | 0.58319 | 0.58077 | 0.57835 | 0.57593 | 0.57346 | 0.571 | 0.56855 | 0.5661 | 0.56366 | 0.56118 | 0.55871 | 0.55625 | 0.5538 | 0.55136 | 0.54893 | 0.54654 | 0.54417
WY | Residential | Multi-Family - Reg. Income | Existing | Interior Lighting | Exempted Lighting | 0.016862 | 0.016794 | 0.016727 | 0.016529 | 0.016161 | 0.015635 | 0.014881 | 0.013988 | 0.012948 | 0.011855 | 0.010844 | 0.0099553 | 0.0092667 | 0.0087553 | 0.0084054 | 0.0082966 | 0.008293 | 0.0083395 | 0.0084037 | 0.008456 | 0.0084862 | 0.0084312
WY | Residential | Multi-Family - Reg. Income | Existing | Exterior Lighting | General Service Lighting | 0.31741 | 0.31141 | 0.30152 | 0.27578 | 0.24339 | 0.21684 | 0.19322 | 0.17462 | 0.16131 | 0.14926 | 0.13899 | 0.13078 | 0.12351 | 0.11722 | 0.11124 | 0.10594 | 0.10126 | 0.097113 | 0.093502 | 0.089801 | 0.086394 | 0.082789
WY | Residential | Multi-Family - Reg. Income | Existing | Appliances | Clothes Washer | 0.27186 | 0.26997 | 0.26809 | 0.26623 | 0.26438 | 0.26254 | 0.26071 | 0.2589 | 0.2571 | 0.25531 | 0.25354 | 0.25178 | 0.25003 | 0.24829 | 0.24656 | 0.24485 | 0.24315 | 0.24146 | 0.23978 | 0.23811 | 0.23646 | 0.23481
WY | Residential | Multi-Family - Reg. Income | Existing | Appliances | Clothes Dryer | 1.8908 | 1.8777 | 1.8649 | 1.8522 | 1.8396 | 1.8272 | 1.8147 | 1.8023 | 1.7898 | 1.7773 | 1.7647 | 1.752 | 1.7393 | 1.7267 | 1.714 | 1.7013 | 1.6887 | 1.6761 | 1.6636 | 1.6511 | 1.6387 | 1.6263
WY | Residential | Multi-Family - Reg. Income | Existing | Appliances | Dishwasher | 0.1524 | 0.15101 | 0.14964 | 0.14827 | 0.14692 | 0.14559 | 0.14426 | 0.14295 | 0.14165 | 0.14036 | 0.13908 | 0.13782 | 0.13656 | 0.13532 | 0.13409 | 0.13287 | 0.13166 | 0.13046 | 0.12928 | 0.1281 | 0.12693 | 0.12578
WY | Residential | Multi-Family - Reg. Income | Existing | Appliances | Refrigerator | 1.9651 | 1.9472 | 1.9289 | 1.9103 | 1.8916 | 1.8731 | 1.8549 | 1.8371 | 1.8199 | 1.8034 | 1.7877 | 1.7728 | 1.7587 | 1.7454 | 1.7327 | 1.7205 | 1.709 | 1.6979 | 1.6873 | 1.677 | 1.6672 | 1.6577
WY | Residential | Multi-Family - Reg. Income | Existing | Appliances | Freezer | 0.93874 | 0.92349 | 0.9085 | 0.89374 | 0.87923 | 0.86495 | 0.85091 | 0.83709 | 0.8235 | 0.81012 | 0.79697 | 0.78403 | 0.77129 | 0.75877 | 0.74645 | 0.73433 | 0.7224 | 0.71067 | 0.69913 | 0.68778 | 0.67661 | 0.66562
WY | Residential | Multi-Family - Reg. Income | Existing | Appliances | Second Refrigerator | 0.85577 | 0.826 | 0.79589 | 0.76585 | 0.73622 | 0.70731 | 0.67937 | 0.6526 | 0.62721 | 0.60332 | 0.58107 | 0.56055 | 0.5416 | 0.52405 | 0.50777 | 0.49263 | 0.47852 | 0.46535 | 0.45302 | 0.44146 | 0.43059 | 0.42035
WY | Residential | Multi-Family - Reg. Income | Existing | Appliances | Stove/Oven | 0.48068 | 0.47847 | 0.4762 | 0.47389 | 0.47156 | 0.46924 | 0.46692 | 0.46462 | 0.46236 | 0.46012 | 0.45793 | 0.45578 | 0.45367 | 0.45161 | 0.4496 | 0.44764 | 0.44572 | 0.44383 | 0.44197 | 0.44014 | 0.43833 | 0.43653
WY | Residential | Multi-Family - Reg. Income | Existing | Appliances | Microwave | 0.47498 | 0.47308 | 0.47119 | 0.4693 | 0.46742 | 0.46556 | 0.46369 | 0.46184 | 0.45999 | 0.45815 | 0.45632 | 0.45449 | 0.45267 | 0.45086 | 0.44906 | 0.44726 | 0.44548 | 0.44369 | 0.44192 | 0.44015 | 0.43839 | 0.43664
WY | Residential | Multi-Family - Reg. Income | Existing | Appliances | Dehumidifier | 0.06621 | 0.06527 | 0.064229 | 0.063133 | 0.062021 | 0.060923 | 0.059867 | 0.058872 | 0.057956 | 0.057132 | 0.056413 | 0.05578 | 0.055218 | 0.054717 | 0.054265 | 0.053854 | 0.053478 | 0.053131 | 0.052808 | 0.052505 | 0.052219 | 0.051947
WY | Residential | Multi-Family - Reg. Income | Existing | Appliances | Air Purifier | 0.097186 | 0.096797 | 0.09641 | 0.096024 | 0.09564 | 0.095257 | 0.094876 | 0.094497 | 0.094119 | 0.093742 | 0.093367 | 0.092994 | 0.092622 | 0.092251 | 0.091882 | 0.091515 | 0.091149 | 0.090784 | 0.090421 | 0.090059 | 0.089699 | 0.08934
WY | Residential | Multi-Family - Reg. Income | Existing | Electronics | Personal Computers | 0.18518 | 0.17764 | 0.16905 | 0.16025 | 0.15192 | 0.14457 | 0.13862 | 0.13379 | 0.12985 | 0.12661 | 0.12394 | 0.12172 | 0.11986 | 0.11829 | 0.11694 | 0.11578 | 0.11476 | 0.11386 | 0.11306 | 0.11232 | 0.11165 | 0.11103
WY | Residential | Multi-Family - Reg. Income | Existing | Electronics | Monitor | 0.29294 | 0.28033 | 0.26555 | 0.25024 | 0.23572 | 0.22302 | 0.213 | 0.20511 | 0.19893 | 0.19412 | 0.1904 | 0.18756 | 0.18542 | 0.18385 | 0.18272 | 0.18195 | 0.18147 | 0.18123 | 0.18117 | 0.18125 | 0.18146 | 0.18177
WY | Residential | Multi-Family - Reg. Income | Existing | Electronics | Laptops | 0.24237 | 0.23625 | 0.23014 | 0.2254 | 0.22177 | 0.21902 | 0.21698 | 0.2155 | 0.21448 | 0.21382 | 0.21346 | 0.21332 | 0.21338 | 0.21359 | 0.21391 | 0.21434 | 0.21484 | 0.21541 | 0.21603 | 0.21669 | 0.21738 | 0.2181
WY | Residential | Multi-Family - Reg. Income | Existing | Electronics | TVs | 0.56892 | 0.75305 | 0.93014 | 1.0861 | 1.2097 | 1.3076 | 1.3848 | 1.4457 | 1.4935 | 1.5308 | 1.5598 | 1.5821 | 1.5991 | 1.6119 | 1.6213 | 1.628 | 1.6325 | 1.6353 | 1.6368 | 1.6372 | 1.6367 | 1.6356
WY | Residential | Multi-Family - Reg. Income | Existing | Electronics | Printer/Fax/Copier | 0.076993 | 0.075528 | 0.073838 | 0.072156 | 0.07067 | 0.06953 | 0.068667 | 0.068027 | 0.067564 | 0.067243 | 0.067036 | 0.066921 | 0.06688 | 0.066897 | 0.066961 | 0.067064 | 0.067197 | 0.067354 | 0.067532 | 0.067726 | 0.067933 | 0.068151
WY | Residential | Multi-Family - Reg. Income | Existing | Electronics | Set-top Boxes/DVRs | 0.073612 | 0.072753 | 0.071785 | 0.070795 | 0.069849 | 0.069 | 0.068291 | 0.067694 | 0.067186 | 0.06675 | 0.06637 | 0.066035 | 0.065738 | 0.065469 | 0.065223 | 0.064997 | 0.064785 | 0.064585 | 0.064395 | 0.064213 | 0.064037 | 0.063866
WY | Residential | Multi-Family - Reg. Income | Existing | Electronics | Devices and Gadgets | 1.779 | 1.7858 | 1.7925 | 1.7993 | 1.8061 | 1.813 | 1.8199 | 1.8267 | 1.8337 | 1.8406 | 1.8476 | 1.8546 | 1.8616 | 1.8686 | 1.8757 | 1.8828 | 1.89 | 1.8971 | 1.9043 | 1.9115 | 1.9187 | 1.926
WY | Residential | Multi-Family - Reg. Income | Existing | Miscellaneous | Electric Vehicle Chargers | 0.33871 | 0.42652 | 0.52114 | 0.62749 | 0.74979 | 0.89674 | 1.0747 | 1.2179 | 1.3461 | 1.4764 | 1.6095 | 1.745 | 1.8824 | 2.021 | 2.1595 | 2.2982 | 2.4376 | 2.5775 | 2.7165 | 2.8558 | 2.9933 | 3.128
WY | Residential | Multi-Family - Reg. Income | Existing | Miscellaneous | Pool Pump | 0 | 0 | 0 | 0 | 0 | 0 | 0 | 0 | 0 | 0 | 0 | 0 | 0 | 0 | 0 | 0 | 0 | 0 | 0 | 0 | 0 | 0
WY | Residential | Multi-Family - Reg. Income | Existing | Miscellaneous | Pool Heater | 0.20099 | 0.20019 | 0.19939 | 0.19859 | 0.19779 | 0.197 | 0.19621 | 0.19543 | 0.19465 | 0.19387 | 0.19309 | 0.19232 | 0.19155 | 0.19079 | 0.19002 | 0.18926 | 0.18851 | 0.18775 | 0.187 | 0.18625 | 0.18551 | 0.18477
WY | Residential | Multi-Family - Reg. Income | Existing | Miscellaneous | Hot Tub/Spa | 0.12076 | 0.12506 | 0.13034 | 0.13222 | 0.13375 | 0.13471 | 0.13496 | 0.13435 | 0.13281 | 0.13024 | 0.12762 | 0.1248 | 0.12246 | 0.1205 | 0.11885 | 0.11682 | 0.11492 | 0.11413 | 0.11341 | 0.11275 | 0.11213 | 0.11155
WY | Residential | Multi-Family - Reg. Income | Existing | Miscellaneous | Furnace Fan | 0.10719 | 0.10713 | 0.10702 | 0.10688 | 0.10671 | 0.10654 | 0.10636 | 0.1062 | 0.10604 | 0.10591 | 0.10581 | 0.10575 | 0.10572 | 0.10573 | 0.10579 | 0.1059 | 0.10606 | 0.10625 | 0.10648 | 0.10675 | 0.10704 | 0.10736
WY | Residential | Multi-Family - Reg. Income | Existing | Miscellaneous | Well Pump | 0.093163 | 0.092791 | 0.09242 | 0.09205 | 0.091682 | 0.091315 | 0.09095 | 0.090586 | 0.090224 | 0.089863 | 0.089503 | 0.089145 | 0.088789 | 0.088434 | 0.08808 | 0.087727 | 0.087377 | 0.087027 | 0.086679 | 0.086332 | 0.085987 | 0.085643
WY | Residential | Multi-Family - Reg. Income | Existing | Miscellaneous | Bathroom Exhaust Fan | 0.024343 | 0.024245 | 0.024149 | 0.024052 | 0.023956 | 0.02386 | 0.023764 | 0.023669 | 0.023575 | 0.02348 | 0.023386 | 0.023293 | 0.0232 | 0.023107 | 0.023015 | 0.022922 | 0.022831 | 0.022739 | 0.022649 | 0.022558 | 0.022468 | 0.022378
WY | Residential | Multi-Family - Reg. Income | Existing | Miscellaneous | Miscellaneous | 5.8328 | 5.7834 | 5.7343 | 5.6857 | 5.6375 | 5.5896 | 5.5422 | 5.4952 | 5.4486 | 5.4024 | 5.3566 | 5.3112 | 5.2661 | 5.2214 | 5.1772 | 5.1332 | 5.0897 | 5.0465 | 5.0037 | 4.9613 | 4.9192 | 4.8775
WY | Residential | Multi-Family - Reg. Income | Existing | Generation | Solar PV | -0.046391 | -0.067433 | -0.073655 | -0.081506 | -0.089969 | -0.10047 | -0.11199 | -0.12646 | -0.14208 | -0.15963 | -0.18206 | -0.20471 | -0.2267 | -0.24728 | -0.26789 | -0.28843 | -0.30892 | -0.32937 | -0.34975 | -0.37009 | -0.3904 | -0.41068
WY | Residential | Multi-Family - Reg. Income | New | Cooling | Central AC | 0 | 0.00383 | 0.0080621 | 0.011788 | 0.016145 | 0.020688 | 0.025421 | 0.030345 | 0.03546 | 0.04076 | 0.04619 | 0.051751 | 0.057453 | 0.063311 | 0.069335 | 0.075336 | 0.081473 | 0.087761 | 0.094204 | 0.10081 | 0.10759 | 0.11454
WY | Residential | Multi-Family - Reg. Income | New | Cooling | Room AC | 0 | 0.0015543 | 0.0032671 | 0.0050388 | 0.006838 | 0.0087532 | 0.010748 | 0.012824 | 0.01498 | 0.017214 | 0.019503 | 0.021847 | 0.024251 | 0.02672 | 0.029259 | 0.031795 | 0.034394 | 0.037062 | 0.039797 | 0.042597 | 0.045473 | 0.048419
WY | Residential | Multi-Family - Reg. Income | New | Cooling | Air-Source Heat Pump | 0 | 0.00019506 | 0.00040319 | 0.00061849 | 0.00083712 | 0.0010699 | 0.0013124 | 0.0015647 | 0.0018268 | 0.0020984 | 0.0023766 | 0.0026616 | 0.0029537 | 0.0032539 | 0.0035625 | 0.0038701 | 0.0041854 | 0.0045092 | 0.0048411 | 0.005181 | 0.0055302 | 0.0058879
WY | Residential | Multi-Family - Reg. Income | New | Cooling | Geothermal Heat Pump | 0 | 0 | 0 | 0 | 0 | 0 | 0 | 0 | 0 | 0 | 0 | 0 | 0 | 0 | 0 | 0 | 0 | 0 | 0 | 0 | 0 | 0
WY | Residential | Multi-Family - Reg. Income | New | Cooling | Evaporative Cooler | 0 | 0.0006115 | 0.0012726 | 0.0019434 | 0.0026113 | 0.0033097 | 0.004024 | 0.0047536 | 0.0054982 | 0.0062558 | 0.0070176 | 0.0077836 | 0.0085547 | 0.0093327 | 0.010119 | 0.010887 | 0.011661 | 0.012441 | 0.013228 | 0.014019 | 0.014818 | 0.015622
WY | Residential | Multi-Family - Reg. Income | New | Cooling | Ductless Mini Split Heat Pump | 0 | 0.00016045 | 0.00033471 | 0.00051232 | 0.00069 | 0.00087659 | 0.0010683 | 0.0012649 | 0.0014665 | 0.0016724 | 0.0018805 | 0.0020906 | 0.0023031 | 0.0025184 | 0.0027369 | 0.0029517 | 0.0031688 | 0.0033888 | 0.0036114 | 0.0038363 | 0.0040644 | 0.004295
WY | Residential | Multi-Family - Reg. Income | New | Space Heating | Electric Room Heat | 0 | 0.026063 | 0.05437 | 0.083631 | 0.11208 | 0.14053 | 0.16904 | 0.19854 | 0.2261 | 0.25455 | 0.28257 | 0.31168 | 0.33736 | 0.36426 | 0.3909 | 0.41916 | 0.44307 | 0.46883 | 0.49437 | 0.52219 | 0.54475 | 0.56961
WY | Residential | Multi-Family - Reg. Income | New | Space Heating | Electric Furnace | 0 | 0.0093861 | 0.01958 | 0.030118 | 0.040364 | 0.050609 | 0.060874 | 0.071499 | 0.081424 | 0.091671 | 0.10176 | 0.11224 | 0.12149 | 0.13118 | 0.14077 | 0.15095 | 0.15956 | 0.16884 | 0.17804 | 0.18806 | 0.19618 | 0.20513
WY | Residential | Multi-Family - Reg. Income | New | Space Heating | Air-Source Heat Pump | 0 | 0.0010907 | 0.0022371 | 0.0034224 | 0.0045746 | 0.0057268 | 0.0068812 | 0.0080762 | 0.0091922 | 0.010344 | 0.011479 | 0.012658 | 0.013698 | 0.014788 | 0.015867 | 0.017008 | 0.017974 | 0.019014 | 0.020046 | 0.021171 | 0.022083 | 0.023088
WY | Residential | Multi-Family - Reg. Income | New | Space Heating | Geothermal Heat Pump | 0 | 0 | 0 | 0 | 0 | 0 | 0 | 0 | 0 | 0 | 0 | 0 | 0 | 0 | 0 | 0 | 0 | 0 | 0 | 0 | 0 | 0
WY | Residential | Multi-Family - Reg. Income | New | Space Heating | Ductless Mini Split Heat Pump | 0 | 0.00086084 | 0.0017957 | 0.0027622 | 0.0037019 | 0.0046415 | 0.005583 | 0.0065574 | 0.0074677 | 0.0084075 | 0.0093329 | 0.010294 | 0.011143 | 0.012031 | 0.012911 | 0.013844 | 0.014634 | 0.015485 | 0.016328 | 0.017247 | 0.017992 | 0.018813
WY | Residential | Multi-Family - Reg. Income | New | Water Heating | Water Heater (<= 55 Gal) | 0 | 0.037128 | 0.076972 | 0.11709 | 0.15672 | 0.19609 | 0.23537 | 0.27453 | 0.31353 | 0.35227 | 0.39026 | 0.42751 | 0.46408 | 0.5001 | 0.53564 | 0.57063 | 0.60517 | 0.63935 | 0.67313 | 0.70645 | 0.73947 | 0.77208
WY | Residential | Multi-Family - Reg. Income | New | Water Heating | Water Heater (> 55 Gal) | 0 | 0 | 0 | 0 | 0 | 0 | 0 | 0 | 0 | 0 | 0 | 0 | 0 | 0 | 0 | 0 | 0 | 0 | 0 | 0 | 0 | 0
WY | Residential | Multi-Family - Reg. Income | New | Interior Lighting | General Service Lighting | 0 | 0.017141 | 0.034381 | 0.043885 | 0.049259 | 0.052974 | 0.057811 | 0.061852 | 0.067255 | 0.073974 | 0.080507 | 0.087042 | 0.093372 | 0.099674 | 0.10528 | 0.11076 | 0.11615 | 0.12146 | 0.1268 | 0.13164 | 0.13649 | 0.1412
WY | Residential | Multi-Family - Reg. Income | New | Interior Lighting | Linear Lighting | 0 | 0.0052304 | 0.010885 | 0.016623 | 0.022313 | 0.028009 | 0.033736 | 0.03949 | 0.045265 | 0.051031 | 0.056733 | 0.062369 | 0.067951 | 0.073493 | 0.078996 | 0.08446 | 0.089899 | 0.095325 | 0.10073 | 0.10611 | 0.11147 | 0.11681
WY | Residential | Multi-Family - Reg. Income | New | Interior Lighting | Exempted Lighting | 0 | 0.00014818 | 0.00030839 | 0.00045073 | 0.00057445 | 0.00068445 | 0.00077264 | 0.00085545 | 0.00092956 | 0.00099549 | 0.0010643 | 0.0011344 | 0.0012071 | 0.0012817 | 0.0013555 | 0.0014442 | 0.0015312 | 0.0016152 | 0.0016968 | 0.0017753 | 0.001852 | 0.0019267
WY | Residential | Multi-Family - Reg. Income | New | Exterior Lighting | General Service Lighting | 0 | 0.0022887 | 0.0044527 | 0.0052542 | 0.0056042 | 0.0060985 | 0.0065065 | 0.0071354 | 0.0080439 | 0.008801 | 0.0095445 | 0.010332 | 0.01108 | 0.011815 | 0.012423 | 0.013014 | 0.013591 | 0.014158 | 0.014729 | 0.015239 | 0.015749 | 0.016214
WY | Residential | Multi-Family - Reg. Income | New | Appliances | Clothes Washer | 0 | 0.002382 | 0.0049427 | 0.0075255 | 0.010082 | 0.012626 | 0.015168 | 0.017708 | 0.020241 | 0.022762 | 0.02524 | 0.027673 | 0.030067 | 0.03243 | 0.034765 | 0.037069 | 0.039348 | 0.041607 | 0.043845 | 0.046055 | 0.048251 | 0.050423
WY | Residential | Multi-Family - Reg. Income | New | Appliances | Clothes Dryer | 0 | 0.016738 | 0.034707 | 0.052807 | 0.070695 | 0.088471 | 0.10621 | 0.12391 | 0.14154 | 0.15906 | 0.17625 | 0.19311 | 0.20967 | 0.22599 | 0.2421 | 0.25796 | 0.27363 | 0.28915 | 0.30448 | 0.31962 | 0.33463 | 0.34945
WY | Residential | Multi-Family - Reg. Income | New | Appliances | Dishwasher | 0 | 0.0013324 | 0.0027588 | 0.0041913 | 0.0056029 | 0.0070014 | 0.0083932 | 0.0097771 | 0.011152 | 0.012514 | 0.013846 | 0.015148 | 0.016423 | 0.017675 | 0.018907 | 0.020116 | 0.021307 | 0.022481 | 0.023639 | 0.024777 | 0.025902 | 0.02701
WY | Residential | Multi-Family - Reg. Income | New | Appliances | Refrigerator | 0 | 0.015569 | 0.032405 | 0.049486 | 0.066495 | 0.083523 | 0.10064 | 0.11784 | 0.1351 | 0.15239 | 0.16947 | 0.18636 | 0.20309 | 0.2197 | 0.23622 | 0.25263 | 0.26896 | 0.28525 | 0.30149 | 0.31763 | 0.33377 | 0.34984
WY | Residential | Multi-Family - Reg. Income | New | Appliances | Freezer | 0 | 0.0081483 | 0.01675 | 0.025264 | 0.03353 | 0.041597 | 0.049507 | 0.057254 | 0.064834 | 0.072227 | 0.079338 | 0.086173 | 0.092754 | 0.099106 | 0.10525 | 0.11117 | 0.11691 | 0.12246 | 0.12784 | 0.13303 | 0.13807 | 0.14293
WY | Residential | Multi-Family - Reg. Income | New | Appliances | Second Refrigerator | 0 | 0.0044748 | 0.0092168 | 0.013929 | 0.018521 | 0.023021 | 0.027451 | 0.031808 | 0.036087 | 0.040279 | 0.044329 | 0.048239 | 0.052022 | 0.05569 | 0.059255 | 0.06271 | 0.066069 | 0.069341 | 0.072524 | 0.075613 | 0.078627 | 0.081553
WY | Residential | Multi-Family - Reg. Income | New | Appliances | Stove/Oven | 0 | 0.0041716 | 0.0086818 | 0.013258 | 0.017814 | 0.022375 | 0.026961 | 0.031568 | 0.036192 | 0.040821 | 0.045398 | 0.049922 | 0.054403 | 0.058852 | 0.063278 | 0.067671 | 0.072046 | 0.076409 | 0.080757 | 0.085082 | 0.089403 | 0.093705
WY | Residential | Multi-Family - Reg. Income | New | Appliances | Microwave | 0 | 0.0041742 | 0.0086872 | 0.013266 | 0.017825 | 0.022389 | 0.026978 | 0.031588 | 0.036215 | 0.040846 | 0.045426 | 0.049953 | 0.054437 | 0.058889 | 0.063317 | 0.067713 | 0.072091 | 0.076456 | 0.080807 | 0.085134 | 0.089459 | 0.093763
WY | Residential | Multi-Family - Reg. Income | New | Appliances | Dehumidifier | 0 | 0.00049358 | 0.0010272 | 0.0015686 | 0.0021077 | 0.0026474 | 0.00319 | 0.0037351 | 0.0042822 | 0.0048299 | 0.0053714 | 0.0059068 | 0.0064369 | 0.0069633 | 0.007487 | 0.0080068 | 0.0085244 | 0.0090407 | 0.0095551 | 0.010067 | 0.010578 | 0.011087
WY | Residential | Multi-Family - Reg. Income | New | Appliances | Air Purifier | 0 | 0.00085408 | 0.0017775 | 0.0027144 | 0.0036472 | 0.004581 | 0.0055199 | 0.0064631 | 0.0074099 | 0.0083576 | 0.0092946 | 0.010221 | 0.011138 | 0.012049 | 0.012955 | 0.013855 | 0.01475 | 0.015644 | 0.016534 | 0.017419 | 0.018304 | 0.019185
WY | Residential | Multi-Family - Reg. Income | New | Electronics | Personal Computers | 0 | 0.0010546 | 0.0021948 | 0.0033516 | 0.0045034 | 0.0056564 | 0.0068158 | 0.0079805 | 0.0091495 | 0.01032 | 0.011477 | 0.012621 | 0.013753 | 0.014878 | 0.015997 | 0.017108 | 0.018213 | 0.019317 | 0.020416 | 0.021509 | 0.022601 | 0.023689
WY | Residential | Multi-Family - Reg. Income | New | Electronics | Monitor | 0 | 0.0014748 | 0.0030932 | 0.0047605 | 0.0064465 | 0.0081604 | 0.0099098 | 0.011694 | 0.013512 | 0.015359 | 0.017215 | 0.019078 | 0.020953 | 0.022844 | 0.024754 | 0.026679 | 0.028626 | 0.030597 | 0.032591 | 0.034605 | 0.036647 | 0.03871
WY | Residential | Multi-Family - Reg. Income | New | Electronics | Laptops | 0 | 0.001781 | 0.0037356 | 0.0057492 | 0.0077854 | 0.0098552 | 0.011968 | 0.014123 | 0.016318 | 0.018549 | 0.02079 | 0.023041 | 0.025305 | 0.027588 | 0.029895 | 0.03222 | 0.034571 | 0.036952 | 0.03936 | 0.041792 | 0.044258 | 0.04675
WY | Residential | Multi-Family - Reg. Income | New | Electronics | TVs | 0 | 0.015237 | 0.031762 | 0.048582 | 0.065384 | 0.082258 | 0.099279 | 0.11643 | 0.1337 | 0.15105 | 0.16826 | 0.18533 | 0.20229 | 0.21919 | 0.23606 | 0.25286 | 0.26964 | 0.28644 | 0.30323 | 0.31999 | 0.33679 | 0.35357
WY | Residential | Multi-Family - Reg. Income | New | Electronics | Printer/Fax/Copier | 0 | 0.00055627 | 0.0011667 | 0.0017956 | 0.0024316 | 0.003078 | 0.0037379 | 0.0044108 | 0.0050965 | 0.0057933 | 0.0064932 | 0.0071962 | 0.0079033 | 0.0086165 | 0.0093369 | 0.010063 | 0.010798 | 0.011541 | 0.012293 | 0.013053 | 0.013823 | 0.014601
WY | Residential | Multi-Family - Reg. Income | New | Electronics | Set-top Boxes/DVRs | 0 | 0.00059034 | 0.0012306 | 0.0018823 | 0.0025332 | 0.003187 | 0.0038465 | 0.0045111 | 0.0051803 | 0.0058523 | 0.0065191 | 0.0071805 | 0.0078377 | 0.0084924 | 0.0091458 | 0.0097968 | 0.010447 | 0.011098 | 0.011748 | 0.012398 | 0.013048 | 0.013699
WY | Residential | Multi-Family - Reg. Income | New | Electronics | Devices and Gadgets | 0 | 0.015757 | 0.033049 | 0.050863 | 0.068876 | 0.087187 | 0.10588 | 0.12494 | 0.14436 | 0.1641 | 0.18392 | 0.20384 | 0.22387 | 0.24407 | 0.26447 | 0.28505 | 0.30585 | 0.32691 | 0.34821 | 0.36973 | 0.39154 | 0.41359
WY | Residential | Multi-Family - Reg. Income | New | Miscellaneous | Electric Vehicle Chargers | 0 | 0.0037633 | 0.0096082 | 0.017738 | 0.028593 | 0.043125 | 0.062528 | 0.083296 | 0.10598 | 0.13163 | 0.16022 | 0.1918 | 0.22637 | 0.26396 | 0.30448 | 0.34794 | 0.39448 | 0.44414 | 0.49672 | 0.55237 | 0.61081 | 0.67171
WY | Residential | Multi-Family - Reg. Income | New | Miscellaneous | Pool Pump | 0 | 0 | 0 | 0 | 0 | 0 | 0 | 0 | 0 | 0 | 0 | 0 | 0 | 0 | 0 | 0 | 0 | 0 | 0 | 0 | 0 | 0
WY | Residential | Multi-Family - Reg. Income | New | Miscellaneous | Pool Heater | 0 | 0.0017663 | 0.003676 | 0.0056136 | 0.0075427 | 0.0094739 | 0.011416 | 0.013366 | 0.015324 | 0.017284 | 0.019222 | 0.021138 | 0.023035 | 0.024919 | 0.026793 | 0.028653 | 0.030506 | 0.032353 | 0.034194 | 0.036025 | 0.037855 | 0.039677
WY | Residential | Multi-Family - Reg. Income | New | Miscellaneous | Hot Tub/Spa | 0 | 0.0016198 | 0.0033711 | 0.0045353 | 0.0056945 | 0.0068548 | 0.0080215 | 0.0091936 | 0.01037 | 0.011548 | 0.0126 | 0.013541 | 0.014513 | 0.015511 | 0.016529 | 0.017414 | 0.018329 | 0.019439 | 0.020545 | 0.021646 | 0.022745 | 0.02384
WY | Residential | Multi-Family - Reg. Income | New | Miscellaneous | Furnace Fan | 0 | 0.00085042 | 0.0017852 | 0.0027498 | 0.0037269 | 0.0047218 | 0.0057391 | 0.0067784 | 0.007839 | 0.0089188 | 0.010005 | 0.011099 | 0.012201 | 0.013314 | 0.014441 | 0.015579 | 0.016732 | 0.017901 | 0.019086 | 0.020285 | 0.021503 | 0.022736
WY | Residential | Multi-Family - Reg. Income | New | Miscellaneous | Well Pump | 0 | 0.00081873 | 0.0017039 | 0.002602 | 0.0034962 | 0.0043914 | 0.0052914 | 0.0061956 | 0.0071032 | 0.0080117 | 0.00891 | 0.009798 | 0.010677 | 0.011551 | 0.012419 | 0.013281 | 0.01414 | 0.014996 | 0.01585 | 0.016698 | 0.017547 | 0.018391
WY | Residential | Multi-Family - Reg. Income | New | Miscellaneous | Bathroom Exhaust Fan | 0 | 0.00021393 | 0.00044522 | 0.00067989 | 0.00091354 | 0.0011474 | 0.0013826 | 0.0016189 | 0.001856 | 0.0020934 | 0.0023281 | 0.0025601 | 0.0027899 | 0.0030181 | 0.003245 | 0.0034703 | 0.0036947 | 0.0039184 | 0.0041414 | 0.0043632 | 0.0045848 | 0.0048054
WY | Residential | Multi-Family - Reg. Income | New | Miscellaneous | Miscellaneous | 0 | 0.051029 | 0.10572 | 0.16072 | 0.21498 | 0.26881 | 0.32245 | 0.37585 | 0.42896 | 0.48165 | 0.53324 | 0.58375 | 0.63328 | 0.68199 | 0.72997 | 0.77715 | 0.82366 | 0.86961 | 0.91496 | 0.95962 | 1.0038 | 1.0474
WY | Residential | Multi-Family - Reg. Income | New | Generation | Solar PV | 0 | -0.00059499 | -0.001358 | -0.002304 | -0.0034309 | -0.0048317 | -0.0065157 | -0.0086495 | -0.011186 | -0.014232 | -0.018124 | -0.0225 | -0.027262 | -0.032299 | -0.037772 | -0.043667 | -0.049991 | -0.056756 | -0.063953 | -0.071583 | -0.079666 | -0.08819
WY | Residential | Manufactured Home - Reg. Income | Existing | Cooling | Central AC | 2.0618 | 2.0561 | 2.0488 | 2.0322 | 2.0224 | 2.0293 | 2.036 | 2.0426 | 2.0493 | 2.0563 | 2.0639 | 2.0722 | 2.0814 | 2.0917 | 2.1032 | 2.1112 | 2.1206 | 2.1312 | 2.1429 | 2.156 | 2.1701 | 2.1854
WY | Residential | Manufactured Home - Reg. Income | Existing | Cooling | Room AC | 0.10072 | 0.099831 | 0.098852 | 0.097843 | 0.096864 | 0.096837 | 0.09692 | 0.097157 | 0.097531 | 0.098029 | 0.098636 | 0.099343 | 0.10014 | 0.10102 | 0.10196 | 0.10275 | 0.10359 | 0.10449 | 0.10543 | 0.10642 | 0.10745 | 0.10851
WY | Residential | Manufactured Home - Reg. Income | Existing | Cooling | Air-Source Heat Pump | 0.11058 | 0.11099 | 0.11133 | 0.11165 | 0.11196 | 0.11329 | 0.11462 | 0.11597 | 0.11732 | 0.11869 | 0.12008 | 0.12149 | 0.12292 | 0.12438 | 0.12586 | 0.12709 | 0.12835 | 0.12965 | 0.13098 | 0.13234 | 0.13372 | 0.13514
WY | Residential | Manufactured Home - Reg. Income | Existing | Cooling | Geothermal Heat Pump | 0 | 0 | 0 | 0 | 0 | 0 | 0 | 0 | 0 | 0 | 0 | 0 | 0 | 0 | 0 | 0 | 0 | 0 | 0 | 0 | 0 | 0
WY | Residential | Manufactured Home - Reg. Income | Existing | Cooling | Evaporative Cooler | 1.2206 | 1.2109 | 1.201 | 1.191 | 1.181 | 1.1816 | 1.1821 | 1.1826 | 1.1832 | 1.1837 | 1.1844 | 1.1852 | 1.1863 | 1.1875 | 1.189 | 1.188 | 1.1872 | 1.1866 | 1.1862 | 1.186 | 1.1859 | 1.1859
WY | Residential | Manufactured Home - Reg. Income | Existing | Cooling | Ductless Mini Split Heat Pump | 0 | 0 | 0 | 0 | 0 | 0 | 0 | 0 | 0 | 0 | 0 | 0 | 0 | 0 | 0 | 0 | 0 | 0 | 0 | 0 | 0 | 0
WY | Residential | Manufactured Home - Reg. Income | Existing | Space Heating | Electric Room Heat | 1.2174 | 1.2106 | 1.2035 | 1.2021 | 1.1889 | 1.1768 | 1.1648 | 1.1585 | 1.1412 | 1.1298 | 1.1186 | 1.1132 | 1.0973 | 1.0872 | 1.0774 | 1.0728 | 1.0581 | 1.0488 | 1.0399 | 1.0362 | 1.0226 | 1.0142
WY | Residential | Manufactured Home - Reg. Income | Existing | Space Heating | Electric Furnace | 4.582 | 4.5562 | 4.5295 | 4.5245 | 4.4748 | 4.4291 | 4.3838 | 4.3604 | 4.2951 | 4.2521 | 4.2101 | 4.1898 | 4.1298 | 4.0917 | 4.0549 | 4.0377 | 3.9823 | 3.9475 | 3.9137 | 3.8999 | 3.8487 | 3.8173
WY | Residential | Manufactured Home - Reg. Income | Existing | Space Heating | Air-Source Heat Pump | 0.96352 | 0.96248 | 0.96095 | 0.96413 | 0.95783 | 0.95233 | 0.94682 | 0.94591 | 0.93571 | 0.93012 | 0.9245 | 0.92335 | 0.91315 | 0.90743 | 0.90166 | 0.90003 | 0.88967 | 0.88376 | 0.8779 | 0.87638 | 0.86632 | 0.86059
WY | Residential | Manufactured Home - Reg. Income | Existing | Space Heating | Geothermal Heat Pump | 0 | 0 | 0 | 0 | 0 | 0 | 0 | 0 | 0 | 0 | 0 | 0 | 0 | 0 | 0 | 0 | 0 | 0 | 0 | 0 | 0 | 0
WY | Residential | Manufactured Home - Reg. Income | Existing | Space Heating | Ductless Mini Split Heat Pump | 0 | 0 | 0 | 0 | 0 | 0 | 0 | 0 | 0 | 0 | 0 | 0 | 0 | 0 | 0 | 0 | 0 | 0 | 0 | 0 | 0 | 0
WY | Residential | Manufactured Home - Reg. Income | Existing | Water Heating | Water Heater (<= 55 Gal) | 3.4776 | 3.4504 | 3.4234 | 3.3965 | 3.3699 | 3.3435 | 3.3173 | 3.2914 | 3.2656 | 3.24 | 3.2146 | 3.1894 | 3.1644 | 3.1396 | 3.115 | 3.0906 | 3.0664 | 3.0424 | 3.0186 | 2.9949 | 2.9715 | 2.9482
WY | Residential | Manufactured Home - Reg. Income | Existing | Water Heating | Water Heater (> 55 Gal) | 0 | 0 | 0 | 0 | 0 | 0 | 0 | 0 | 0 | 0 | 0 | 0 | 0 | 0 | 0 | 0 | 0 | 0 | 0 | 0 | 0 | 0
WY | Residential | Manufactured Home - Reg. Income | Existing | Interior Lighting | General Service Lighting | 2.0553 | 2.0206 | 1.9725 | 1.866 | 1.7257 | 1.5662 | 1.405 | 1.2639 | 1.1487 | 1.0581 | 0.98126 | 0.91694 | 0.86172 | 0.81488 | 0.77295 | 0.73627 | 0.70408 | 0.67575 | 0.65123 | 0.62756 | 0.60621 | 0.5858
WY | Residential | Manufactured Home - Reg. Income | Existing | Interior Lighting | Linear Lighting | 0.29315 | 0.29198 | 0.29081 | 0.28965 | 0.28844 | 0.28723 | 0.28601 | 0.2848 | 0.2836 | 0.28235 | 0.2811 | 0.27986 | 0.27863 | 0.27739 | 0.27613 | 0.27487 | 0.27362 | 0.27237 | 0.27113 | 0.26989 | 0.26868 | 0.26748
WY | Residential | Manufactured Home - Reg. Income | Existing | Interior Lighting | Exempted Lighting | 0.010536 | 0.010493 | 0.010451 | 0.01033 | 0.010106 | 0.0097852 | 0.0093281 | 0.0087875 | 0.008158 | 0.0074985 | 0.006887 | 0.0063474 | 0.0059264 | 0.0056092 | 0.0053871 | 0.0053074 | 0.0052911 | 0.0053074 | 0.0053375 | 0.0053641 | 0.0053817 | 0.0053515
WY | Residential | Manufactured Home - Reg. Income | Existing | Exterior Lighting | General Service Lighting | 0.54754 | 0.53508 | 0.51588 | 0.47056 | 0.41415 | 0.36786 | 0.32688 | 0.29449 | 0.27108 | 0.25001 | 0.23209 | 0.21773 | 0.20506 | 0.19413 | 0.18382 | 0.17473 | 0.16671 | 0.15963 | 0.15348 | 0.14724 | 0.1415 | 0.13548
WY | Residential | Manufactured Home - Reg. Income | Existing | Appliances | Clothes Washer | 0.23024 | 0.22864 | 0.22705 | 0.22547 | 0.22391 | 0.22235 | 0.2208 | 0.21927 | 0.21774 | 0.21623 | 0.21473 | 0.21323 | 0.21175 | 0.21028 | 0.20882 | 0.20737 | 0.20593 | 0.20449 | 0.20307 | 0.20166 | 0.20026 | 0.19887
WY | Residential | Manufactured Home - Reg. Income | Existing | Appliances | Clothes Dryer | 1.3447 | 1.3354 | 1.3263 | 1.3173 | 1.3084 | 1.2995 | 1.2906 | 1.2818 | 1.2729 | 1.264 | 1.255 | 1.246 | 1.237 | 1.228 | 1.219 | 1.21 | 1.201 | 1.1921 | 1.1831 | 1.1743 | 1.1654 | 1.1566
WY | Residential | Manufactured Home - Reg. Income | Existing | Appliances | Dishwasher | 0.090684 | 0.089859 | 0.089042 | 0.088231 | 0.087429 | 0.086633 | 0.085845 | 0.085064 | 0.08429 | 0.083523 | 0.082763 | 0.08201 | 0.081264 | 0.080524 | 0.079791 | 0.079065 | 0.078346 | 0.077633 | 0.076927 | 0.076227 | 0.075533 | 0.074846
WY | Residential | Manufactured Home - Reg. Income | Existing | Appliances | Refrigerator | 1.2652 | 1.2537 | 1.2419 | 1.2299 | 1.2179 | 1.206 | 1.1943 | 1.1828 | 1.1717 | 1.1611 | 1.151 | 1.1414 | 1.1323 | 1.1237 | 1.1156 | 1.1078 | 1.1003 | 1.0932 | 1.0863 | 1.0797 | 1.0734 | 1.0673
WY | Residential | Manufactured Home - Reg. Income | Existing | Appliances | Freezer | 2.0153 | 1.9826 | 1.9504 | 1.9187 | 1.8876 | 1.8569 | 1.8268 | 1.7971 | 1.7679 | 1.7392 | 1.711 | 1.6832 | 1.6559 | 1.629 | 1.6025 | 1.5765 | 1.5509 | 1.5257 | 1.5009 | 1.4766 | 1.4526 | 1.429
WY | Residential | Manufactured Home - Reg. Income | Existing | Appliances | Second Refrigerator | 0.98013 | 0.94603 | 0.91154 | 0.87713 | 0.8432 | 0.81009 | 0.77808 | 0.74743 | 0.71835 | 0.69099 | 0.66551 | 0.64201 | 0.6203 | 0.6002 | 0.58155 | 0.56421 | 0.54806 | 0.53297 | 0.51885 | 0.50561 | 0.49316 | 0.48143
WY | Residential | Manufactured Home - Reg. Income | Existing | Appliances | Stove/Oven | 0.19536 | 0.19446 | 0.19353 | 0.1926 | 0.19165 | 0.1907 | 0.18976 | 0.18883 | 0.18791 | 0.187 | 0.18611 | 0.18524 | 0.18438 | 0.18354 | 0.18272 | 0.18193 | 0.18115 | 0.18038 | 0.17963 | 0.17888 | 0.17814 | 0.17741
WY | Residential | Manufactured Home - Reg. Income | Existing | Appliances | Microwave | 0.23335 | 0.23242 | 0.23149 | 0.23057 | 0.22964 | 0.22872 | 0.22781 | 0.2269 | 0.22599 | 0.22509 | 0.22419 | 0.22329 | 0.2224 | 0.22151 | 0.22062 | 0.21974 | 0.21886 | 0.21798 | 0.21711 | 0.21624 | 0.21538 | 0.21452
WY | Residential | Manufactured Home - Reg. Income | Existing | Appliances | Dehumidifier | 0.01822 | 0.017961 | 0.017675 | 0.017373 | 0.017067 | 0.016765 | 0.016474 | 0.016201 | 0.015948 | 0.015722 | 0.015524 | 0.01535 | 0.015195 | 0.015057 | 0.014933 | 0.01482 | 0.014716 | 0.014621 | 0.014532 | 0.014448 | 0.01437 | 0.014295
WY | Residential | Manufactured Home - Reg. Income | Existing | Appliances | Air Purifier | 0.052167 | 0.051959 | 0.051751 | 0.051544 | 0.051338 | 0.051132 | 0.050928 | 0.050724 | 0.050521 | 0.050319 | 0.050118 | 0.049917 | 0.049718 | 0.049519 | 0.049321 | 0.049124 | 0.048927 | 0.048731 | 0.048536 | 0.048342 | 0.048149 | 0.047956
WY | Residential | Manufactured Home - Reg. Income | Existing | Electronics | Personal Computers | 0.24814 | 0.23804 | 0.22652 | 0.21474 | 0.20357 | 0.19373 | 0.18576 | 0.17928 | 0.174 | 0.16966 | 0.16608 | 0.16311 | 0.16062 | 0.15851 | 0.1567 | 0.15515 | 0.15378 | 0.15258 | 0.15149 | 0.15051 | 0.14961 | 0.14878
WY | Residential | Manufactured Home - Reg. Income | Existing | Electronics | Monitor | 0.23564 | 0.22481 | 0.21226 | 0.1993 | 0.18699 | 0.17616 | 0.16749 | 0.16053 | 0.15495 | 0.15047 | 0.14687 | 0.14396 | 0.14163 | 0.13974 | 0.1382 | 0.13696 | 0.13594 | 0.13511 | 0.13443 | 0.13386 | 0.13339 | 0.13299
WY | Residential | Manufactured Home - Reg. Income | Existing | Electronics | Laptops | 0.21002 | 0.2039 | 0.19779 | 0.19288 | 0.18893 | 0.18575 | 0.18317 | 0.18109 | 0.1794 | 0.17802 | 0.17689 | 0.17596 | 0.17519 | 0.17455 | 0.17401 | 0.17355 | 0.17316 | 0.17282 | 0.17252 | 0.17226 | 0.17202 | 0.17181
WY | Residential | Manufactured Home - Reg. Income | Existing | Electronics | TVs | 0.61633 | 0.81582 | 1.0077 | 1.1766 | 1.3105 | 1.4165 | 1.5003 | 1.5662 | 1.6179 | 1.6584 | 1.6898 | 1.7139 | 1.7324 | 1.7462 | 1.7564 | 1.7636 | 1.7686 | 1.7717 | 1.7733 | 1.7737 | 1.7732 | 1.7719
WY | Residential | Manufactured Home - Reg. Income | Existing | Electronics | Printer/Fax/Copier | 0.077598 | 0.075824 | 0.073824 | 0.071835 | 0.070045 | 0.068605 | 0.067444 | 0.066506 | 0.065746 | 0.06513 | 0.064627 | 0.064216 | 0.063877 | 0.063597 | 0.063364 | 0.063167 | 0.063001 | 0.062858 | 0.062734 | 0.062626 | 0.06253 | 0.062443
WY | Residential | Manufactured Home - Reg. Income | Existing | Electronics | Set-top Boxes/DVRs | 0.12745 | 0.12596 | 0.12428 | 0.12257 | 0.12093 | 0.11946 | 0.11824 | 0.1172 | 0.11632 | 0.11557 | 0.11491 | 0.11433 | 0.11381 | 0.11335 | 0.11292 | 0.11253 | 0.11216 | 0.11182 | 0.11149 | 0.11117 | 0.11087 | 0.11057
WY | Residential | Manufactured Home - Reg. Income | Existing | Electronics | Devices and Gadgets | 1.4512 | 1.4501 | 1.449 | 1.4479 | 1.4468 | 1.4456 | 1.4445 | 1.4434 | 1.4423 | 1.4412 | 1.4401 | 1.439 | 1.4379 | 1.4368 | 1.4357 | 1.4346 | 1.4335 | 1.4324 | 1.4313 | 1.4302 | 1.4291 | 1.428
WY | Residential | Manufactured Home - Reg. Income | Existing | Miscellaneous | Electric Vehicle Chargers | 0 | 0 | 0 | 0 | 0 | 0 | 0 | 0 | 0 | 0 | 0 | 0 | 0 | 0 | 0 | 0 | 0 | 0 | 0 | 0 | 0 | 0
WY | Residential | Manufactured Home - Reg. Income | Existing | Miscellaneous | Pool Pump | 0 | 0 | 0 | 0 | 0 | 0 | 0 | 0 | 0 | 0 | 0 | 0 | 0 | 0 | 0 | 0 | 0 | 0 | 0 | 0 | 0 | 0
WY | Residential | Manufactured Home - Reg. Income | Existing | Miscellaneous | Pool Heater | 0 | 0 | 0 | 0 | 0 | 0 | 0 | 0 | 0 | 0 | 0 | 0 | 0 | 0 | 0 | 0 | 0 | 0 | 0 | 0 | 0 | 0
WY | Residential | Manufactured Home - Reg. Income | Existing | Miscellaneous | Hot Tub/Spa | 0.85548 | 0.88594 | 0.92329 | 0.93664 | 0.94746 | 0.95429 | 0.95601 | 0.95173 | 0.94078 | 0.92264 | 0.90403 | 0.88405 | 0.86747 | 0.85361 | 0.84192 | 0.82751 | 0.81407 | 0.80848 | 0.80339 | 0.79869 | 0.79431 | 0.79019
WY | Residential | Manufactured Home - Reg. Income | Existing | Miscellaneous | Furnace Fan | 0.19168 | 0.19158 | 0.1914 | 0.19115 | 0.19087 | 0.19057 | 0.19027 | 0.18999 | 0.18973 | 0.18951 | 0.18934 | 0.18923 | 0.1892 | 0.18923 | 0.18936 | 0.18957 | 0.18986 | 0.19022 | 0.19065 | 0.19113 | 0.19167 | 0.19226
WY | Residential | Manufactured Home - Reg. Income | Existing | Miscellaneous | Well Pump | 0.040764 | 0.040601 | 0.040438 | 0.040277 | 0.040115 | 0.039955 | 0.039795 | 0.039636 | 0.039477 | 0.03932 | 0.039162 | 0.039006 | 0.03885 | 0.038694 | 0.038539 | 0.038385 | 0.038232 | 0.038079 | 0.037926 | 0.037775 | 0.037624 | 0.037473
WY | Residential | Manufactured Home - Reg. Income | Existing | Miscellaneous | Bathroom Exhaust Fan | 0.01873 | 0.018655 | 0.01858 | 0.018506 | 0.018432 | 0.018358 | 0.018285 | 0.018212 | 0.018139 | 0.018066 | 0.017994 | 0.017922 | 0.01785 | 0.017779 | 0.017708 | 0.017637 | 0.017566 | 0.017496 | 0.017426 | 0.017356 | 0.017287 | 0.017218
WY | Residential | Manufactured Home - Reg. Income | Existing | Miscellaneous | Miscellaneous | 2.9512 | 2.9262 | 2.9014 | 2.8768 | 2.8524 | 2.8282 | 2.8042 | 2.7804 | 2.7568 | 2.7334 | 2.7103 | 2.6873 | 2.6645 | 2.6419 | 2.6195 | 2.5973 | 2.5752 | 2.5534 | 2.5317 | 2.5103 | 2.489 | 2.4679
WY | Residential | Manufactured Home - Reg. Income | Existing | Generation | Solar PV | -0.10684 | -0.15531 | -0.16964 | -0.18772 | -0.20721 | -0.2314 | -0.25793 | -0.29126 | -0.32723 | -0.36765 | -0.41932 | -0.47147 | -0.52211 | -0.56953 | -0.61698 | -0.66429 | -0.71147 | -0.75858 | -0.80551 | -0.85237 | -0.89914 | -0.94586
WY | Residential | Manufactured Home - Reg. Income | New | Cooling | Central AC | 0 | 0.014902 | 0.030957 | 0.044734 | 0.061216 | 0.078354 | 0.096207 | 0.11478 | 0.13407 | 0.15407 | 0.17455 | 0.19552 | 0.21703 | 0.23913 | 0.26185 | 0.28444 | 0.30753 | 0.3312 | 0.35544 | 0.38029 | 0.40583 | 0.432
WY | Residential | Manufactured Home - Reg. Income | New | Cooling | Room AC | 0 | 0.00070158 | 0.0014747 | 0.0022744 | 0.0030865 | 0.0039509 | 0.0048514 | 0.0057883 | 0.0067616 | 0.0077699 | 0.0088031 | 0.0098612 | 0.010946 | 0.012061 | 0.013207 | 0.014351 | 0.015524 | 0.016728 | 0.017963 | 0.019227 | 0.020525 | 0.021855
WY | Residential | Manufactured Home - Reg. Income | New | Cooling | Air-Source Heat Pump | 0 | 0.00091269 | 0.0018853 | 0.0028914 | 0.0039131 | 0.005001 | 0.0061342 | 0.0073132 | 0.008538 | 0.0098069 | 0.011107 | 0.012439 | 0.013804 | 0.015206 | 0.016649 | 0.018086 | 0.019559 | 0.021072 | 0.022623 | 0.024211 | 0.025843 | 0.027514
WY | Residential | Manufactured Home - Reg. Income | New | Cooling | Geothermal Heat Pump | 0 | 0 | 0 | 0 | 0 | 0 | 0 | 0 | 0 | 0 | 0 | 0 | 0 | 0 | 0 | 0 | 0 | 0 | 0 | 0 | 0 | 0
WY | Residential | Manufactured Home - Reg. Income | New | Cooling | Evaporative Cooler | 0 | 0.0092642 | 0.01928 | 0.029443 | 0.039561 | 0.050142 | 0.060963 | 0.072018 | 0.083297 | 0.094775 | 0.10632 | 0.11792 | 0.1296 | 0.14139 | 0.1533 | 0.16494 | 0.17666 | 0.18849 | 0.2004 | 0.21238 | 0.22449 | 0.23667
WY | Residential | Manufactured Home - Reg. Income | New | Cooling | Ductless Mini Split Heat Pump | 0 | 0 | 0 | 0 | 0 | 0 | 0 | 0 | 0 | 0 | 0 | 0 | 0 | 0 | 0 | 0 | 0 | 0 | 0 | 0 | 0 | 0
WY | Residential | Manufactured Home - Reg. Income | New | Space Heating | Electric Room Heat | 0 | 0.0092616 | 0.01932 | 0.029718 | 0.039828 | 0.049937 | 0.060066 | 0.07055 | 0.080343 | 0.090454 | 0.10041 | 0.11075 | 0.11988 | 0.12944 | 0.13891 | 0.14895 | 0.15744 | 0.1666 | 0.17567 | 0.18556 | 0.19358 | 0.20241
WY | Residential | Manufactured Home - Reg. Income | New | Space Heating | Electric Furnace | 0 | 0.034858 | 0.072715 | 0.11185 | 0.1499 | 0.18795 | 0.22607 | 0.26553 | 0.30239 | 0.34044 | 0.37792 | 0.41684 | 0.45119 | 0.48717 | 0.5228 | 0.56059 | 0.59257 | 0.62703 | 0.66118 | 0.69839 | 0.72856 | 0.76181
WY | Residential | Manufactured Home - Reg. Income | New | Space Heating | Air-Source Heat Pump | 0 | 0.008344 | 0.017101 | 0.026154 | 0.034955 | 0.043755 | 0.052571 | 0.061699 | 0.070222 | 0.079023 | 0.08769 | 0.096695 | 0.10464 | 0.11296 | 0.1212 | 0.12991 | 0.13729 | 0.14524 | 0.15312 | 0.16171 | 0.16867 | 0.17635
WY | Residential | Manufactured Home - Reg. Income | New | Space Heating | Geothermal Heat Pump | 0 | 0 | 0 | 0 | 0 | 0 | 0 | 0 | 0 | 0 | 0 | 0 | 0 | 0 | 0 | 0 | 0 | 0 | 0 | 0 | 0 | 0
WY | Residential | Manufactured Home - Reg. Income | New | Space Heating | Ductless Mini Split Heat Pump | 0 | 0 | 0 | 0 | 0 | 0 | 0 | 0 | 0 | 0 | 0 | 0 | 0 | 0 | 0 | 0 | 0 | 0 | 0 | 0 | 0 | 0
WY | Residential | Manufactured Home - Reg. Income | New | Water Heating | Water Heater (<= 55 Gal) | 0 | 0.030444 | 0.063116 | 0.096012 | 0.12851 | 0.16079 | 0.193 | 0.22511 | 0.25709 | 0.28886 | 0.32001 | 0.35055 | 0.38054 | 0.41008 | 0.43922 | 0.46791 | 0.49623 | 0.52426 | 0.55196 | 0.57928 | 0.60636 | 0.63309
WY | Residential | Manufactured Home - Reg. Income | New | Water Heating | Water Heater (> 55 Gal) | 0 | 0 | 0 | 0 | 0 | 0 | 0 | 0 | 0 | 0 | 0 | 0 | 0 | 0 | 0 | 0 | 0 | 0 | 0 | 0 | 0 | 0
WY | Residential | Manufactured Home - Reg. Income | New | Interior Lighting | General Service Lighting | 0 | 0.01801 | 0.036125 | 0.046112 | 0.051758 | 0.055661 | 0.060744 | 0.06499 | 0.070667 | 0.077727 | 0.084592 | 0.091457 | 0.098109 | 0.10473 | 0.11062 | 0.11638 | 0.12205 | 0.12763 | 0.13323 | 0.13831 | 0.14342 | 0.14836
WY | Residential | Manufactured Home - Reg. Income | New | Interior Lighting | Linear Lighting | 0 | 0.0033492 | 0.0069702 | 0.010644 | 0.014282 | 0.017924 | 0.021586 | 0.025264 | 0.028957 | 0.03264 | 0.036282 | 0.039882 | 0.043447 | 0.046987 | 0.0505 | 0.053987 | 0.057459 | 0.060922 | 0.064373 | 0.067805 | 0.071228 | 0.074628
WY | Residential | Manufactured Home - Reg. Income | New | Interior Lighting | Exempted Lighting | 0 | 0.00012036 | 0.0002505 | 0.00036654 | 0.00046797 | 0.00055847 | 0.00063211 | 0.00070173 | 0.00076449 | 0.00082107 | 0.00087945 | 0.00093835 | 0.000999 | 0.0010608 | 0.0011219 | 0.0011944 | 0.0012656 | 0.0013347 | 0.0014022 | 0.0014674 | 0.0015315 | 0.0015941
WY | Residential | Manufactured Home - Reg. Income | New | Exterior Lighting | General Service Lighting | 0 | 0.0048416 | 0.0094194 | 0.011115 | 0.011855 | 0.012901 | 0.013764 | 0.015095 | 0.017016 | 0.018618 | 0.020191 | 0.021856 | 0.023438 | 0.024994 | 0.026281 | 0.02753 | 0.028751 | 0.029951 | 0.031158 | 0.032238 | 0.033316 | 0.034299
WY | Residential | Manufactured Home - Reg. Income | New | Appliances | Clothes Washer | 0 | 0.0020174 | 0.0041861 | 0.0063735 | 0.0085385 | 0.010693 | 0.012846 | 0.014997 | 0.017143 | 0.019278 | 0.021376 | 0.023437 | 0.025465 | 0.027465 | 0.029443 | 0.031394 | 0.033325 | 0.035238 | 0.037133 | 0.039005 | 0.040865 | 0.042705
WY | Residential | Manufactured Home - Reg. Income | New | Appliances | Clothes Dryer | 0 | 0.011904 | 0.024684 | 0.037556 | 0.050279 | 0.062921 | 0.07554 | 0.088126 | 0.10067 | 0.11313 | 0.12535 | 0.13734 | 0.14912 | 0.16073 | 0.17218 | 0.18346 | 0.19461 | 0.20564 | 0.21655 | 0.22731 | 0.23799 | 0.24853
WY | Residential | Manufactured Home - Reg. Income | New | Appliances | Dishwasher | 0 | 0.00079286 | 0.0016416 | 0.0024941 | 0.003334 | 0.0041662 | 0.0049944 | 0.005818 | 0.006636 | 0.0074465 | 0.0082389 | 0.0090137 | 0.0097724 | 0.010517 | 0.01125 | 0.01197 | 0.012679 | 0.013378 | 0.014066 | 0.014744 | 0.015413 | 0.016072
WY | Residential | Manufactured Home - Reg. Income | New | Appliances | Refrigerator | 0 | 0.010024 | 0.020863 | 0.031861 | 0.042812 | 0.053775 | 0.064798 | 0.075871 | 0.086986 | 0.098112 | 0.10911 | 0.11999 | 0.13076 | 0.14145 | 0.15209 | 0.16265 | 0.17317 | 0.18366 | 0.19411 | 0.20451 | 0.2149 | 0.22524
WY | Residential | Manufactured Home - Reg. Income | New | Appliances | Freezer | 0 | 0.017494 | 0.03596 | 0.054239 | 0.071984 | 0.089303 | 0.10628 | 0.12292 | 0.13919 | 0.15506 | 0.17033 | 0.185 | 0.19913 | 0.21277 | 0.22595 | 0.23867 | 0.25098 | 0.26291 | 0.27445 | 0.2856 | 0.29642 | 0.30686
WY | Residential | Manufactured Home - Reg. Income | New | Appliances | Second Refrigerator | 0 | 0.0051251 | 0.010556 | 0.015952 | 0.021212 | 0.026367 | 0.03144 | 0.03643 | 0.041331 | 0.046132 | 0.05077 | 0.055249 | 0.059581 | 0.063783 | 0.067865 | 0.071822 | 0.075669 | 0.079417 | 0.083063 | 0.0866 | 0.090052 | 0.093403
WY | Residential | Manufactured Home - Reg. Income | New | Appliances | Stove/Oven | 0 | 0.0016954 | 0.0035284 | 0.0053881 | 0.0072398 | 0.0090935 | 0.010957 | 0.01283 | 0.014709 | 0.01659 | 0.01845 | 0.020289 | 0.02211 | 0.023918 | 0.025717 | 0.027503 | 0.029281 | 0.031054 | 0.032821 | 0.034578 | 0.036335 | 0.038083
WY | Residential | Manufactured Home - Reg. Income | New | Appliances | Microwave | 0 | 0.0020507 | 0.004268 | 0.0065175 | 0.0087573 | 0.010999 | 0.013254 | 0.015519 | 0.017792 | 0.020068 | 0.022318 | 0.024542 | 0.026745 | 0.028932 | 0.031107 | 0.033267 | 0.035418 | 0.037563 | 0.0397 | 0.041826 | 0.04395 | 0.046065
WY | Residential | Manufactured Home - Reg. Income | New | Appliances | Dehumidifier | 0 | 0.00013582 | 0.00028267 | 0.00043166 | 0.00058001 | 0.00072851 | 0.00087783 | 0.0010278 | 0.0011784 | 0.0013291 | 0.0014781 | 0.0016254 | 0.0017713 | 0.0019162 | 0.0020603 | 0.0022033 | 0.0023458 | 0.0024878 | 0.0026294 | 0.0027702 | 0.0029109 | 0.003051
WY | Residential | Manufactured Home - Reg. Income | New | Appliances | Air Purifier | 0 | 0.00045845 | 0.00095412 | 0.001457 | 0.0019577 | 0.002459 | 0.002963 | 0.0034693 | 0.0039775 | 0.0044862 | 0.0049892 | 0.0054864 | 0.0059789 | 0.0064678 | 0.0069542 | 0.007437 | 0.0079178 | 0.0083973 | 0.0088751 | 0.0093504 | 0.0098253 | 0.010298
WY | Residential | Manufactured Home - Reg. Income | New | Electronics | Personal Computers | 0 | 0.0014132 | 0.002941 | 0.0044911 | 0.0060346 | 0.0075796 | 0.0091332 | 0.010694 | 0.01226 | 0.013828 | 0.015379 | 0.016912 | 0.018429 | 0.019937 | 0.021436 | 0.022924 | 0.024406 | 0.025884 | 0.027357 | 0.028822 | 0.030286 | 0.031743
WY | Residential | Manufactured Home - Reg. Income | New | Electronics | Monitor | 0 | 0.0011809 | 0.0024656 | 0.0037774 | 0.005092 | 0.0064165 | 0.0077567 | 0.0091116 | 0.01048 | 0.011859 | 0.013231 | 0.014597 | 0.015959 | 0.01732 | 0.018683 | 0.020046 | 0.021411 | 0.022781 | 0.024156 | 0.025532 | 0.026916 | 0.028302
WY | Residential | Manufactured Home - Reg. Income | New | Electronics | Laptops | 0 | 0.0015363 | 0.0032077 | 0.0049143 | 0.0066246 | 0.0083477 | 0.010091 | 0.011854 | 0.013635 | 0.015428 | 0.017214 | 0.018991 | 0.020763 | 0.022534 | 0.024307 | 0.026079 | 0.027855 | 0.029638 | 0.031426 | 0.033216 | 0.035017 | 0.036821
WY | Residential | Manufactured Home - Reg. Income | New | Electronics | TVs | 0 | 0.016507 | 0.034409 | 0.052631 | 0.070834 | 0.089114 | 0.10755 | 0.12614 | 0.14485 | 0.16364 | 0.18228 | 0.20078 | 0.21915 | 0.23746 | 0.25573 | 0.27393 | 0.29212 | 0.31031 | 0.3285 | 0.34666 | 0.36486 | 0.38304
WY | Residential | Manufactured Home - Reg. Income | New | Electronics | Printer/Fax/Copier | 0 | 0.00055809 | 0.0011653 | 0.0017852 | 0.0024065 | 0.0030325 | 0.0036659 | 0.0043062 | 0.0049531 | 0.0056047 | 0.0062533 | 0.0068989 | 0.0075425 | 0.0081858 | 0.0088299 | 0.0094737 | 0.010119 | 0.010767 | 0.011416 | 0.012066 | 0.012721 | 0.013376
WY | Residential | Manufactured Home - Reg. Income | New | Electronics | Set-top Boxes/DVRs | 0 | 0.0010221 | 0.0021306 | 0.0032588 | 0.0043859 | 0.0055178 | 0.0066596 | 0.0078102 | 0.0089688 | 0.010132 | 0.011287 | 0.012432 | 0.01357 | 0.014703 | 0.015835 | 0.016962 | 0.018087 | 0.019214 | 0.02034 | 0.021464 | 0.022591 | 0.023717
WY | Residential | Manufactured Home - Reg. Income | New | Electronics | Devices and Gadgets | 0 | 0.012795 | 0.026714 | 0.040927 | 0.055171 | 0.069522 | 0.084043 | 0.098724 | 0.11355 | 0.12849 | 0.14336 | 0.15816 | 0.17292 | 0.18767 | 0.20243 | 0.21719 | 0.23198 | 0.24683 | 0.26172 | 0.27663 | 0.29163 | 0.30665
WY | Residential | Manufactured Home - Reg. Income | New | Miscellaneous | Electric Vehicle Chargers | 0 | 0 | 0 | 0 | 0 | 0 | 0 | 0 | 0 | 0 | 0 | 0 | 0 | 0 | 0 | 0 | 0 | 0 | 0 | 0 | 0 | 0
WY | Residential | Manufactured Home - Reg. Income | New | Miscellaneous | Pool Pump | 0 | 0 | 0 | 0 | 0 | 0 | 0 | 0 | 0 | 0 | 0 | 0 | 0 | 0 | 0 | 0 | 0 | 0 | 0 | 0 | 0 | 0
WY | Residential | Manufactured Home - Reg. Income | New | Miscellaneous | Pool Heater | 0 | 0 | 0 | 0 | 0 | 0 | 0 | 0 | 0 | 0 | 0 | 0 | 0 | 0 | 0 | 0 | 0 | 0 | 0 | 0 | 0 | 0
WY | Residential | Manufactured Home - Reg. Income | New | Miscellaneous | Hot Tub/Spa | 0 | 0.011475 | 0.023881 | 0.032128 | 0.040339 | 0.048559 | 0.056824 | 0.065127 | 0.07346 | 0.081803 | 0.08926 | 0.095926 | 0.10281 | 0.10988 | 0.11709 | 0.12336 | 0.12984 | 0.13771 | 0.14554 | 0.15334 | 0.16112 | 0.16888
WY | Residential | Manufactured Home - Reg. Income | New | Miscellaneous | Furnace Fan | 0 | 0.0015208 | 0.0031927 | 0.0049182 | 0.0066663 | 0.0084465 | 0.010267 | 0.012127 | 0.014026 | 0.015959 | 0.017904 | 0.019862 | 0.021836 | 0.02383 | 0.025848 | 0.027888 | 0.029953 | 0.032048 | 0.034172 | 0.036322 | 0.038505 | 0.040717
WY | Residential | Manufactured Home - Reg. Income | New | Miscellaneous | Well Pump | 0 | 0.00035824 | 0.00074555 | 0.0011385 | 0.0015298 | 0.0019215 | 0.0023153 | 0.0027109 | 0.003108 | 0.0035055 | 0.0038986 | 0.0042871 | 0.0046719 | 0.005054 | 0.005434 | 0.0058113 | 0.006187 | 0.0065617 | 0.0069351 | 0.0073064 | 0.0076775 | 0.008047
WY | Residential | Manufactured Home - Reg. Income | New | Miscellaneous | Bathroom Exhaust Fan | 0 | 0.0001646 | 0.00034256 | 0.00052311 | 0.00070289 | 0.00088285 | 0.0010638 | 0.0012456 | 0.001428 | 0.0016107 | 0.0017913 | 0.0019698 | 0.0021466 | 0.0023221 | 0.0024968 | 0.0026701 | 0.0028427 | 0.0030149 | 0.0031864 | 0.0033571 | 0.0035276 | 0.0036973
WY | Residential | Manufactured Home - Reg. Income | New | Miscellaneous | Miscellaneous | 0 | 0.025819 | 0.053492 | 0.081319 | 0.10877 | 0.13601 | 0.16315 | 0.19017 | 0.21704 | 0.2437 | 0.2698 | 0.29536 | 0.32042 | 0.34506 | 0.36934 | 0.39321 | 0.41675 | 0.44 | 0.46294 | 0.48554 | 0.5079 | 0.52995
WY | Residential | Manufactured Home - Reg. Income | New | Generation | Solar PV | 0 | -0.0013703 | -0.0031276 | -0.0053063 | -0.0079018 | -0.011128 | -0.015007 | -0.019921 | -0.025762 | -0.032778 | -0.041743 | -0.051819 | -0.062787 | -0.074388 | -0.086993 | -0.10057 | -0.11514 | -0.13072 | -0.14729 | -0.16487 | -0.18348 | -0.20311
CA | Commercial | Large Office | Existing | Cooling | Air-Cooled Chiller | 0 | 0 | 0 | 0 | 0 | 0 | 0 | 0 | 0 | 0 | 0 | 0 | 0 | 0 | 0 | 0 | 0 | 0 | 0 | 0 | 0 | 0
CA | Commercial | Large Office | Existing | Cooling | Water-Cooled Chiller | 0 | 0 | 0 | 0 | 0 | 0 | 0 | 0 | 0 | 0 | 0 | 0 | 0 | 0 | 0 | 0 | 0 | 0 | 0 | 0 | 0 | 0
CA | Commercial | Large Office | Existing | Cooling | RTU | 0 | 0 | 0 | 0 | 0 | 0 | 0 | 0 | 0 | 0 | 0 | 0 | 0 | 0 | 0 | 0 | 0 | 0 | 0 | 0 | 0 | 0
CA | Commercial | Large Office | Existing | Cooling | Packaged Terminal AC | 0 | 0 | 0 | 0 | 0 | 0 | 0 | 0 | 0 | 0 | 0 | 0 | 0 | 0 | 0 | 0 | 0 | 0 | 0 | 0 | 0 | 0
CA | Commercial | Large Office | Existing | Cooling | Packaged Terminal HP | 0 | 0 | 0 | 0 | 0 | 0 | 0 | 0 | 0 | 0 | 0 | 0 | 0 | 0 | 0 | 0 | 0 | 0 | 0 | 0 | 0 | 0
CA | Commercial | Large Office | Existing | Cooling | Air-Source Heat Pump | 0 | 0 | 0 | 0 | 0 | 0 | 0 | 0 | 0 | 0 | 0 | 0 | 0 | 0 | 0 | 0 | 0 | 0 | 0 | 0 | 0 | 0
CA | Commercial | Large Office | Existing | Cooling | Geothermal Heat Pump | 0 | 0 | 0 | 0 | 0 | 0 | 0 | 0 | 0 | 0 | 0 | 0 | 0 | 0 | 0 | 0 | 0 | 0 | 0 | 0 | 0 | 0
CA | Commercial | Large Office | Existing | Space Heating | Electric Furnace | 0 | 0 | 0 | 0 | 0 | 0 | 0 | 0 | 0 | 0 | 0 | 0 | 0 | 0 | 0 | 0 | 0 | 0 | 0 | 0 | 0 | 0
CA | Commercial | Large Office | Existing | Space Heating | Electric Room Heat | 0 | 0 | 0 | 0 | 0 | 0 | 0 | 0 | 0 | 0 | 0 | 0 | 0 | 0 | 0 | 0 | 0 | 0 | 0 | 0 | 0 | 0
CA | Commercial | Large Office | Existing | Space Heating | Packaged Terminal HP | 0 | 0 | 0 | 0 | 0 | 0 | 0 | 0 | 0 | 0 | 0 | 0 | 0 | 0 | 0 | 0 | 0 | 0 | 0 | 0 | 0 | 0
CA | Commercial | Large Office | Existing | Space Heating | Air-Source Heat Pump | 0 | 0 | 0 | 0 | 0 | 0 | 0 | 0 | 0 | 0 | 0 | 0 | 0 | 0 | 0 | 0 | 0 | 0 | 0 | 0 | 0 | 0
CA | Commercial | Large Office | Existing | Space Heating | Geothermal Heat Pump | 0 | 0 | 0 | 0 | 0 | 0 | 0 | 0 | 0 | 0 | 0 | 0 | 0 | 0 | 0 | 0 | 0 | 0 | 0 | 0 | 0 | 0
CA | Commercial | Large Office | Existing | Ventilation | Ventilation | 0 | 0 | 0 | 0 | 0 | 0 | 0 | 0 | 0 | 0 | 0 | 0 | 0 | 0 | 0 | 0 | 0 | 0 | 0 | 0 | 0 | 0
CA | Commercial | Large Office | Existing | Water Heating | Water Heater | 0 | 0 | 0 | 0 | 0 | 0 | 0 | 0 | 0 | 0 | 0 | 0 | 0 | 0 | 0 | 0 | 0 | 0 | 0 | 0 | 0 | 0
CA | Commercial | Large Office | Existing | Interior Lighting | General Service Lighting | 0 | 0 | 0 | 0 | 0 | 0 | 0 | 0 | 0 | 0 | 0 | 0 | 0 | 0 | 0 | 0 | 0 | 0 | 0 | 0 | 0 | 0
CA | Commercial | Large Office | Existing | Interior Lighting | Exempted Lighting | 0 | 0 | 0 | 0 | 0 | 0 | 0 | 0 | 0 | 0 | 0 | 0 | 0 | 0 | 0 | 0 | 0 | 0 | 0 | 0 | 0 | 0
CA | Commercial | Large Office | Existing | Interior Lighting | High-Bay Lighting | 0 | 0 | 0 | 0 | 0 | 0 | 0 | 0 | 0 | 0 | 0 | 0 | 0 | 0 | 0 | 0 | 0 | 0 | 0 | 0 | 0 | 0
CA | Commercial | Large Office | Existing | Interior Lighting | Linear Lighting | 0 | 0 | 0 | 0 | 0 | 0 | 0 | 0 | 0 | 0 | 0 | 0 | 0 | 0 | 0 | 0 | 0 | 0 | 0 | 0 | 0 | 0
CA | Commercial | Large Office | Existing | Exterior Lighting | General Service Lighting | 0 | 0 | 0 | 0 | 0 | 0 | 0 | 0 | 0 | 0 | 0 | 0 | 0 | 0 | 0 | 0 | 0 | 0 | 0 | 0 | 0 | 0
CA | Commercial | Large Office | Existing | Exterior Lighting | Area Lighting | 0 | 0 | 0 | 0 | 0 | 0 | 0 | 0 | 0 | 0 | 0 | 0 | 0 | 0 | 0 | 0 | 0 | 0 | 0 | 0 | 0 | 0
CA | Commercial | Large Office | Existing | Exterior Lighting | Linear Lighting | 0 | 0 | 0 | 0 | 0 | 0 | 0 | 0 | 0 | 0 | 0 | 0 | 0 | 0 | 0 | 0 | 0 | 0 | 0 | 0 | 0 | 0
CA | Commercial | Large Office | Existing | Refrigeration | Walk-in Refrigerator/Freezer | 0 | 0 | 0 | 0 | 0 | 0 | 0 | 0 | 0 | 0 | 0 | 0 | 0 | 0 | 0 | 0 | 0 | 0 | 0 | 0 | 0 | 0
CA | Commercial | Large Office | Existing | Refrigeration | Reach-in Refrigerator/Freezer | 0 | 0 | 0 | 0 | 0 | 0 | 0 | 0 | 0 | 0 | 0 | 0 | 0 | 0 | 0 | 0 | 0 | 0 | 0 | 0 | 0 | 0
CA | Commercial | Large Office | Existing | Refrigeration | Glass Door Display | 0 | 0 | 0 | 0 | 0 | 0 | 0 | 0 | 0 | 0 | 0 | 0 | 0 | 0 | 0 | 0 | 0 | 0 | 0 | 0 | 0 | 0
CA | Commercial | Large Office | Existing | Refrigeration | Open Display Case | 0 | 0 | 0 | 0 | 0 | 0 | 0 | 0 | 0 | 0 | 0 | 0 | 0 | 0 | 0 | 0 | 0 | 0 | 0 | 0 | 0 | 0
CA | Commercial | Large Office | Existing | Refrigeration | Icemaker | 0 | 0 | 0 | 0 | 0 | 0 | 0 | 0 | 0 | 0 | 0 | 0 | 0 | 0 | 0 | 0 | 0 | 0 | 0 | 0 | 0 | 0
CA | Commercial | Large Office | Existing | Refrigeration | Vending Machine | 0 | 0 | 0 | 0 | 0 | 0 | 0 | 0 | 0 | 0 | 0 | 0 | 0 | 0 | 0 | 0 | 0 | 0 | 0 | 0 | 0 | 0
CA | Commercial | Large Office | Existing | Food Preparation | Oven | 0 | 0 | 0 | 0 | 0 | 0 | 0 | 0 | 0 | 0 | 0 | 0 | 0 | 0 | 0 | 0 | 0 | 0 | 0 | 0 | 0 | 0
CA | Commercial | Large Office | Existing | Food Preparation | Fryer | 0 | 0 | 0 | 0 | 0 | 0 | 0 | 0 | 0 | 0 | 0 | 0 | 0 | 0 | 0 | 0 | 0 | 0 | 0 | 0 | 0 | 0
CA | Commercial | Large Office | Existing | Food Preparation | Dishwasher | 0 | 0 | 0 | 0 | 0 | 0 | 0 | 0 | 0 | 0 | 0 | 0 | 0 | 0 | 0 | 0 | 0 | 0 | 0 | 0 | 0 | 0
CA | Commercial | Large Office | Existing | Food Preparation | Hot Food Container | 0 | 0 | 0 | 0 | 0 | 0 | 0 | 0 | 0 | 0 | 0 | 0 | 0 | 0 | 0 | 0 | 0 | 0 | 0 | 0 | 0 | 0
CA | Commercial | Large Office | Existing | Food Preparation | Steamer | 0 | 0 | 0 | 0 | 0 | 0 | 0 | 0 | 0 | 0 | 0 | 0 | 0 | 0 | 0 | 0 | 0 | 0 | 0 | 0 | 0 | 0
CA | Commercial | Large Office | Existing | Food Preparation | Griddle | 0 | 0 | 0 | 0 | 0 | 0 | 0 | 0 | 0 | 0 | 0 | 0 | 0 | 0 | 0 | 0 | 0 | 0 | 0 | 0 | 0 | 0
CA | Commercial | Large Office | Existing | Office Equipment | Desktop Computer | 0 | 0 | 0 | 0 | 0 | 0 | 0 | 0 | 0 | 0 | 0 | 0 | 0 | 0 | 0 | 0 | 0 | 0 | 0 | 0 | 0 | 0
CA | Commercial | Large Office | Existing | Office Equipment | Laptop | 0 | 0 | 0 | 0 | 0 | 0 | 0 | 0 | 0 | 0 | 0 | 0 | 0 | 0 | 0 | 0 | 0 | 0 | 0 | 0 | 0 | 0
CA | Commercial | Large Office | Existing | Office Equipment | Server | 0 | 0 | 0 | 0 | 0 | 0 | 0 | 0 | 0 | 0 | 0 | 0 | 0 | 0 | 0 | 0 | 0 | 0 | 0 | 0 | 0 | 0
CA | Commercial | Large Office | Existing | Office Equipment | Monitor | 0 | 0 | 0 | 0 | 0 | 0 | 0 | 0 | 0 | 0 | 0 | 0 | 0 | 0 | 0 | 0 | 0 | 0 | 0 | 0 | 0 | 0
CA | Commercial | Large Office | Existing | Office Equipment | Printer/Copier/Fax | 0 | 0 | 0 | 0 | 0 | 0 | 0 | 0 | 0 | 0 | 0 | 0 | 0 | 0 | 0 | 0 | 0 | 0 | 0 | 0 | 0 | 0
CA | Commercial | Large Office | Existing | Office Equipment | POS Terminal | 0 | 0 | 0 | 0 | 0 | 0 | 0 | 0 | 0 | 0 | 0 | 0 | 0 | 0 | 0 | 0 | 0 | 0 | 0 | 0 | 0 | 0
CA | Commercial | Large Office | Existing | Miscellaneous | Non-HVAC Motors | 0 | 0 | 0 | 0 | 0 | 0 | 0 | 0 | 0 | 0 | 0 | 0 | 0 | 0 | 0 | 0 | 0 | 0 | 0 | 0 | 0 | 0
CA | Commercial | Large Office | Existing | Miscellaneous | Pool Pump | 0 | 0 | 0 | 0 | 0 | 0 | 0 | 0 | 0 | 0 | 0 | 0 | 0 | 0 | 0 | 0 | 0 | 0 | 0 | 0 | 0 | 0
CA | Commercial | Large Office | Existing | Miscellaneous | Pool Heater | 0 | 0 | 0 | 0 | 0 | 0 | 0 | 0 | 0 | 0 | 0 | 0 | 0 | 0 | 0 | 0 | 0 | 0 | 0 | 0 | 0 | 0
CA | Commercial | Large Office | Existing | Miscellaneous | Clothes Washer | 0 | 0 | 0 | 0 | 0 | 0 | 0 | 0 | 0 | 0 | 0 | 0 | 0 | 0 | 0 | 0 | 0 | 0 | 0 | 0 | 0 | 0
CA | Commercial | Large Office | Existing | Miscellaneous | Clothes Dryer | 0 | 0 | 0 | 0 | 0 | 0 | 0 | 0 | 0 | 0 | 0 | 0 | 0 | 0 | 0 | 0 | 0 | 0 | 0 | 0 | 0 | 0
CA | Commercial | Large Office | Existing | Miscellaneous | Electric Vehicle Chargers | 0 | 0 | 0 | 0 | 0 | 0 | 0 | 0 | 0 | 0 | 0 | 0 | 0 | 0 | 0 | 0 | 0 | 0 | 0 | 0 | 0 | 0
CA | Commercial | Large Office | Existing | Miscellaneous | Other Miscellaneous | 0 | 0 | 0 | 0 | 0 | 0 | 0 | 0 | 0 | 0 | 0 | 0 | 0 | 0 | 0 | 0 | 0 | 0 | 0 | 0 | 0 | 0
CA | Commercial | Large Office | Existing | Generation | Solar PV | 0 | 0 | 0 | 0 | 0 | 0 | 0 | 0 | 0 | 0 | 0 | 0 | 0 | 0 | 0 | 0 | 0 | 0 | 0 | 0 | 0 | 0
CA | Commercial | Large Office | New | Cooling | Air-Cooled Chiller | 0 | 0 | 0 | 0 | 0 | 0 | 0 | 0 | 0 | 0 | 0 | 0 | 0 | 0 | 0 | 0 | 0 | 0 | 0 | 0 | 0 | 0
CA | Commercial | Large Office | New | Cooling | Water-Cooled Chiller | 0 | 0 | 0 | 0 | 0 | 0 | 0 | 0 | 0 | 0 | 0 | 0 | 0 | 0 | 0 | 0 | 0 | 0 | 0 | 0 | 0 | 0
CA | Commercial | Large Office | New | Cooling | RTU | 0 | 0 | 0 | 0 | 0 | 0 | 0 | 0 | 0 | 0 | 0 | 0 | 0 | 0 | 0 | 0 | 0 | 0 | 0 | 0 | 0 | 0
CA | Commercial | Large Office | New | Cooling | Packaged Terminal AC | 0 | 0 | 0 | 0 | 0 | 0 | 0 | 0 | 0 | 0 | 0 | 0 | 0 | 0 | 0 | 0 | 0 | 0 | 0 | 0 | 0 | 0
CA | Commercial | Large Office | New | Cooling | Packaged Terminal HP | 0 | 0 | 0 | 0 | 0 | 0 | 0 | 0 | 0 | 0 | 0 | 0 | 0 | 0 | 0 | 0 | 0 | 0 | 0 | 0 | 0 | 0
CA | Commercial | Large Office | New | Cooling | Air-Source Heat Pump | 0 | 0 | 0 | 0 | 0 | 0 | 0 | 0 | 0 | 0 | 0 | 0 | 0 | 0 | 0 | 0 | 0 | 0 | 0 | 0 | 0 | 0
CA | Commercial | Large Office | New | Cooling | Geothermal Heat Pump | 0 | 0 | 0 | 0 | 0 | 0 | 0 | 0 | 0 | 0 | 0 | 0 | 0 | 0 | 0 | 0 | 0 | 0 | 0 | 0 | 0 | 0
CA | Commercial | Large Office | New | Space Heating | Electric Furnace | 0 | 0 | 0 | 0 | 0 | 0 | 0 | 0 | 0 | 0 | 0 | 0 | 0 | 0 | 0 | 0 | 0 | 0 | 0 | 0 | 0 | 0
CA | Commercial | Large Office | New | Space Heating | Electric Room Heat | 0 | 0 | 0 | 0 | 0 | 0 | 0 | 0 | 0 | 0 | 0 | 0 | 0 | 0 | 0 | 0 | 0 | 0 | 0 | 0 | 0 | 0
CA | Commercial | Large Office | New | Space Heating | Packaged Terminal HP | 0 | 0 | 0 | 0 | 0 | 0 | 0 | 0 | 0 | 0 | 0 | 0 | 0 | 0 | 0 | 0 | 0 | 0 | 0 | 0 | 0 | 0
CA | Commercial | Large Office | New | Space Heating | Air-Source Heat Pump | 0 | 0 | 0 | 0 | 0 | 0 | 0 | 0 | 0 | 0 | 0 | 0 | 0 | 0 | 0 | 0 | 0 | 0 | 0 | 0 | 0 | 0
CA | Commercial | Large Office | New | Space Heating | Geothermal Heat Pump | 0 | 0 | 0 | 0 | 0 | 0 | 0 | 0 | 0 | 0 | 0 | 0 | 0 | 0 | 0 | 0 | 0 | 0 | 0 | 0 | 0 | 0
CA | Commercial | Large Office | New | Ventilation | Ventilation | 0 | 0 | 0 | 0 | 0 | 0 | 0 | 0 | 0 | 0 | 0 | 0 | 0 | 0 | 0 | 0 | 0 | 0 | 0 | 0 | 0 | 0
CA | Commercial | Large Office | New | Water Heating | Water Heater | 0 | 0 | 0 | 0 | 0 | 0 | 0 | 0 | 0 | 0 | 0 | 0 | 0 | 0 | 0 | 0 | 0 | 0 | 0 | 0 | 0 | 0
CA | Commercial | Large Office | New | Interior Lighting | General Service Lighting | 0 | 0 | 0 | 0 | 0 | 0 | 0 | 0 | 0 | 0 | 0 | 0 | 0 | 0 | 0 | 0 | 0 | 0 | 0 | 0 | 0 | 0
CA | Commercial | Large Office | New | Interior Lighting | Exempted Lighting | 0 | 0 | 0 | 0 | 0 | 0 | 0 | 0 | 0 | 0 | 0 | 0 | 0 | 0 | 0 | 0 | 0 | 0 | 0 | 0 | 0 | 0
CA | Commercial | Large Office | New | Interior Lighting | High-Bay Lighting | 0 | 0 | 0 | 0 | 0 | 0 | 0 | 0 | 0 | 0 | 0 | 0 | 0 | 0 | 0 | 0 | 0 | 0 | 0 | 0 | 0 | 0
CA | Commercial | Large Office | New | Interior Lighting | Linear Lighting | 0 | 0 | 0 | 0 | 0 | 0 | 0 | 0 | 0 | 0 | 0 | 0 | 0 | 0 | 0 | 0 | 0 | 0 | 0 | 0 | 0 | 0
CA | Commercial | Large Office | New | Exterior Lighting | General Service Lighting | 0 | 0 | 0 | 0 | 0 | 0 | 0 | 0 | 0 | 0 | 0 | 0 | 0 | 0 | 0 | 0 | 0 | 0 | 0 | 0 | 0 | 0
CA | Commercial | Large Office | New | Exterior Lighting | Area Lighting | 0 | 0 | 0 | 0 | 0 | 0 | 0 | 0 | 0 | 0 | 0 | 0 | 0 | 0 | 0 | 0 | 0 | 0 | 0 | 0 | 0 | 0
CA | Commercial | Large Office | New | Exterior Lighting | Linear Lighting | 0 | 0 | 0 | 0 | 0 | 0 | 0 | 0 | 0 | 0 | 0 | 0 | 0 | 0 | 0 | 0 | 0 | 0 | 0 | 0 | 0 | 0
CA | Commercial | Large Office | New | Refrigeration | Walk-in Refrigerator/Freezer | 0 | 0 | 0 | 0 | 0 | 0 | 0 | 0 | 0 | 0 | 0 | 0 | 0 | 0 | 0 | 0 | 0 | 0 | 0 | 0 | 0 | 0
CA | Commercial | Large Office | New | Refrigeration | Reach-in Refrigerator/Freezer | 0 | 0 | 0 | 0 | 0 | 0 | 0 | 0 | 0 | 0 | 0 | 0 | 0 | 0 | 0 | 0 | 0 | 0 | 0 | 0 | 0 | 0
CA | Commercial | Large Office | New | Refrigeration | Glass Door Display | 0 | 0 | 0 | 0 | 0 | 0 | 0 | 0 | 0 | 0 | 0 | 0 | 0 | 0 | 0 | 0 | 0 | 0 | 0 | 0 | 0 | 0
CA | Commercial | Large Office | New | Refrigeration | Open Display Case | 0 | 0 | 0 | 0 | 0 | 0 | 0 | 0 | 0 | 0 | 0 | 0 | 0 | 0 | 0 | 0 | 0 | 0 | 0 | 0 | 0 | 0
CA | Commercial | Large Office | New | Refrigeration | Icemaker | 0 | 0 | 0 | 0 | 0 | 0 | 0 | 0 | 0 | 0 | 0 | 0 | 0 | 0 | 0 | 0 | 0 | 0 | 0 | 0 | 0 | 0
CA | Commercial | Large Office | New | Refrigeration | Vending Machine | 0 | 0 | 0 | 0 | 0 | 0 | 0 | 0 | 0 | 0 | 0 | 0 | 0 | 0 | 0 | 0 | 0 | 0 | 0 | 0 | 0 | 0
CA | Commercial | Large Office | New | Food Preparation | Oven | 0 | 0 | 0 | 0 | 0 | 0 | 0 | 0 | 0 | 0 | 0 | 0 | 0 | 0 | 0 | 0 | 0 | 0 | 0 | 0 | 0 | 0
CA | Commercial | Large Office | New | Food Preparation | Fryer | 0 | 0 | 0 | 0 | 0 | 0 | 0 | 0 | 0 | 0 | 0 | 0 | 0 | 0 | 0 | 0 | 0 | 0 | 0 | 0 | 0 | 0
CA | Commercial | Large Office | New | Food Preparation | Dishwasher | 0 | 0 | 0 | 0 | 0 | 0 | 0 | 0 | 0 | 0 | 0 | 0 | 0 | 0 | 0 | 0 | 0 | 0 | 0 | 0 | 0 | 0
CA | Commercial | Large Office | New | Food Preparation | Hot Food Container | 0 | 0 | 0 | 0 | 0 | 0 | 0 | 0 | 0 | 0 | 0 | 0 | 0 | 0 | 0 | 0 | 0 | 0 | 0 | 0 | 0 | 0
CA | Commercial | Large Office | New | Food Preparation | Steamer | 0 | 0 | 0 | 0 | 0 | 0 | 0 | 0 | 0 | 0 | 0 | 0 | 0 | 0 | 0 | 0 | 0 | 0 | 0 | 0 | 0 | 0
CA | Commercial | Large Office | New | Food Preparation | Griddle | 0 | 0 | 0 | 0 | 0 | 0 | 0 | 0 | 0 | 0 | 0 | 0 | 0 | 0 | 0 | 0 | 0 | 0 | 0 | 0 | 0 | 0
CA | Commercial | Large Office | New | Office Equipment | Desktop Computer | 0 | 0 | 0 | 0 | 0 | 0 | 0 | 0 | 0 | 0 | 0 | 0 | 0 | 0 | 0 | 0 | 0 | 0 | 0 | 0 | 0 | 0
CA | Commercial | Large Office | New | Office Equipment | Laptop | 0 | 0 | 0 | 0 | 0 | 0 | 0 | 0 | 0 | 0 | 0 | 0 | 0 | 0 | 0 | 0 | 0 | 0 | 0 | 0 | 0 | 0
CA | Commercial | Large Office | New | Office Equipment | Server | 0 | 0 | 0 | 0 | 0 | 0 | 0 | 0 | 0 | 0 | 0 | 0 | 0 | 0 | 0 | 0 | 0 | 0 | 0 | 0 | 0 | 0
CA | Commercial | Large Office | New | Office Equipment | Monitor | 0 | 0 | 0 | 0 | 0 | 0 | 0 | 0 | 0 | 0 | 0 | 0 | 0 | 0 | 0 | 0 | 0 | 0 | 0 | 0 | 0 | 0
CA | Commercial | Large Office | New | Office Equipment | Printer/Copier/Fax | 0 | 0 | 0 | 0 | 0 | 0 | 0 | 0 | 0 | 0 | 0 | 0 | 0 | 0 | 0 | 0 | 0 | 0 | 0 | 0 | 0 | 0
CA | Commercial | Large Office | New | Office Equipment | POS Terminal | 0 | 0 | 0 | 0 | 0 | 0 | 0 | 0 | 0 | 0 | 0 | 0 | 0 | 0 | 0 | 0 | 0 | 0 | 0 | 0 | 0 | 0
CA | Commercial | Large Office | New | Miscellaneous | Non-HVAC Motors | 0 | 0 | 0 | 0 | 0 | 0 | 0 | 0 | 0 | 0 | 0 | 0 | 0 | 0 | 0 | 0 | 0 | 0 | 0 | 0 | 0 | 0
CA | Commercial | Large Office | New | Miscellaneous | Pool Pump | 0 | 0 | 0 | 0 | 0 | 0 | 0 | 0 | 0 | 0 | 0 | 0 | 0 | 0 | 0 | 0 | 0 | 0 | 0 | 0 | 0 | 0
CA | Commercial | Large Office | New | Miscellaneous | Pool Heater | 0 | 0 | 0 | 0 | 0 | 0 | 0 | 0 | 0 | 0 | 0 | 0 | 0 | 0 | 0 | 0 | 0 | 0 | 0 | 0 | 0 | 0
CA | Commercial | Large Office | New | Miscellaneous | Clothes Washer | 0 | 0 | 0 | 0 | 0 | 0 | 0 | 0 | 0 | 0 | 0 | 0 | 0 | 0 | 0 | 0 | 0 | 0 | 0 | 0 | 0 | 0
CA | Commercial | Large Office | New | Miscellaneous | Clothes Dryer | 0 | 0 | 0 | 0 | 0 | 0 | 0 | 0 | 0 | 0 | 0 | 0 | 0 | 0 | 0 | 0 | 0 | 0 | 0 | 0 | 0 | 0
CA | Commercial | Large Office | New | Miscellaneous | Electric Vehicle Chargers | 0 | 0 | 0 | 0 | 0 | 0 | 0 | 0 | 0 | 0 | 0 | 0 | 0 | 0 | 0 | 0 | 0 | 0 | 0 | 0 | 0 | 0
CA | Commercial | Large Office | New | Miscellaneous | Other Miscellaneous | 0 | 0 | 0 | 0 | 0 | 0 | 0 | 0 | 0 | 0 | 0 | 0 | 0 | 0 | 0 | 0 | 0 | 0 | 0 | 0 | 0 | 0
CA | Commercial | Large Office | New | Generation | Solar PV | 0 | 0 | 0 | 0 | 0 | 0 | 0 | 0 | 0 | 0 | 0 | 0 | 0 | 0 | 0 | 0 | 0 | 0 | 0 | 0 | 0 | 0
CA | Commercial | Small Office | Existing | Cooling | Air-Cooled Chiller | 0 | 0 | 0 | 0 | 0 | 0 | 0 | 0 | 0 | 0 | 0 | 0 | 0 | 0 | 0 | 0 | 0 | 0 | 0 | 0 | 0 | 0
CA | Commercial | Small Office | Existing | Cooling | Water-Cooled Chiller | 0 | 0 | 0 | 0 | 0 | 0 | 0 | 0 | 0 | 0 | 0 | 0 | 0 | 0 | 0 | 0 | 0 | 0 | 0 | 0 | 0 | 0
CA | Commercial | Small Office | Existing | Cooling | RTU | 8.6322 | 8.4752 | 8.2851 | 8.0952 | 7.9062 | 7.7692 | 7.6313 | 7.493 | 7.3545 | 7.2161 | 7.0781 | 6.9407 | 6.804 | 6.672 | 6.5474 | 6.4324 | 6.323 | 6.2186 | 6.1188 | 6.023 | 5.9308 | 5.8418
CA | Commercial | Small Office | Existing | Cooling | Packaged Terminal AC | 0.29585 | 0.29047 | 0.28519 | 0.28 | 0.27491 | 0.27169 | 0.26849 | 0.26532 | 0.26217 | 0.25904 | 0.25594 | 0.25286 | 0.24981 | 0.24678 | 0.24378 | 0.24092 | 0.23808 | 0.23526 | 0.23246 | 0.22968 | 0.22693 | 0.22419
CA | Commercial | Small Office | Existing | Cooling | Packaged Terminal HP | 0.09658 | 0.094824 | 0.0931 | 0.091407 | 0.089745 | 0.088694 | 0.087649 | 0.086613 | 0.085584 | 0.084564 | 0.083551 | 0.082547 | 0.08155 | 0.080562 | 0.079582 | 0.078647 | 0.07772 | 0.0768 | 0.075886 | 0.07498 | 0.07408 | 0.073188
CA | Commercial | Small Office | Existing | Cooling | Air-Source Heat Pump | 1.8415 | 1.8022 | 1.7582 | 1.7145 | 1.6713 | 1.6395 | 1.6079 | 1.5766 | 1.5457 | 1.5154 | 1.4856 | 1.4564 | 1.4284 | 1.4016 | 1.3761 | 1.3523 | 1.3296 | 1.3077 | 1.2866 | 1.2663 | 1.2466 | 1.2276
CA | Commercial | Small Office | Existing | Cooling | Geothermal Heat Pump | 0.86692 | 0.84404 | 0.82111 | 0.79837 | 0.77602 | 0.75916 | 0.7427 | 0.72674 | 0.71138 | 0.69671 | 0.6828 | 0.66971 | 0.65733 | 0.64559 | 0.63443 | 0.62407 | 0.61416 | 0.60464 | 0.59548 | 0.58664 | 0.57808 | 0.56979
CA | Commercial | Small Office | Existing | Space Heating | Electric Furnace | 0.13075 | 0.12837 | 0.12604 | 0.12421 | 0.1215 | 0.11874 | 0.11605 | 0.11384 | 0.11083 | 0.1083 | 0.10583 | 0.10381 | 0.10105 | 0.09874 | 0.096477 | 0.094616 | 0.092078 | 0.089949 | 0.087868 | 0.086158 | 0.083839 | 0.081891
CA | Commercial | Small Office | Existing | Space Heating | Electric Room Heat | 2.3994 | 2.3558 | 2.313 | 2.2794 | 2.2296 | 2.1791 | 2.1296 | 2.089 | 2.0339 | 1.9875 | 1.9422 | 1.9051 | 1.8544 | 1.812 | 1.7705 | 1.7363 | 1.6897 | 1.6507 | 1.6125 | 1.5811 | 1.5385 | 1.5028
CA | Commercial | Small Office | Existing | Space Heating | Packaged Terminal HP | 0.039584 | 0.038864 | 0.038157 | 0.037603 | 0.036782 | 0.035948 | 0.035132 | 0.034463 | 0.033553 | 0.032788 | 0.03204 | 0.031428 | 0.030593 | 0.029893 | 0.029208 | 0.028644 | 0.027876 | 0.027231 | 0.026601 | 0.026083 | 0.025381 | 0.024792
CA | Commercial | Small Office | Existing | Space Heating | Air-Source Heat Pump | 0.83863 | 0.82338 | 0.80761 | 0.79502 | 0.77677 | 0.75822 | 0.74004 | 0.72495 | 0.7048 | 0.68773 | 0.67102 | 0.65716 | 0.63873 | 0.62326 | 0.60821 | 0.5958 | 0.57921 | 0.56529 | 0.55174 | 0.54058 | 0.52566 | 0.51311
CA | Commercial | Small Office | Existing | Space Heating | Geothermal Heat Pump | 0.3969 | 0.389 | 0.3812 | 0.3749 | 0.36597 | 0.35693 | 0.34812 | 0.34082 | 0.3312 | 0.32309 | 0.31523 | 0.30877 | 0.30018 | 0.29298 | 0.28598 | 0.28022 | 0.27249 | 0.266 | 0.25968 | 0.25449 | 0.24752 | 0.24166
CA | Commercial | Small Office | Existing | Ventilation | Ventilation | 12.9378 | 12.5495 | 12.1601 | 11.773 | 11.3907 | 11.0052 | 10.6285 | 10.2625 | 9.9083 | 9.5676 | 9.2408 | 8.9285 | 8.6313 | 8.3495 | 8.0834 | 7.833 | 7.5984 | 7.3774 | 7.1687 | 6.9702 | 6.7818 | 6.6035
CA | Commercial | Small Office | Existing | Water Heating | Water Heater | 3.3289 | 3.206 | 3.0836 | 2.9668 | 2.8556 | 2.7499 | 2.6391 | 2.5283 | 2.4232 | 2.3237 | 2.2341 | 2.1532 | 2.0795 | 2.0053 | 1.9361 | 1.857 | 1.7869 | 1.7233 | 1.6648 | 1.6107 | 1.5622 | 1.51
CA | Commercial | Small Office | Existing | Interior Lighting | General Service Lighting | 1.9002 | 1.8272 | 1.7404 | 1.6446 | 1.5201 | 1.3914 | 1.2916 | 1.2133 | 1.1509 | 1.0956 | 1.0485 | 1.0065 | 0.96759 | 0.93248 | 0.89641 | 0.86274 | 0.83138 | 0.80222 | 0.77553 | 0.74533 | 0.71542 | 0.68634
CA | Commercial | Small Office | Existing | Interior Lighting | Exempted Lighting | 0.014824 | 0.014014 | 0.012874 | 0.01154 | 0.0098654 | 0.0087275 | 0.0079414 | 0.0073863 | 0.0069832 | 0.0066641 | 0.0063898 | 0.006125 | 0.0058521 | 0.0056029 | 0.0053337 | 0.0050495 | 0.0047742 | 0.0045193 | 0.0043394 | 0.0041974 | 0.0040781 | 0.0039716
CA | Commercial | Small Office | Existing | Interior Lighting | High-Bay Lighting | 0.13497 | 0.13048 | 0.12591 | 0.12128 | 0.11629 | 0.11129 | 0.10631 | 0.10136 | 0.09646 | 0.091394 | 0.086408 | 0.081514 | 0.077032 | 0.072919 | 0.068971 | 0.06535 | 0.062021 | 0.058954 | 0.05612 | 0.053497 | 0.05108 | 0.048849
CA | Commercial | Small Office | Existing | Interior Lighting | Linear Lighting | 9.3192 | 9.1078 | 8.8887 | 8.6648 | 8.4073 | 8.1476 | 7.8877 | 7.6293 | 7.3734 | 7.0973 | 6.8256 | 6.5591 | 6.298 | 6.0428 | 5.777 | 5.5179 | 5.2655 | 5.0198 | 4.7808 | 4.5484 | 4.3458 | 4.1654
CA | Commercial | Small Office | Existing | Exterior Lighting | General Service Lighting | 0.89804 | 0.86096 | 0.81645 | 0.76702 | 0.70232 | 0.63527 | 0.58374 | 0.54369 | 0.51213 | 0.48455 | 0.46131 | 0.44078 | 0.42187 | 0.405 | 0.38746 | 0.37118 | 0.3561 | 0.34216 | 0.32951 | 0.31495 | 0.30051 | 0.28649
CA | Commercial | Small Office | Existing | Exterior Lighting | Area Lighting | 0.40537 | 0.39301 | 0.38044 | 0.36771 | 0.35377 | 0.33976 | 0.32574 | 0.31176 | 0.29786 | 0.28327 | 0.26884 | 0.25459 | 0.24149 | 0.22943 | 0.21772 | 0.20695 | 0.19701 | 0.18782 | 0.17929 | 0.17136 | 0.16403 | 0.15725
CA | Commercial | Small Office | Existing | Exterior Lighting | Linear Lighting | 0.93742 | 0.91616 | 0.89412 | 0.8716 | 0.8457 | 0.81957 | 0.79343 | 0.76743 | 0.74169 | 0.71392 | 0.68659 | 0.65978 | 0.63352 | 0.60785 | 0.58112 | 0.55505 | 0.52966 | 0.50495 | 0.4809 | 0.45753 | 0.43715 | 0.419
CA | Commercial | Small Office | Existing | Refrigeration | Walk-in Refrigerator/Freezer | 0 | 0 | 0 | 0 | 0 | 0 | 0 | 0 | 0 | 0 | 0 | 0 | 0 | 0 | 0 | 0 | 0 | 0 | 0 | 0 | 0 | 0
CA | Commercial | Small Office | Existing | Refrigeration | Reach-in Refrigerator/Freezer | 0.52148 | 0.5299 | 0.53846 | 0.54715 | 0.55599 | 0.56496 | 0.57409 | 0.58335 | 0.59277 | 0.60235 | 0.61207 | 0.62195 | 0.632 | 0.6422 | 0.65257 | 0.66311 | 0.67381 | 0.68469 | 0.69575 | 0.70698 | 0.7184 | 0.73
CA | Commercial | Small Office | Existing | Refrigeration | Glass Door Display | 0 | 0 | 0 | 0 | 0 | 0 | 0 | 0 | 0 | 0 | 0 | 0 | 0 | 0 | 0 | 0 | 0 | 0 | 0 | 0 | 0 | 0
CA | Commercial | Small Office | Existing | Refrigeration | Open Display Case | 0 | 0 | 0 | 0 | 0 | 0 | 0 | 0 | 0 | 0 | 0 | 0 | 0 | 0 | 0 | 0 | 0 | 0 | 0 | 0 | 0 | 0
CA | Commercial | Small Office | Existing | Refrigeration | Icemaker | 1.6205 | 1.6478 | 1.6756 | 1.7038 | 1.7326 | 1.7618 | 1.7915 | 1.8217 | 1.8524 | 1.8836 | 1.9154 | 1.9477 | 1.9805 | 2.0139 | 2.0479 | 2.0824 | 2.1175 | 2.1532 | 2.1895 | 2.2264 | 2.264 | 2.3022
CA | Commercial | Small Office | Existing | Refrigeration | Vending Machine | 0.29285 | 0.30153 | 0.31047 | 0.31968 | 0.32915 | 0.33891 | 0.34896 | 0.35931 | 0.36996 | 0.38093 | 0.39223 | 0.40386 | 0.41583 | 0.42816 | 0.44086 | 0.45393 | 0.46739 | 0.48125 | 0.49551 | 0.51021 | 0.52534 | 0.54091
CA | Commercial | Small Office | Existing | Food Preparation | Oven | 0.34584 | 0.33955 | 0.33338 | 0.32732 | 0.32137 | 0.31552 | 0.30979 | 0.30416 | 0.29862 | 0.2932 | 0.28786 | 0.28263 | 0.27749 | 0.27245 | 0.26749 | 0.26263 | 0.25785 | 0.25317 | 0.24856 | 0.24404 | 0.23961 | 0.23525
CA | Commercial | Small Office | Existing | Food Preparation | Fryer | 0.0052975 | 0.0052012 | 0.0051067 | 0.0050138 | 0.0049226 | 0.0048331 | 0.0047453 | 0.004659 | 0.0045743 | 0.0044911 | 0.0044095 | 0.0043293 | 0.0042506 | 0.0041733 | 0.0040974 | 0.0040229 | 0.0039498 | 0.0038779 | 0.0038074 | 0.0037382 | 0.0036702 | 0.0036035
CA | Commercial | Small Office | Existing | Food Preparation | Dishwasher | 0.20653 | 0.20278 | 0.19909 | 0.19547 | 0.19192 | 0.18843 | 0.185 | 0.18164 | 0.17834 | 0.17509 | 0.17191 | 0.16878 | 0.16572 | 0.1627 | 0.15974 | 0.15684 | 0.15399 | 0.15119 | 0.14844 | 0.14574 | 0.14309 | 0.14049
CA | Commercial | Small Office | Existing | Food Preparation | Hot Food Container | 0.0013722 | 0.0013473 | 0.0013228 | 0.0012987 | 0.0012751 | 0.0012519 | 0.0012292 | 0.0012068 | 0.0011849 | 0.0011634 | 0.0011422 | 0.0011214 | 0.001101 | 0.001081 | 0.0010614 | 0.0010421 | 0.0010231 | 0.0010045 | 0.00098626 | 0.00096833 | 0.00095072 | 0.00093343
CA | Commercial | Small Office | Existing | Food Preparation | Steamer | 0.0036232 | 0.0035574 | 0.0034927 | 0.0034292 | 0.0033668 | 0.0033056 | 0.0032455 | 0.0031865 | 0.0031286 | 0.0030717 | 0.0030158 | 0.002961 | 0.0029072 | 0.0028543 | 0.0028024 | 0.0027515 | 0.0027014 | 0.0026523 | 0.0026041 | 0.0025567 | 0.0025103 | 0.0024646
CA | Commercial | Small Office | Existing | Food Preparation | Griddle | 0.0080107 | 0.0078651 | 0.0077221 | 0.0075817 | 0.0074438 | 0.0073085 | 0.0071756 | 0.0070451 | 0.006917 | 0.0067913 | 0.0066678 | 0.0065466 | 0.0064275 | 0.0063107 | 0.0061959 | 0.0060833 | 0.0059727 | 0.0058641 | 0.0057575 | 0.0056528 | 0.00555 | 0.0054491
CA | Commercial | Small Office | Existing | Office Equipment | Desktop Computer | 3.1463 | 3.0198 | 2.8983 | 2.7818 | 2.6699 | 2.5626 | 2.4595 | 2.3606 | 2.2657 | 2.1746 | 2.0871 | 2.0032 | 1.9227 | 1.8453 | 1.7711 | 1.6999 | 1.6316 | 1.5659 | 1.503 | 1.4425 | 1.3845 | 1.3289
CA | Commercial | Small Office | Existing | Office Equipment | Laptop | 0.66907 | 0.67178 | 0.6745 | 0.67723 | 0.67997 | 0.68273 | 0.68549 | 0.68827 | 0.69106 | 0.69386 | 0.69667 | 0.69949 | 0.70232 | 0.70517 | 0.70802 | 0.71089 | 0.71377 | 0.71666 | 0.71956 | 0.72248 | 0.7254 | 0.72834
CA | Commercial | Small Office | Existing | Office Equipment | Server | 6.5767 | 6.6004 | 6.6241 | 6.6479 | 6.6718 | 6.6957 | 6.7198 | 6.7439 | 6.7682 | 6.7925 | 6.8169 | 6.8414 | 6.8659 | 6.8906 | 6.9154 | 6.9402 | 6.9651 | 6.9901 | 7.0153 | 7.0405 | 7.0658 | 7.0911
CA | Commercial | Small Office | Existing | Office Equipment | Monitor | 0.53126 | 0.52405 | 0.51694 | 0.50993 | 0.50301 | 0.49618 | 0.48945 | 0.48281 | 0.47626 | 0.4698 | 0.46343 | 0.45714 | 0.45094 | 0.44482 | 0.43879 | 0.43283 | 0.42696 | 0.42117 | 0.41545 | 0.40982 | 0.40426 | 0.39877
CA | Commercial | Small Office | Existing | Office Equipment | Printer/Copier/Fax | 0.56152 | 0.56019 | 0.55886 | 0.55754 | 0.55622 | 0.5549 | 0.55358 | 0.55227 | 0.55096 | 0.54965 | 0.54835 | 0.54705 | 0.54576 | 0.54446 | 0.54317 | 0.54188 | 0.5406 | 0.53932 | 0.53804 | 0.53676 | 0.53549 | 0.53422
CA | Commercial | Small Office | Existing | Office Equipment | POS Terminal | 0.069387 | 0.068446 | 0.067517 | 0.066601 | 0.065698 | 0.064806 | 0.063927 | 0.06306 | 0.062204 | 0.06136 | 0.060528 | 0.059707 | 0.058897 | 0.058098 | 0.05731 | 0.056532 | 0.055765 | 0.055009 | 0.054262 | 0.053526 | 0.0528 | 0.052084
CA | Commercial | Small Office | Existing | Miscellaneous | Non-HVAC Motors | 0.071993 | 0.070684 | 0.069399 | 0.068137 | 0.066898 | 0.065682 | 0.064488 | 0.063315 | 0.062164 | 0.061034 | 0.059924 | 0.058835 | 0.057765 | 0.056715 | 0.055683 | 0.054671 | 0.053677 | 0.052701 | 0.051743 | 0.050802 | 0.049878 | 0.048972
CA | Commercial | Small Office | Existing | Miscellaneous | Pool Pump | 0 | 0 | 0 | 0 | 0 | 0 | 0 | 0 | 0 | 0 | 0 | 0 | 0 | 0 | 0 | 0 | 0 | 0 | 0 | 0 | 0 | 0
CA | Commercial | Small Office | Existing | Miscellaneous | Pool Heater | 0 | 0 | 0 | 0 | 0 | 0 | 0 | 0 | 0 | 0 | 0 | 0 | 0 | 0 | 0 | 0 | 0 | 0 | 0 | 0 | 0 | 0
CA | Commercial | Small Office | Existing | Miscellaneous | Clothes Washer | 0 | 0 | 0 | 0 | 0 | 0 | 0 | 0 | 0 | 0 | 0 | 0 | 0 | 0 | 0 | 0 | 0 | 0 | 0 | 0 | 0 | 0
CA | Commercial | Small Office | Existing | Miscellaneous | Clothes Dryer | 0 | 0 | 0 | 0 | 0 | 0 | 0 | 0 | 0 | 0 | 0 | 0 | 0 | 0 | 0 | 0 | 0 | 0 | 0 | 0 | 0 | 0
CA | Commercial | Small Office | Existing | Miscellaneous | Electric Vehicle Chargers | 0.053141 | 0.13605 | 0.17233 | 0.21284 | 0.26534 | 0.33365 | 0.4264 | 0.55118 | 0.71515 | 0.92426 | 1.1928 | 1.4876 | 1.8082 | 2.1534 | 2.5186 | 2.8952 | 3.2866 | 3.682 | 4.0778 | 4.4778 | 4.9141 | 5.3899
CA | Commercial | Small Office | Existing | Miscellaneous | Other Miscellaneous | 4.7515 | 4.8512 | 4.9529 | 5.0567 | 5.1628 | 5.271 | 5.3815 | 5.4944 | 5.6096 | 5.7272 | 5.8473 | 5.9699 | 6.0951 | 6.2229 | 6.3533 | 6.4865 | 6.6226 | 6.7614 | 6.9032 | 7.0479 | 7.1957 | 7.3466
CA | Commercial | Small Office | Existing | Generation | Solar PV | -2.2307 | -2.4582 | -2.6226 | -2.788 | -2.9541 | -3.131 | -3.2999 | -3.4692 | -3.6387 | -3.8021 | -3.9536 | -4.0995 | -4.2604 | -4.4088 | -4.5515 | -4.6824 | -4.8082 | -4.9291 | -5.0452 | -5.1566 | -5.2692 | -5.3715
CA | Commercial | Small Office | New | Cooling | Air-Cooled Chiller | 0 | 0 | 0 | 0 | 0 | 0 | 0 | 0 | 0 | 0 | 0 | 0 | 0 | 0 | 0 | 0 | 0 | 0 | 0 | 0 | 0 | 0
CA | Commercial | Small Office | New | Cooling | Water-Cooled Chiller | 0 | 0 | 0 | 0 | 0 | 0 | 0 | 0 | 0 | 0 | 0 | 0 | 0 | 0 | 0 | 0 | 0 | 0 | 0 | 0 | 0 | 0
CA | Commercial | Small Office | New | Cooling | RTU | 0 | 0.12996 | 0.22021 | 0.30876 | 0.39492 | 0.48188 | 0.56759 | 0.65346 | 0.73807 | 0.82284 | 0.90632 | 0.98924 | 1.0723 | 1.1529 | 1.2331 | 1.3135 | 1.3936 | 1.4733 | 1.5527 | 1.6316 | 1.7094 | 1.7874
CA | Commercial | Small Office | New | Cooling | Packaged Terminal AC | 0 | 0.0063777 | 0.011459 | 0.016445 | 0.021296 | 0.026186 | 0.031005 | 0.035834 | 0.040591 | 0.045358 | 0.050052 | 0.054715 | 0.059387 | 0.064028 | 0.068637 | 0.073248 | 0.077832 | 0.082387 | 0.086914 | 0.091412 | 0.095837 | 0.10028
CA | Commercial | Small Office | New | Cooling | Packaged Terminal HP | 0 | 0.002082 | 0.0037409 | 0.0053684 | 0.0069521 | 0.0085485 | 0.010122 | 0.011698 | 0.013251 | 0.014807 | 0.01634 | 0.017862 | 0.019387 | 0.020902 | 0.022406 | 0.023912 | 0.025408 | 0.026895 | 0.028373 | 0.029842 | 0.031286 | 0.032735
CA | Commercial | Small Office | New | Cooling | Air-Source Heat Pump | 0 | 0.025954 | 0.044727 | 0.063144 | 0.081066 | 0.099147 | 0.11697 | 0.13482 | 0.15241 | 0.17004 | 0.18739 | 0.20463 | 0.22168 | 0.23863 | 0.25548 | 0.27235 | 0.28914 | 0.30583 | 0.32243 | 0.33893 | 0.35517 | 0.37147
CA | Commercial | Small Office | New | Cooling | Geothermal Heat Pump | 0 | 0.012892 | 0.023165 | 0.033243 | 0.04305 | 0.052935 | 0.062677 | 0.072438 | 0.082054 | 0.091691 | 0.10118 | 0.1106 | 0.12005 | 0.12943 | 0.13875 | 0.14807 | 0.15734 | 0.16654 | 0.17569 | 0.18479 | 0.19373 | 0.20271
CA | Commercial | Small Office | New | Space Heating | Electric Furnace | 0 | 0.0028187 | 0.0050645 | 0.0072948 | 0.0094119 | 0.011445 | 0.013401 | 0.015375 | 0.01716 | 0.018964 | 0.020698 | 0.022463 | 0.024024 | 0.025618 | 0.027163 | 0.028767 | 0.030102 | 0.031501 | 0.032853 | 0.03429 | 0.035407 | 0.036628
CA | Commercial | Small Office | New | Space Heating | Electric Room Heat | 0 | 0.051726 | 0.092939 | 0.13387 | 0.17272 | 0.21002 | 0.24593 | 0.28215 | 0.3149 | 0.34802 | 0.37982 | 0.41223 | 0.44086 | 0.47013 | 0.49848 | 0.52791 | 0.55241 | 0.57807 | 0.60289 | 0.62927 | 0.64977 | 0.67216
CA | Commercial | Small Office | New | Space Heating | Packaged Terminal HP | 0 | 0.00085332 | 0.0015332 | 0.0022084 | 0.0028494 | 0.0034648 | 0.0040571 | 0.0046546 | 0.005195 | 0.0057413 | 0.006266 | 0.0068005 | 0.0072729 | 0.0077557 | 0.0082235 | 0.008709 | 0.0091131 | 0.0095365 | 0.0099459 | 0.010381 | 0.010719 | 0.011089
CA | Commercial | Small Office | New | Space Heating | Air-Source Heat Pump | 0 | 0.018079 | 0.032059 | 0.045946 | 0.059123 | 0.071776 | 0.083953 | 0.09624 | 0.10735 | 0.11858 | 0.12936 | 0.14036 | 0.15002 | 0.1599 | 0.16948 | 0.17943 | 0.18771 | 0.19638 | 0.20477 | 0.2137 | 0.22063 | 0.22821
CA | Commercial | Small Office | New | Space Heating | Geothermal Heat Pump | 0 | 0.0082887 | 0.014893 | 0.021452 | 0.027677 | 0.033655 | 0.039408 | 0.045212 | 0.050461 | 0.055767 | 0.060864 | 0.066056 | 0.070645 | 0.075335 | 0.079878 | 0.084594 | 0.08852 | 0.092632 | 0.096609 | 0.10084 | 0.10412 | 0.10771
CA | Commercial | Small Office | New | Ventilation | Ventilation | 0 | 0.19985 | 0.35909 | 0.51527 | 0.66731 | 0.8093 | 0.94735 | 1.0839 | 1.2167 | 1.3483 | 1.4761 | 1.6015 | 1.7256 | 1.8473 | 1.9666 | 2.0836 | 2.1984 | 2.3102 | 2.4192 | 2.5251 | 2.6272 | 2.7287
CA | Commercial | Small Office | New | Water Heating | Water Heater | 0 | 0.054649 | 0.091374 | 0.1274 | 0.16247 | 0.19657 | 0.22973 | 0.26253 | 0.29441 | 0.32595 | 0.35489 | 0.38357 | 0.41222 | 0.44052 | 0.46842 | 0.49366 | 0.52116 | 0.54813 | 0.57456 | 0.60048 | 0.62561 | 0.65052
CA | Commercial | Small Office | New | Interior Lighting | General Service Lighting | 0 | 0.028564 | 0.051322 | 0.07365 | 0.09235 | 0.11054 | 0.12822 | 0.14572 | 0.16272 | 0.17781 | 0.19175 | 0.20491 | 0.2175 | 0.22977 | 0.24014 | 0.25019 | 0.25992 | 0.26937 | 0.27873 | 0.28547 | 0.29274 | 0.30022
CA | Commercial | Small Office | New | Interior Lighting | Exempted Lighting | 0 | 0.0001771 | 0.00031821 | 0.00045664 | 0.00057091 | 0.00068205 | 0.00079012 | 0.00089702 | 0.0010009 | 0.001093 | 0.001174 | 0.0012482 | 0.0013176 | 0.0013864 | 0.0014409 | 0.0014801 | 0.0015239 | 0.0015686 | 0.0016214 | 0.0016744 | 0.0017264 | 0.0017784
CA | Commercial | Small Office | New | Interior Lighting | High-Bay Lighting | 0 | 0.0012548 | 0.0022545 | 0.0032354 | 0.0040643 | 0.0048705 | 0.0056544 | 0.0064298 | 0.0071835 | 0.0078623 | 0.0085218 | 0.0091683 | 0.0097845 | 0.010371 | 0.010867 | 0.011347 | 0.01181 | 0.012259 | 0.012695 | 0.013117 | 0.013527 | 0.013936
CA | Commercial | Small Office | New | Interior Lighting | Linear Lighting | 0 | 0.15486 | 0.27824 | 0.39929 | 0.50119 | 0.60031 | 0.69667 | 0.79201 | 0.88466 | 0.96718 | 1.0473 | 1.1259 | 1.2038 | 1.2801 | 1.349 | 1.4165 | 1.4828 | 1.5478 | 1.6115 | 1.6739 | 1.7257 | 1.7717
CA | Commercial | Small Office | New | Exterior Lighting | General Service Lighting | 0 | 0.012678 | 0.022779 | 0.03269 | 0.040726 | 0.048543 | 0.056143 | 0.063661 | 0.070969 | 0.077332 | 0.083138 | 0.088566 | 0.09371 | 0.098725 | 0.10269 | 0.10652 | 0.11021 | 0.11377 | 0.11732 | 0.1195 | 0.12199 | 0.1246
CA | Commercial | Small Office | New | Exterior Lighting | Area Lighting | 0 | 0.0051267 | 0.0092115 | 0.013219 | 0.01661 | 0.019909 | 0.023116 | 0.026288 | 0.029371 | 0.032142 | 0.034833 | 0.037471 | 0.039985 | 0.04238 | 0.044397 | 0.046346 | 0.04823 | 0.050055 | 0.051822 | 0.053535 | 0.055199 | 0.056859
CA | Commercial | Small Office | New | Exterior Lighting | Linear Lighting | 0 | 0.015577 | 0.027988 | 0.040165 | 0.050415 | 0.060385 | 0.070079 | 0.079669 | 0.088989 | 0.097289 | 0.10535 | 0.11326 | 0.12109 | 0.12876 | 0.13569 | 0.14249 | 0.14916 | 0.15569 | 0.1621 | 0.16838 | 0.17359 | 0.17822
CA | Commercial | Small Office | New | Refrigeration | Walk-in Refrigerator/Freezer | 0 | 0 | 0 | 0 | 0 | 0 | 0 | 0 | 0 | 0 | 0 | 0 | 0 | 0 | 0 | 0 | 0 | 0 | 0 | 0 | 0 | 0
CA | Commercial | Small Office | New | Refrigeration | Reach-in Refrigerator/Freezer | 0 | 0.011635 | 0.021636 | 0.032135 | 0.043069 | 0.054452 | 0.066295 | 0.078789 | 0.091779 | 0.10547 | 0.1197 | 0.13458 | 0.15024 | 0.16662 | 0.18373 | 0.20161 | 0.22028 | 0.23978 | 0.26013 | 0.28138 | 0.3034 | 0.32651
CA | Commercial | Small Office | New | Refrigeration | Glass Door Display | 0 | 0 | 0 | 0 | 0 | 0 | 0 | 0 | 0 | 0 | 0 | 0 | 0 | 0 | 0 | 0 | 0 | 0 | 0 | 0 | 0 | 0
CA | Commercial | Small Office | New | Refrigeration | Open Display Case | 0 | 0 | 0 | 0 | 0 | 0 | 0 | 0 | 0 | 0 | 0 | 0 | 0 | 0 | 0 | 0 | 0 | 0 | 0 | 0 | 0 | 0
CA | Commercial | Small Office | New | Refrigeration | Icemaker | 0 | 0.035878 | 0.066206 | 0.097579 | 0.12978 | 0.16282 | 0.19672 | 0.232 | 0.26818 | 0.30583 | 0.34442 | 0.38428 | 0.42572 | 0.4685 | 0.51266 | 0.55823 | 0.60526 | 0.65379 | 0.70385 | 0.75549 | 0.80837 | 0.86329
CA | Commercial | Small Office | New | Refrigeration | Vending Machine | 0 | 0.0064837 | 0.011965 | 0.017634 | 0.023454 | 0.029425 | 0.03555 | 0.041926 | 0.048465 | 0.055268 | 0.062243 | 0.069445 | 0.076934 | 0.084666 | 0.092646 | 0.10088 | 0.10938 | 0.11815 | 0.1272 | 0.13653 | 0.14609 | 0.15601
CA | Commercial | Small Office | New | Food Preparation | Oven | 0 | 0.0078909 | 0.015006 | 0.022792 | 0.03124 | 0.040391 | 0.050289 | 0.06112 | 0.072809 | 0.085566 | 0.099308 | 0.11418 | 0.13036 | 0.14784 | 0.16672 | 0.18708 | 0.20904 | 0.2327 | 0.25816 | 0.28557 | 0.31489 | 0.34655
CA | Commercial | Small Office | New | Food Preparation | Fryer | 0 | 0.0001142 | 0.00020519 | 0.00029446 | 0.00038133 | 0.00046583 | 0.00054798 | 0.00062925 | 0.00070824 | 0.0007864 | 0.00086233 | 0.00093678 | 0.0010105 | 0.0010828 | 0.0011536 | 0.0012231 | 0.0012913 | 0.0013581 | 0.0014236 | 0.0014878 | 0.00155 | 0.0016118
CA | Commercial | Small Office | New | Food Preparation | Dishwasher | 0 | 0.0047124 | 0.0089615 | 0.013611 | 0.018656 | 0.024121 | 0.030032 | 0.0365 | 0.043481 | 0.051099 | 0.059306 | 0.068189 | 0.07785 | 0.08829 | 0.099562 | 0.11172 | 0.12484 | 0.13896 | 0.15417 | 0.17054 | 0.18805 | 0.20696
CA | Commercial | Small Office | New | Food Preparation | Hot Food Container | 0 | 3.131e-05 | 5.9541e-05 | 9.0436e-05 | 0.00012395 | 0.00016026 | 0.00019954 | 0.00024251 | 0.0002889 | 0.00033951 | 0.00039404 | 0.00045306 | 0.00051725 | 0.00058661 | 0.00066151 | 0.00074232 | 0.00082944 | 0.0009233 | 0.0010244 | 0.0011331 | 0.0012494 | 0.0013751
CA | Commercial | Small Office | New | Food Preparation | Steamer | 0 | 8.2669e-05 | 0.00015721 | 0.00023878 | 0.00032729 | 0.00042316 | 0.00052686 | 0.00064033 | 0.00076279 | 0.00089644 | 0.0010404 | 0.0011962 | 0.0013657 | 0.0015489 | 0.0017466 | 0.00196 | 0.00219 | 0.0024378 | 0.0027047 | 0.0029918 | 0.003299 | 0.0036307
CA | Commercial | Small Office | New | Food Preparation | Griddle | 0 | 0.00017269 | 0.00031028 | 0.00044528 | 0.00057664 | 0.00070441 | 0.00082863 | 0.00095153 | 0.001071 | 0.0011892 | 0.001304 | 0.0014166 | 0.001528 | 0.0016373 | 0.0017445 | 0.0018496 | 0.0019526 | 0.0020536 | 0.0021527 | 0.0022498 | 0.0023439 | 0.0024372
CA | Commercial | Small Office | New | Office Equipment | Desktop Computer | 0 | 0.066304 | 0.11646 | 0.16338 | 0.20683 | 0.24699 | 0.28402 | 0.31883 | 0.3508 | 0.38077 | 0.40817 | 0.43346 | 0.45707 | 0.47878 | 0.49867 | 0.51684 | 0.53339 | 0.5484 | 0.56195 | 0.57412 | 0.58472 | 0.59436
CA | Commercial | Small Office | New | Office Equipment | Laptop | 0 | 0.01475 | 0.027102 | 0.039774 | 0.052674 | 0.065803 | 0.07916 | 0.092959 | 0.107 | 0.1215 | 0.13624 | 0.15136 | 0.16696 | 0.18296 | 0.19935 | 0.21614 | 0.23335 | 0.25098 | 0.26904 | 0.28754 | 0.30636 | 0.32577
CA | Commercial | Small Office | New | Office Equipment | Server | 0 | 0.14406 | 0.26301 | 0.38352 | 0.50465 | 0.6264 | 0.74874 | 0.87363 | 0.99913 | 1.1273 | 1.256 | 1.3864 | 1.5196 | 1.6545 | 1.7912 | 1.9297 | 2.07 | 2.2121 | 2.3562 | 2.5021 | 2.6488 | 2.7986
CA | Commercial | Small Office | New | Office Equipment | Monitor | 0 | 0.011506 | 0.020771 | 0.029948 | 0.038965 | 0.047823 | 0.056522 | 0.065209 | 0.07374 | 0.082263 | 0.09063 | 0.098917 | 0.1072 | 0.11541 | 0.12354 | 0.1316 | 0.13958 | 0.14749 | 0.15534 | 0.16311 | 0.17073 | 0.17836
CA | Commercial | Small Office | New | Office Equipment | Printer/Copier/Fax | 0 | 0.012213 | 0.022138 | 0.032052 | 0.041876 | 0.05161 | 0.061252 | 0.070961 | 0.080578 | 0.090266 | 0.099862 | 0.10945 | 0.11911 | 0.12876 | 0.13841 | 0.14805 | 0.15769 | 0.16732 | 0.17695 | 0.18658 | 0.19611 | 0.20573
CA | Commercial | Small Office | New | Office Equipment | POS Terminal | 0 | 0.0014958 | 0.0026876 | 0.0038569 | 0.0049947 | 0.0061014 | 0.0071775 | 0.0082419 | 0.0092765 | 0.0103 | 0.011295 | 0.01227 | 0.013235 | 0.014182 | 0.01511 | 0.016021 | 0.016913 | 0.017788 | 0.018646 | 0.019487 | 0.020302 | 0.021111
CA | Commercial | Small Office | New | Miscellaneous | Non-HVAC Motors | 0 | 0.001552 | 0.0027886 | 0.0040018 | 0.0051823 | 0.0063306 | 0.007447 | 0.0085515 | 0.0096249 | 0.010687 | 0.011719 | 0.012731 | 0.013732 | 0.014715 | 0.015678 | 0.016622 | 0.017548 | 0.018456 | 0.019346 | 0.020219 | 0.021065 | 0.021904
CA | Commercial | Small Office | New | Miscellaneous | Pool Pump | 0 | 0 | 0 | 0 | 0 | 0 | 0 | 0 | 0 | 0 | 0 | 0 | 0 | 0 | 0 | 0 | 0 | 0 | 0 | 0 | 0 | 0
CA | Commercial | Small Office | New | Miscellaneous | Pool Heater | 0 | 0 | 0 | 0 | 0 | 0 | 0 | 0 | 0 | 0 | 0 | 0 | 0 | 0 | 0 | 0 | 0 | 0 | 0 | 0 | 0 | 0
CA | Commercial | Small Office | New | Miscellaneous | Clothes Washer | 0 | 0 | 0 | 0 | 0 | 0 | 0 | 0 | 0 | 0 | 0 | 0 | 0 | 0 | 0 | 0 | 0 | 0 | 0 | 0 | 0 | 0
CA | Commercial | Small Office | New | Miscellaneous | Clothes Dryer | 0 | 0 | 0 | 0 | 0 | 0 | 0 | 0 | 0 | 0 | 0 | 0 | 0 | 0 | 0 | 0 | 0 | 0 | 0 | 0 | 0 | 0
CA | Commercial | Small Office | New | Miscellaneous | Electric Vehicle Chargers | 0 | 0.0031046 | 0.0071181 | 0.012749 | 0.020837 | 0.032454 | 0.049533 | 0.074721 | 0.11098 | 0.16207 | 0.23347 | 0.32207 | 0.43004 | 0.55884 | 0.70924 | 0.88037 | 1.0746 | 1.2895 | 1.5247 | 1.7822 | 2.0754 | 2.4108
CA | Commercial | Small Office | New | Miscellaneous | Other Miscellaneous | 0 | 0.10652 | 0.19901 | 0.29699 | 0.39993 | 0.50803 | 0.62146 | 0.74208 | 0.86853 | 1.0028 | 1.1435 | 1.2918 | 1.449 | 1.6145 | 1.7888 | 1.9722 | 2.1651 | 2.3679 | 2.581 | 2.805 | 3.0389 | 3.2859
CA | Commercial | Small Office | New | Generation | Solar PV | 0 | -0.053974 | -0.10538 | -0.16374 | -0.22884 | -0.30177 | -0.38107 | -0.46855 | -0.56338 | -0.66575 | -0.77318 | -0.88706 | -1.0128 | -1.1439 | -1.2815 | -1.4236 | -1.5719 | -1.7262 | -1.8863 | -2.0523 | -2.2253 | -2.4025
CA | Commercial | Large Retail | Existing | Cooling | Air-Cooled Chiller | 0.0075055 | 0.0073023 | 0.0070973 | 0.0068922 | 0.0066882 | 0.0065294 | 0.0063712 | 0.0062147 | 0.0060606 | 0.0059097 | 0.0057625 | 0.0056197 | 0.0054816 | 0.0053487 | 0.0052212 | 0.005102 | 0.0049886 | 0.0048823 | 0.0047827 | 0.0046889 | 0.0046004 | 0.0045168
CA | Commercial | Large Retail | Existing | Cooling | Water-Cooled Chiller | 0.0048335 | 0.0047556 | 0.0046788 | 0.0046034 | 0.0045291 | 0.0044854 | 0.0044419 | 0.0043985 | 0.0043554 | 0.0043124 | 0.0042697 | 0.0042272 | 0.0041849 | 0.0041428 | 0.004101 | 0.0040613 | 0.0040218 | 0.0039825 | 0.0039433 | 0.0039043 | 0.0038655 | 0.0038269
CA | Commercial | Large Retail | Existing | Cooling | RTU | 0.53901 | 0.53032 | 0.5195 | 0.50866 | 0.49782 | 0.49022 | 0.48253 | 0.47477 | 0.46697 | 0.45914 | 0.4513 | 0.44346 | 0.43564 | 0.42808 | 0.42096 | 0.41443 | 0.40824 | 0.40234 | 0.39671 | 0.39131 | 0.38613 | 0.38113
CA | Commercial | Large Retail | Existing | Cooling | Packaged Terminal AC | 0.048723 | 0.047937 | 0.047164 | 0.046403 | 0.045655 | 0.045214 | 0.044775 | 0.044338 | 0.043903 | 0.043471 | 0.04304 | 0.042611 | 0.042185 | 0.041761 | 0.041339 | 0.040939 | 0.040541 | 0.040145 | 0.03975 | 0.039357 | 0.038967 | 0.038578
CA | Commercial | Large Retail | Existing | Cooling | Packaged Terminal HP | 0.0048564 | 0.0047781 | 0.004701 | 0.0046252 | 0.0045506 | 0.0045066 | 0.0044629 | 0.0044193 | 0.004376 | 0.0043328 | 0.0042899 | 0.0042472 | 0.0042047 | 0.0041624 | 0.0041204 | 0.0040805 | 0.0040408 | 0.0040013 | 0.003962 | 0.0039229 | 0.0038839 | 0.0038452
CA | Commercial | Large Retail | Existing | Cooling | Air-Source Heat Pump | 0.028561 | 0.028009 | 0.027382 | 0.026758 | 0.026138 | 0.025694 | 0.025252 | 0.024812 | 0.024377 | 0.023948 | 0.023527 | 0.023113 | 0.022715 | 0.022337 | 0.021976 | 0.021641 | 0.021321 | 0.021014 | 0.020719 | 0.020434 | 0.020159 | 0.019894
CA | Commercial | Large Retail | Existing | Cooling | Geothermal Heat Pump | 0 | 0 | 0 | 0 | 0 | 0 | 0 | 0 | 0 | 0 | 0 | 0 | 0 | 0 | 0 | 0 | 0 | 0 | 0 | 0 | 0 | 0
CA | Commercial | Large Retail | Existing | Space Heating | Electric Furnace | 0.0034896 | 0.0034333 | 0.0033779 | 0.0033358 | 0.0032698 | 0.0032024 | 0.0031362 | 0.0030829 | 0.0030077 | 0.0029453 | 0.0028842 | 0.002835 | 0.0027654 | 0.0027078 | 0.0026512 | 0.0026055 | 0.0025409 | 0.0024874 | 0.0024349 | 0.0023925 | 0.002333 | 0.0022835
CA | Commercial | Large Retail | Existing | Space Heating | Electric Room Heat | 0.038862 | 0.038235 | 0.037618 | 0.037149 | 0.036414 | 0.035663 | 0.034926 | 0.034332 | 0.033496 | 0.032801 | 0.03212 | 0.031572 | 0.030797 | 0.030155 | 0.029526 | 0.029016 | 0.028297 | 0.027701 | 0.027116 | 0.026644 | 0.025981 | 0.025431
CA | Commercial | Large Retail | Existing | Space Heating | Packaged Terminal HP | 0.0013925 | 0.0013701 | 0.001348 | 0.0013312 | 0.0013048 | 0.0012779 | 0.0012515 | 0.0012302 | 0.0012003 | 0.0011754 | 0.001151 | 0.0011313 | 0.0011036 | 0.0010806 | 0.001058 | 0.0010398 | 0.001014 | 0.00099261 | 0.00097167 | 0.00095475 | 0.000931 | 0.00091126
CA | Commercial | Large Retail | Existing | Space Heating | Air-Source Heat Pump | 0.0090997 | 0.008953 | 0.0087999 | 0.0086807 | 0.0084992 | 0.0083136 | 0.0081313 | 0.0079821 | 0.0077764 | 0.0076039 | 0.0074347 | 0.0072964 | 0.0071067 | 0.0069489 | 0.0067954 | 0.0066706 | 0.0064985 | 0.0063555 | 0.0062161 | 0.0061031 | 0.0059471 | 0.0058172
CA | Commercial | Large Retail | Existing | Space Heating | Geothermal Heat Pump | 0 | 0 | 0 | 0 | 0 | 0 | 0 | 0 | 0 | 0 | 0 | 0 | 0 | 0 | 0 | 0 | 0 | 0 | 0 | 0 | 0 | 0
CA | Commercial | Large Retail | Existing | Ventilation | Ventilation | 0.8947 | 0.86941 | 0.84393 | 0.81848 | 0.79325 | 0.76797 | 0.74319 | 0.71906 | 0.69566 | 0.67311 | 0.65145 | 0.63073 | 0.61099 | 0.59227 | 0.57458 | 0.55795 | 0.54237 | 0.52771 | 0.51389 | 0.50075 | 0.4883 | 0.47651
CA | Commercial | Large Retail | Existing | Water Heating | Water Heater | 0.16986 | 0.16439 | 0.15897 | 0.15362 | 0.14833 | 0.14312 | 0.138 | 0.13309 | 0.12827 | 0.12353 | 0.11912 | 0.11499 | 0.11117 | 0.1076 | 0.1042 | 0.10056 | 0.0972 | 0.09407 | 0.091155 | 0.088365 | 0.085808 | 0.083304
CA | Commercial | Large Retail | Existing | Interior Lighting | General Service Lighting | 0.18567 | 0.17753 | 0.16749 | 0.15617 | 0.14212 | 0.12746 | 0.11628 | 0.10768 | 0.10097 | 0.095295 | 0.09061 | 0.08658 | 0.082972 | 0.079805 | 0.076643 | 0.073744 | 0.071083 | 0.068636 | 0.06642 | 0.063916 | 0.061441 | 0.059039
CA | Commercial | Large Retail | Existing | Interior Lighting | Exempted Lighting | 0.0012015 | 0.0011334 | 0.0010351 | 0.0009187 | 0.00077473 | 0.00067752 | 0.00061103 | 0.00056473 | 0.00053171 | 0.00050624 | 0.00048492 | 0.00046483 | 0.00044441 | 0.00042596 | 0.00040607 | 0.00038507 | 0.00036472 | 0.00034589 | 0.00033276 | 0.00032251 | 0.00031398 | 0.00030641
CA | Commercial | Large Retail | Existing | Interior Lighting | High-Bay Lighting | 0.4078 | 0.39519 | 0.38228 | 0.36917 | 0.35488 | 0.34049 | 0.3261 | 0.31175 | 0.2975 | 0.28265 | 0.26799 | 0.25355 | 0.2403 | 0.22812 | 0.21638 | 0.2056 | 0.19566 | 0.1865 | 0.17802 | 0.17015 | 0.1629 | 0.1562
CA | Commercial | Large Retail | Existing | Interior Lighting | Linear Lighting | 1.3575 | 1.3299 | 1.301 | 1.2714 | 1.2368 | 1.2016 | 1.1663 | 1.1311 | 1.0961 | 1.0578 | 1.0201 | 0.98295 | 0.94645 | 0.91066 | 0.87308 | 0.83633 | 0.80041 | 0.76533 | 0.73111 | 0.69773 | 0.66862 | 0.64266
CA | Commercial | Large Retail | Existing | Exterior Lighting | General Service Lighting | 0.17701 | 0.169 | 0.1591 | 0.14791 | 0.1338 | 0.11907 | 0.10787 | 0.099285 | 0.092632 | 0.087011 | 0.08239 | 0.078424 | 0.074872 | 0.071769 | 0.068617 | 0.065732 | 0.06309 | 0.060671 | 0.058492 | 0.055984 | 0.0535 | 0.051087
CA | Commercial | Large Retail | Existing | Exterior Lighting | Area Lighting | 0.0304 | 0.029535 | 0.02865 | 0.02775 | 0.026753 | 0.025747 | 0.024737 | 0.023724 | 0.022714 | 0.021647 | 0.020587 | 0.019537 | 0.01857 | 0.017679 | 0.016812 | 0.016014 | 0.015277 | 0.014594 | 0.013961 | 0.013371 | 0.012826 | 0.012321
CA | Commercial | Large Retail | Existing | Exterior Lighting | Linear Lighting | 0.095759 | 0.093807 | 0.091773 | 0.089686 | 0.087239 | 0.08476 | 0.08227 | 0.079784 | 0.077314 | 0.074618 | 0.071956 | 0.069336 | 0.066761 | 0.064237 | 0.061586 | 0.058993 | 0.056459 | 0.053985 | 0.051571 | 0.049217 | 0.047163 | 0.045332
CA | Commercial | Large Retail | Existing | Refrigeration | Walk-in Refrigerator/Freezer | 0.00031024 | 0.00032889 | 0.00034866 | 0.00036962 | 0.00039184 | 0.0004154 | 0.00044037 | 0.00046685 | 0.00049491 | 0.00052467 | 0.00055621 | 0.00058965 | 0.00062509 | 0.00066267 | 0.00070251 | 0.00074474 | 0.00078952 | 0.00083698 | 0.0008873 | 0.00094064 | 0.00099719 | 0.0010571
CA | Commercial | Large Retail | Existing | Refrigeration | Reach-in Refrigerator/Freezer | 0.0019748 | 0.001992 | 0.0020094 | 0.0020269 | 0.0020446 | 0.0020624 | 0.0020804 | 0.0020986 | 0.0021169 | 0.0021353 | 0.002154 | 0.0021728 | 0.0021917 | 0.0022108 | 0.0022301 | 0.0022496 | 0.0022692 | 0.002289 | 0.002309 | 0.0023291 | 0.0023494 | 0.0023699
CA | Commercial | Large Retail | Existing | Refrigeration | Glass Door Display | 0.18158 | 0.17927 | 0.177 | 0.17476 | 0.17254 | 0.17035 | 0.16819 | 0.16606 | 0.16396 | 0.16188 | 0.15982 | 0.1578 | 0.1558 | 0.15382 | 0.15187 | 0.14995 | 0.14805 | 0.14617 | 0.14431 | 0.14249 | 0.14068 | 0.1389
CA | Commercial | Large Retail | Existing | Refrigeration | Open Display Case | 0.14646 | 0.14461 | 0.14277 | 0.14096 | 0.13917 | 0.13741 | 0.13567 | 0.13395 | 0.13225 | 0.13057 | 0.12892 | 0.12728 | 0.12567 | 0.12408 | 0.1225 | 0.12095 | 0.11942 | 0.1179 | 0.11641 | 0.11493 | 0.11347 | 0.11204
CA | Commercial | Large Retail | Existing | Refrigeration | Icemaker | 0.018944 | 0.018738 | 0.018534 | 0.018332 | 0.018133 | 0.017935 | 0.01774 | 0.017547 | 0.017357 | 0.017168 | 0.016981 | 0.016796 | 0.016614 | 0.016433 | 0.016254 | 0.016077 | 0.015902 | 0.015729 | 0.015558 | 0.015389 | 0.015222 | 0.015056
CA | Commercial | Large Retail | Existing | Refrigeration | Vending Machine | 0.0034234 | 0.0033969 | 0.0033706 | 0.0033445 | 0.0033186 | 0.0032929 | 0.0032674 | 0.0032421 | 0.003217 | 0.0031921 | 0.0031674 | 0.0031429 | 0.0031185 | 0.0030944 | 0.0030704 | 0.0030467 | 0.0030231 | 0.0029997 | 0.0029764 | 0.0029534 | 0.0029305 | 0.0029078
CA | Commercial | Large Retail | Existing | Food Preparation | Oven | 0.049471 | 0.048673 | 0.047888 | 0.047116 | 0.046356 | 0.045608 | 0.044873 | 0.044149 | 0.043437 | 0.042736 | 0.042047 | 0.041369 | 0.040702 | 0.040045 | 0.039399 | 0.038764 | 0.038139 | 0.037523 | 0.036918 | 0.036323 | 0.035737 | 0.035161
CA | Commercial | Large Retail | Existing | Food Preparation | Fryer | 0.014569 | 0.014334 | 0.014103 | 0.013876 | 0.013652 | 0.013432 | 0.013215 | 0.013002 | 0.012792 | 0.012586 | 0.012383 | 0.012183 | 0.011987 | 0.011793 | 0.011603 | 0.011416 | 0.011232 | 0.011051 | 0.010873 | 0.010697 | 0.010525 | 0.010355
CA | Commercial | Large Retail | Existing | Food Preparation | Dishwasher | 0.023907 | 0.023521 | 0.023142 | 0.022769 | 0.022401 | 0.02204 | 0.021685 | 0.021335 | 0.020991 | 0.020652 | 0.020319 | 0.019991 | 0.019669 | 0.019352 | 0.01904 | 0.018733 | 0.01843 | 0.018133 | 0.017841 | 0.017553 | 0.01727 | 0.016991
CA | Commercial | Large Retail | Existing | Food Preparation | Hot Food Container | 0.0033039 | 0.0032506 | 0.0031982 | 0.0031466 | 0.0030959 | 0.0030459 | 0.0029968 | 0.0029485 | 0.0029009 | 0.0028541 | 0.0028081 | 0.0027628 | 0.0027182 | 0.0026744 | 0.0026313 | 0.0025888 | 0.0025471 | 0.002506 | 0.0024656 | 0.0024258 | 0.0023867 | 0.0023482
CA | Commercial | Large Retail | Existing | Food Preparation | Steamer | 0.0087236 | 0.0085829 | 0.0084444 | 0.0083082 | 0.0081742 | 0.0080424 | 0.0079127 | 0.007785 | 0.0076595 | 0.0075359 | 0.0074144 | 0.0072948 | 0.0071771 | 0.0070614 | 0.0069475 | 0.0068354 | 0.0067252 | 0.0066167 | 0.00651 | 0.006405 | 0.0063017 | 0.0062
CA | Commercial | Large Retail | Existing | Food Preparation | Griddle | 0.019287 | 0.018976 | 0.01867 | 0.018369 | 0.018073 | 0.017781 | 0.017494 | 0.017212 | 0.016935 | 0.016661 | 0.016393 | 0.016128 | 0.015868 | 0.015612 | 0.01536 | 0.015113 | 0.014869 | 0.014629 | 0.014393 | 0.014161 | 0.013933 | 0.013708
CA | Commercial | Large Retail | Existing | Office Equipment | Desktop Computer | 0.018323 | 0.017623 | 0.016949 | 0.016302 | 0.015679 | 0.01508 | 0.014504 | 0.01395 | 0.013417 | 0.012904 | 0.012411 | 0.011937 | 0.011481 | 0.011042 | 0.01062 | 0.010215 | 0.0098244 | 0.009449 | 0.009088 | 0.0087408 | 0.0084069 | 0.0080857
CA | Commercial | Large Retail | Existing | Office Equipment | Laptop | 0.0038963 | 0.0039203 | 0.0039444 | 0.0039687 | 0.0039931 | 0.0040176 | 0.0040423 | 0.0040672 | 0.0040922 | 0.0041174 | 0.0041427 | 0.0041682 | 0.0041938 | 0.0042196 | 0.0042456 | 0.0042717 | 0.0042979 | 0.0043244 | 0.004351 | 0.0043777 | 0.0044046 | 0.0044317
CA | Commercial | Large Retail | Existing | Office Equipment | Server | 0.12035 | 0.12104 | 0.12172 | 0.12242 | 0.12311 | 0.12381 | 0.12452 | 0.12523 | 0.12594 | 0.12666 | 0.12738 | 0.1281 | 0.12883 | 0.12956 | 0.1303 | 0.13104 | 0.13179 | 0.13254 | 0.13329 | 0.13405 | 0.13481 | 0.13558
CA | Commercial | Large Retail | Existing | Office Equipment | Monitor | 0.0030938 | 0.0030582 | 0.003023 | 0.0029882 | 0.0029539 | 0.0029199 | 0.0028863 | 0.0028531 | 0.0028203 | 0.0027878 | 0.0027558 | 0.0027241 | 0.0026927 | 0.0026617 | 0.0026311 | 0.0026008 | 0.0025709 | 0.0025413 | 0.0025121 | 0.0024832 | 0.0024546 | 0.0024264
CA | Commercial | Large Retail | Existing | Office Equipment | Printer/Copier/Fax | 0.0046371 | 0.0046358 | 0.0046345 | 0.0046332 | 0.0046318 | 0.0046305 | 0.0046292 | 0.0046279 | 0.0046266 | 0.0046253 | 0.0046239 | 0.0046226 | 0.0046213 | 0.00462 | 0.0046187 | 0.0046174 | 0.004616 | 0.0046147 | 0.0046134 | 0.0046121 | 0.0046108 | 0.0046095
CA | Commercial | Large Retail | Existing | Office Equipment | POS Terminal | 0.039994 | 0.039388 | 0.038791 | 0.038203 | 0.037624 | 0.037054 | 0.036492 | 0.035939 | 0.035394 | 0.034858 | 0.034329 | 0.033809 | 0.033296 | 0.032792 | 0.032295 | 0.031805 | 0.031323 | 0.030848 | 0.030381 | 0.02992 | 0.029467 | 0.02902
CA | Commercial | Large Retail | Existing | Miscellaneous | Non-HVAC Motors | 0.076387 | 0.075155 | 0.073943 | 0.07275 | 0.071577 | 0.070422 | 0.069286 | 0.068169 | 0.067069 | 0.065988 | 0.064923 | 0.063876 | 0.062846 | 0.061832 | 0.060835 | 0.059854 | 0.058888 | 0.057938 | 0.057004 | 0.056085 | 0.05518 | 0.05429
CA | Commercial | Large Retail | Existing | Miscellaneous | Pool Pump | 0 | 0 | 0 | 0 | 0 | 0 | 0 | 0 | 0 | 0 | 0 | 0 | 0 | 0 | 0 | 0 | 0 | 0 | 0 | 0 | 0 | 0
CA | Commercial | Large Retail | Existing | Miscellaneous | Pool Heater | 0 | 0 | 0 | 0 | 0 | 0 | 0 | 0 | 0 | 0 | 0 | 0 | 0 | 0 | 0 | 0 | 0 | 0 | 0 | 0 | 0 | 0
CA | Commercial | Large Retail | Existing | Miscellaneous | Clothes Washer | 2.2794e-05 | 2.2426e-05 | 2.2064e-05 | 2.1709e-05 | 2.1358e-05 | 2.1014e-05 | 2.0675e-05 | 2.0342e-05 | 2.0013e-05 | 1.9691e-05 | 1.9373e-05 | 1.9061e-05 | 1.8753e-05 | 1.8451e-05 | 1.8153e-05 | 1.786e-05 | 1.7572e-05 | 1.7289e-05 | 1.701e-05 | 1.6736e-05 | 1.6466e-05 | 1.62e-05
CA | Commercial | Large Retail | Existing | Miscellaneous | Clothes Dryer | 0.00025037 | 0.00024634 | 0.00024236 | 0.00023845 | 0.00023461 | 0.00023082 | 0.0002271 | 0.00022344 | 0.00021983 | 0.00021629 | 0.0002128 | 0.00020937 | 0.00020599 | 0.00020267 | 0.0001994 | 0.00019618 | 0.00019302 | 0.00018991 | 0.00018684 | 0.00018383 | 0.00018086 | 0.00017795
CA | Commercial | Large Retail | Existing | Miscellaneous | Electric Vehicle Chargers | 9.3823e-06 | 2.4072e-05 | 3.0557e-05 | 3.7819e-05 | 4.7246e-05 | 5.9533e-05 | 7.6238e-05 | 9.8753e-05 | 0.0001284 | 0.00016628 | 0.00021504 | 0.00026875 | 0.00032736 | 0.00039066 | 0.00045787 | 0.00052744 | 0.00059999 | 0.00067358 | 0.00074754 | 0.0008226 | 0.00090462 | 0.00099428
CA | Commercial | Large Retail | Existing | Miscellaneous | Other Miscellaneous | 0.29512 | 0.30194 | 0.30892 | 0.31605 | 0.32335 | 0.33082 | 0.33847 | 0.34629 | 0.35429 | 0.36247 | 0.37085 | 0.37941 | 0.38818 | 0.39715 | 0.40632 | 0.41571 | 0.42531 | 0.43514 | 0.44519 | 0.45547 | 0.466 | 0.47676
CA | Commercial | Large Retail | Existing | Generation | Solar PV | -0.15704 | -0.17342 | -0.18541 | -0.19751 | -0.20972 | -0.22274 | -0.23524 | -0.24783 | -0.26048 | -0.27275 | -0.28421 | -0.29531 | -0.30755 | -0.31892 | -0.32994 | -0.34013 | -0.35 | -0.35955 | -0.36879 | -0.37772 | -0.38678 | -0.39511
CA | Commercial | Large Retail | New | Cooling | Air-Cooled Chiller | 0 | 8.1628e-05 | 0.00014521 | 0.00020773 | 0.00026863 | 0.00033008 | 0.0003907 | 0.00045163 | 0.00051171 | 0.0005721 | 0.00063162 | 0.00069086 | 0.00075039 | 0.00080964 | 0.0008686 | 0.0009277 | 0.00098656 | 0.0010452 | 0.0011035 | 0.0011616 | 0.0012188 | 0.0012763
CA | Commercial | Large Retail | New | Cooling | Water-Cooled Chiller | 0 | 7.1416e-05 | 0.00012705 | 0.00018174 | 0.00023502 | 0.00028879 | 0.00034182 | 0.00039513 | 0.0004477 | 0.00050053 | 0.00055261 | 0.00060443 | 0.00065652 | 0.00070836 | 0.00075994 | 0.00081165 | 0.00086314 | 0.00091441 | 0.00096545 | 0.0010162 | 0.0010663 | 0.0011166
CA | Commercial | Large Retail | New | Cooling | RTU | 0 | 0.0093905 | 0.015766 | 0.022035 | 0.028141 | 0.034311 | 0.040398 | 0.046515 | 0.052547 | 0.05861 | 0.064587 | 0.070534 | 0.076512 | 0.082319 | 0.088111 | 0.09393 | 0.099736 | 0.10553 | 0.1113 | 0.11705 | 0.12273 | 0.12844
CA | Commercial | Large Retail | New | Cooling | Packaged Terminal AC | 0 | 0.00095033 | 0.0016906 | 0.0024184 | 0.0031274 | 0.0038428 | 0.0045486 | 0.005258 | 0.0059575 | 0.0066605 | 0.0073535 | 0.0080431 | 0.0087362 | 0.009426 | 0.010112 | 0.010801 | 0.011486 | 0.012168 | 0.012847 | 0.013523 | 0.014189 | 0.014859
CA | Commercial | Large Retail | New | Cooling | Packaged Terminal HP | 0 | 9.4722e-05 | 0.00016851 | 0.00024105 | 0.00031172 | 0.00038303 | 0.00045338 | 0.00052408 | 0.0005938 | 0.00066387 | 0.00073294 | 0.00080168 | 0.00087077 | 0.00093952 | 0.0010079 | 0.0010765 | 0.0011448 | 0.0012128 | 0.0012805 | 0.0013479 | 0.0014143 | 0.001481
CA | Commercial | Large Retail | New | Cooling | Air-Source Heat Pump | 0 | 0.00046659 | 0.00079655 | 0.0011209 | 0.0014369 | 0.0017561 | 0.002071 | 0.0023874 | 0.0026995 | 0.0030131 | 0.0033223 | 0.0036299 | 0.003935 | 0.004239 | 0.0045417 | 0.0048454 | 0.0051482 | 0.0054498 | 0.0057503 | 0.0060496 | 0.0063444 | 0.0066413
CA | Commercial | Large Retail | New | Cooling | Geothermal Heat Pump | 0 | 0 | 0 | 0 | 0 | 0 | 0 | 0 | 0 | 0 | 0 | 0 | 0 | 0 | 0 | 0 | 0 | 0 | 0 | 0 | 0 | 0
CA | Commercial | Large Retail | New | Space Heating | Electric Furnace | 0 | 6.8063e-05 | 0.00012108 | 0.00017385 | 0.00022399 | 0.00027217 | 0.0003186 | 0.00036559 | 0.00040813 | 0.00045128 | 0.00049277 | 0.00053512 | 0.0005727 | 0.00061118 | 0.00064855 | 0.00068739 | 0.00071987 | 0.00075394 | 0.00078696 | 0.00082208 | 0.00084952 | 0.00087954
CA | Commercial | Large Retail | New | Space Heating | Electric Room Heat | 0 | 0.00075798 | 0.0013484 | 0.0019361 | 0.0024944 | 0.0030311 | 0.0035481 | 0.0040714 | 0.0045452 | 0.0050257 | 0.0054878 | 0.0059594 | 0.0063779 | 0.0068065 | 0.0072226 | 0.0076551 | 0.0080169 | 0.0083962 | 0.008764 | 0.0091551 | 0.0094607 | 0.0097951
CA | Commercial | Large Retail | New | Space Heating | Packaged Terminal HP | 0 | 2.7161e-05 | 4.8319e-05 | 6.9377e-05 | 8.9383e-05 | 0.00010861 | 0.00012714 | 0.00014589 | 0.00016287 | 0.00018009 | 0.00019664 | 0.00021354 | 0.00022854 | 0.0002439 | 0.00025881 | 0.00027431 | 0.00028727 | 0.00030086 | 0.00031404 | 0.00032806 | 0.00033901 | 0.00035099
CA | Commercial | Large Retail | New | Space Heating | Air-Source Heat Pump | 0 | 0.00017749 | 0.00031168 | 0.00044526 | 0.00057213 | 0.00069407 | 0.00081155 | 0.00093048 | 0.0010381 | 0.0011473 | 0.0012523 | 0.0013595 | 0.0014541 | 0.001551 | 0.0016452 | 0.0017432 | 0.0018251 | 0.001911 | 0.0019943 | 0.002083 | 0.0021522 | 0.002228
CA | Commercial | Large Retail | New | Space Heating | Geothermal Heat Pump | 0 | 0 | 0 | 0 | 0 | 0 | 0 | 0 | 0 | 0 | 0 | 0 | 0 | 0 | 0 | 0 | 0 | 0 | 0 | 0 | 0 | 0
CA | Commercial | Large Retail | New | Ventilation | Ventilation | 0 | 0.01231 | 0.0219 | 0.031327 | 0.040501 | 0.049221 | 0.05771 | 0.066133 | 0.074328 | 0.082479 | 0.090406 | 0.098197 | 0.10594 | 0.11354 | 0.12101 | 0.12835 | 0.13556 | 0.14263 | 0.14954 | 0.15628 | 0.16281 | 0.16931
CA | Commercial | Large Retail | New | Water Heating | Water Heater | 0 | 0.0024243 | 0.0043127 | 0.0061026 | 0.0078462 | 0.0095438 | 0.011153 | 0.012695 | 0.014195 | 0.015684 | 0.017027 | 0.018311 | 0.019573 | 0.020724 | 0.021841 | 0.02273 | 0.023656 | 0.024603 | 0.025546 | 0.026486 | 0.027414 | 0.028353
CA | Commercial | Large Retail | New | Interior Lighting | General Service Lighting | 0 | 0.0021244 | 0.0037792 | 0.0054062 | 0.0067702 | 0.0080983 | 0.0093909 | 0.010674 | 0.011922 | 0.013033 | 0.01406 | 0.015032 | 0.015966 | 0.016879 | 0.017654 | 0.018406 | 0.019137 | 0.019848 | 0.020555 | 0.021069 | 0.021625 | 0.022198
CA | Commercial | Large Retail | New | Interior Lighting | Exempted Lighting | 0 | 1.183e-05 | 2.1046e-05 | 3.0106e-05 | 3.7592e-05 | 4.4882e-05 | 5.1976e-05 | 5.9016e-05 | 6.5866e-05 | 7.1958e-05 | 7.7315e-05 | 8.224e-05 | 8.6869e-05 | 9.1473e-05 | 9.514e-05 | 9.7794e-05 | 0.00010078 | 0.00010384 | 0.00010742 | 0.00011104 | 0.00011458 | 0.00011813
CA | Commercial | Large Retail | New | Interior Lighting | High-Bay Lighting | 0 | 0.0041145 | 0.0073197 | 0.010471 | 0.013137 | 0.015732 | 0.018258 | 0.020765 | 0.023204 | 0.025408 | 0.027551 | 0.029657 | 0.03167 | 0.033592 | 0.035222 | 0.036803 | 0.038336 | 0.039825 | 0.041272 | 0.04268 | 0.044048 | 0.045419
CA | Commercial | Large Retail | New | Interior Lighting | Linear Lighting | 0 | 0.020756 | 0.036924 | 0.05282 | 0.066215 | 0.079258 | 0.091952 | 0.10455 | 0.11681 | 0.12776 | 0.1384 | 0.14887 | 0.15926 | 0.16947 | 0.17871 | 0.18779 | 0.19672 | 0.20548 | 0.2141 | 0.22256 | 0.2296 | 0.23591
CA | Commercial | Large Retail | New | Exterior Lighting | General Service Lighting | 0 | 0.0019548 | 0.0034776 | 0.0049748 | 0.0061901 | 0.0073734 | 0.0085251 | 0.009668 | 0.01078 | 0.011751 | 0.012638 | 0.01347 | 0.014261 | 0.015035 | 0.01565 | 0.016245 | 0.016821 | 0.017379 | 0.017935 | 0.018281 | 0.018681 | 0.019099
CA | Commercial | Large Retail | New | Exterior Lighting | Area Lighting | 0 | 0.00034786 | 0.00061884 | 0.00088526 | 0.0011109 | 0.0013307 | 0.0015445 | 0.0017567 | 0.0019632 | 0.0021493 | 0.0023303 | 0.0025081 | 0.002678 | 0.0028403 | 0.0029776 | 0.0031105 | 0.0032395 | 0.0033647 | 0.0034863 | 0.0036045 | 0.0037194 | 0.0038346
CA | Commercial | Large Retail | New | Exterior Lighting | Linear Lighting | 0 | 0.0014641 | 0.0026046 | 0.0037258 | 0.0046707 | 0.0055907 | 0.0064862 | 0.0073748 | 0.0082393 | 0.0090117 | 0.0097628 | 0.010501 | 0.011234 | 0.011954 | 0.012606 | 0.013247 | 0.013876 | 0.014494 | 0.015102 | 0.015699 | 0.016196 | 0.016641
CA | Commercial | Large Retail | New | Refrigeration | Walk-in Refrigerator/Freezer | 0 | 6.5201e-06 | 1.2498e-05 | 1.9264e-05 | 2.6842e-05 | 3.5306e-05 | 4.4737e-05 | 5.5362e-05 | 6.7157e-05 | 8.0389e-05 | 9.503e-05 | 0.0001113 | 0.00012945 | 0.00014958 | 0.00017185 | 0.00019648 | 0.00022368 | 0.00025369 | 0.00028677 | 0.00032321 | 0.00036311 | 0.00040717
CA | Commercial | Large Retail | New | Refrigeration | Reach-in Refrigerator/Freezer | 0 | 3.949e-05 | 7.2027e-05 | 0.00010564 | 0.00014006 | 0.00017529 | 0.00021134 | 0.00024886 | 0.00028725 | 0.00032717 | 0.00036801 | 0.00041012 | 0.00045389 | 0.00049902 | 0.00054554 | 0.00059348 | 0.00064289 | 0.00069381 | 0.00074626 | 0.00080029 | 0.00085551 | 0.00091282
CA | Commercial | Large Retail | New | Refrigeration | Glass Door Display | 0 | 0.00355 | 0.0063303 | 0.009077 | 0.011766 | 0.014397 | 0.016971 | 0.019537 | 0.022048 | 0.024551 | 0.026999 | 0.029417 | 0.03183 | 0.034213 | 0.036568 | 0.038894 | 0.041191 | 0.043461 | 0.045703 | 0.047918 | 0.050081 | 0.052243
CA | Commercial | Large Retail | New | Refrigeration | Open Display Case | 0 | 0.0028635 | 0.0051062 | 0.0073217 | 0.0094905 | 0.011613 | 0.013689 | 0.015759 | 0.017784 | 0.019804 | 0.021778 | 0.023728 | 0.025675 | 0.027597 | 0.029496 | 0.031372 | 0.033225 | 0.035056 | 0.036865 | 0.038652 | 0.040396 | 0.04214
CA | Commercial | Large Retail | New | Refrigeration | Icemaker | 0 | 0.00037083 | 0.00066211 | 0.00095059 | 0.0012337 | 0.0015115 | 0.001784 | 0.0020564 | 0.0023236 | 0.0025907 | 0.0028526 | 0.003112 | 0.0033715 | 0.0036285 | 0.0038831 | 0.0041353 | 0.0043851 | 0.0046326 | 0.0048777 | 0.0051206 | 0.0053585 | 0.0055968
CA | Commercial | Large Retail | New | Refrigeration | Vending Machine | 0 | 6.7016e-05 | 0.00011965 | 0.00017179 | 0.00022296 | 0.00027316 | 0.0003224 | 0.00037163 | 0.0004199 | 0.00046818 | 0.00051551 | 0.00056238 | 0.00060928 | 0.00065573 | 0.00070174 | 0.00074732 | 0.00079246 | 0.00083718 | 0.00088148 | 0.00092538 | 0.00096836 | 0.0010114
CA | Commercial | Large Retail | New | Food Preparation | Oven | 0 | 0.00097367 | 0.0017479 | 0.002523 | 0.0032922 | 0.0040553 | 0.0048122 | 0.005577 | 0.0063355 | 0.0071021 | 0.0078625 | 0.0086237 | 0.0093934 | 0.010164 | 0.010936 | 0.011709 | 0.012484 | 0.01326 | 0.014037 | 0.014816 | 0.015588 | 0.016369
CA | Commercial | Large Retail | New | Food Preparation | Fryer | 0 | 0.00028417 | 0.00050554 | 0.00072317 | 0.00093517 | 0.0011416 | 0.0013425 | 0.0015419 | 0.0017358 | 0.0019284 | 0.0021157 | 0.0022997 | 0.0024824 | 0.002662 | 0.0028384 | 0.0030118 | 0.0031821 | 0.0033495 | 0.003514 | 0.0036756 | 0.0038324 | 0.0039884
CA | Commercial | Large Retail | New | Food Preparation | Dishwasher | 0 | 0.00047139 | 0.00084776 | 0.001226 | 0.0016027 | 0.0019778 | 0.0023513 | 0.00273 | 0.003107 | 0.0034894 | 0.0038701 | 0.0042526 | 0.0046407 | 0.0050307 | 0.0054228 | 0.0058169 | 0.0062131 | 0.0066114 | 0.0070118 | 0.0074144 | 0.0078151 | 0.0082221
CA | Commercial | Large Retail | New | Food Preparation | Hot Food Container | 0 | 6.5146e-05 | 0.00011716 | 0.00016943 | 0.00022149 | 0.00027333 | 0.00032495 | 0.00037729 | 0.00042939 | 0.00048223 | 0.00053484 | 0.00058771 | 0.00064134 | 0.00069524 | 0.00074943 | 0.00080389 | 0.00085864 | 0.00091368 | 0.00096902 | 0.0010247 | 0.00108 | 0.0011363
CA | Commercial | Large Retail | New | Food Preparation | Steamer | 0 | 0.00017201 | 0.00030934 | 0.00044735 | 0.00058482 | 0.0007217 | 0.00085799 | 0.00099617 | 0.0011337 | 0.0012733 | 0.0014122 | 0.0015518 | 0.0016934 | 0.0018357 | 0.0019788 | 0.0021226 | 0.0022671 | 0.0024125 | 0.0025586 | 0.0027055 | 0.0028517 | 0.0030002
CA | Commercial | Large Retail | New | Food Preparation | Griddle | 0 | 0.00037619 | 0.00066924 | 0.00095734 | 0.001238 | 0.0015113 | 0.0017772 | 0.0020412 | 0.0022979 | 0.0025528 | 0.0028007 | 0.0030443 | 0.0032862 | 0.0035239 | 0.0037575 | 0.003987 | 0.0042125 | 0.0044341 | 0.0046519 | 0.0048658 | 0.0050733 | 0.0052798
CA | Commercial | Large Retail | New | Office Equipment | Desktop Computer | 0 | 0.00034936 | 0.00060755 | 0.00084961 | 0.001074 | 0.0012817 | 0.0014734 | 0.0016543 | 0.0018206 | 0.0019771 | 0.0021205 | 0.0022532 | 0.0023776 | 0.0024924 | 0.002598 | 0.0026948 | 0.0027834 | 0.002864 | 0.0029372 | 0.0030034 | 0.0030612 | 0.0031143
CA | Commercial | Large Retail | New | Office Equipment | Laptop | 0 | 7.7718e-05 | 0.00014139 | 0.00020684 | 0.00027353 | 0.00034147 | 0.00041065 | 0.00048232 | 0.00055529 | 0.00063086 | 0.00070779 | 0.00078677 | 0.00086852 | 0.00095243 | 0.0010386 | 0.0011269 | 0.0012177 | 0.0013107 | 0.0014062 | 0.0015042 | 0.0016039 | 0.001707
CA | Commercial | Large Retail | New | Office Equipment | Server | 0 | 0.0023852 | 0.0043116 | 0.006267 | 0.0082347 | 0.010214 | 0.012205 | 0.014244 | 0.016294 | 0.018393 | 0.020504 | 0.022646 | 0.024839 | 0.027065 | 0.029323 | 0.031616 | 0.033942 | 0.036303 | 0.038698 | 0.04113 | 0.043575 | 0.046079
CA | Commercial | Large Retail | New | Office Equipment | Monitor | 0 | 6.0627e-05 | 0.00010836 | 0.00015574 | 0.00020234 | 0.00024817 | 0.00029321 | 0.00033834 | 0.0003827 | 0.00042715 | 0.00047083 | 0.00051418 | 0.00055765 | 0.00060079 | 0.00064363 | 0.00068615 | 0.00072837 | 0.00077029 | 0.00081191 | 0.00085324 | 0.00089382 | 0.00093457
CA | Commercial | Large Retail | New | Office Equipment | Printer/Copier/Fax | 0 | 9.1249e-05 | 0.00016377 | 0.00023636 | 0.00030837 | 0.00037978 | 0.00045059 | 0.0005221 | 0.00059301 | 0.00066465 | 0.00073567 | 0.00080676 | 0.00087861 | 0.00095053 | 0.0010225 | 0.0010947 | 0.0011669 | 0.0012392 | 0.0013116 | 0.0013841 | 0.0014559 | 0.0015287
CA | Commercial | Large Retail | New | Office Equipment | POS Terminal | 0 | 0.00078007 | 0.0013877 | 0.0019852 | 0.0025671 | 0.0031338 | 0.0036853 | 0.0042326 | 0.004765 | 0.0052936 | 0.0058077 | 0.0063127 | 0.0068143 | 0.0073072 | 0.0077916 | 0.0082675 | 0.0087352 | 0.0091947 | 0.0096462 | 0.01009 | 0.01052 | 0.010948
CA | Commercial | Large Retail | New | Miscellaneous | Non-HVAC Motors | 0 | 0.0014899 | 0.0026505 | 0.0037916 | 0.0049031 | 0.0059853 | 0.0070386 | 0.008084 | 0.009101 | 0.010111 | 0.011092 | 0.012057 | 0.013015 | 0.013956 | 0.014882 | 0.015791 | 0.016684 | 0.017561 | 0.018424 | 0.019271 | 0.020093 | 0.020911
CA | Commercial | Large Retail | New | Miscellaneous | Pool Pump | 0 | 0 | 0 | 0 | 0 | 0 | 0 | 0 | 0 | 0 | 0 | 0 | 0 | 0 | 0 | 0 | 0 | 0 | 0 | 0 | 0 | 0
CA | Commercial | Large Retail | New | Miscellaneous | Pool Heater | 0 | 0 | 0 | 0 | 0 | 0 | 0 | 0 | 0 | 0 | 0 | 0 | 0 | 0 | 0 | 0 | 0 | 0 | 0 | 0 | 0 | 0
CA | Commercial | Large Retail | New | Miscellaneous | Clothes Washer | 0 | 4.4459e-07 | 7.9091e-07 | 1.1314e-06 | 1.4631e-06 | 1.786e-06 | 2.1003e-06 | 2.4123e-06 | 2.7157e-06 | 3.017e-06 | 3.3099e-06 | 3.5978e-06 | 3.8837e-06 | 4.1646e-06 | 4.4407e-06 | 4.7119e-06 | 4.9784e-06 | 5.2403e-06 | 5.4976e-06 | 5.7504e-06 | 5.9957e-06 | 6.2398e-06
CA | Commercial | Large Retail | New | Miscellaneous | Clothes Dryer | 0 | 4.8835e-06 | 8.6876e-06 | 1.2428e-05 | 1.6071e-05 | 1.9618e-05 | 2.3071e-05 | 2.6497e-05 | 2.983e-05 | 3.3139e-05 | 3.6357e-05 | 3.9519e-05 | 4.2659e-05 | 4.5745e-05 | 4.8777e-05 | 5.1757e-05 | 5.4684e-05 | 5.7561e-05 | 6.0387e-05 | 6.3164e-05 | 6.5859e-05 | 6.8539e-05
CA | Commercial | Large Retail | New | Miscellaneous | Electric Vehicle Chargers | 0 | 4.9593e-07 | 1.1258e-06 | 2.01e-06 | 3.2805e-06 | 5.1059e-06 | 7.7903e-06 | 1.1754e-05 | 1.7462e-05 | 2.5513e-05 | 3.6772e-05 | 5.0756e-05 | 6.782e-05 | 8.8199e-05 | 0.00011202 | 0.00013916 | 0.00017 | 0.00020418 | 0.00024161 | 0.00028266 | 0.00032941 | 0.00038297
CA | Commercial | Large Retail | New | Miscellaneous | Other Miscellaneous | 0 | 0.0059858 | 0.011073 | 0.016472 | 0.02215 | 0.028117 | 0.034384 | 0.041065 | 0.048075 | 0.055537 | 0.06336 | 0.071616 | 0.080389 | 0.089642 | 0.099395 | 0.10967 | 0.1205 | 0.13189 | 0.14389 | 0.1565 | 0.16969 | 0.18363
CA | Commercial | Large Retail | New | Generation | Solar PV | 0 | -0.003438 | -0.006646 | -0.010294 | -0.014366 | -0.018931 | -0.023898 | -0.029389 | -0.035346 | -0.04179 | -0.048558 | -0.055742 | -0.063692 | -0.071986 | -0.08071 | -0.089734 | -0.09916 | -0.10898 | -0.11919 | -0.12979 | -0.14084 | -0.15218
CA | Commercial | Small Retail | Existing | Cooling | Air-Cooled Chiller | 0 | 0 | 0 | 0 | 0 | 0 | 0 | 0 | 0 | 0 | 0 | 0 | 0 | 0 | 0 | 0 | 0 | 0 | 0 | 0 | 0 | 0
CA | Commercial | Small Retail | Existing | Cooling | Water-Cooled Chiller | 0 | 0 | 0 | 0 | 0 | 0 | 0 | 0 | 0 | 0 | 0 | 0 | 0 | 0 | 0 | 0 | 0 | 0 | 0 | 0 | 0 | 0
CA | Commercial | Small Retail | Existing | Cooling | RTU | 1.9495 | 1.918 | 1.8789 | 1.8397 | 1.8005 | 1.773 | 1.7452 | 1.7171 | 1.6889 | 1.6606 | 1.6322 | 1.6039 | 1.5756 | 1.5483 | 1.5225 | 1.4989 | 1.4765 | 1.4552 | 1.4348 | 1.4153 | 1.3965 | 1.3785
CA | Commercial | Small Retail | Existing | Cooling | Packaged Terminal AC | 0.18723 | 0.18421 | 0.18124 | 0.17831 | 0.17544 | 0.17374 | 0.17206 | 0.17038 | 0.16871 | 0.16704 | 0.16539 | 0.16374 | 0.1621 | 0.16047 | 0.15885 | 0.15731 | 0.15578 | 0.15426 | 0.15275 | 0.15124 | 0.14973 | 0.14824
CA | Commercial | Small Retail | Existing | Cooling | Packaged Terminal HP | 0.017166 | 0.016889 | 0.016616 | 0.016348 | 0.016085 | 0.015929 | 0.015775 | 0.015621 | 0.015468 | 0.015315 | 0.015163 | 0.015012 | 0.014862 | 0.014713 | 0.014564 | 0.014423 | 0.014283 | 0.014143 | 0.014004 | 0.013866 | 0.013728 | 0.013591
CA | Commercial | Small Retail | Existing | Cooling | Air-Source Heat Pump | 0.10095 | 0.099003 | 0.096787 | 0.094579 | 0.09239 | 0.090821 | 0.089257 | 0.087703 | 0.086165 | 0.084649 | 0.083159 | 0.081698 | 0.08029 | 0.078952 | 0.077677 | 0.076495 | 0.075364 | 0.074278 | 0.073234 | 0.072228 | 0.071257 | 0.070317
CA | Commercial | Small Retail | Existing | Cooling | Geothermal Heat Pump | 0 | 0 | 0 | 0 | 0 | 0 | 0 | 0 | 0 | 0 | 0 | 0 | 0 | 0 | 0 | 0 | 0 | 0 | 0 | 0 | 0 | 0
CA | Commercial | Small Retail | Existing | Space Heating | Electric Furnace | 0.060412 | 0.059438 | 0.058479 | 0.05775 | 0.056608 | 0.05544 | 0.054295 | 0.053371 | 0.05207 | 0.050991 | 0.049932 | 0.04908 | 0.047876 | 0.046878 | 0.045899 | 0.045108 | 0.043989 | 0.043062 | 0.042154 | 0.04142 | 0.040389 | 0.039533
CA | Commercial | Small Retail | Existing | Space Heating | Electric Room Heat | 0.67278 | 0.66193 | 0.65125 | 0.64313 | 0.63041 | 0.61741 | 0.60465 | 0.59437 | 0.57988 | 0.56786 | 0.55607 | 0.54658 | 0.53317 | 0.52205 | 0.51115 | 0.50234 | 0.48989 | 0.47956 | 0.46944 | 0.46127 | 0.4498 | 0.44026
CA | Commercial | Small Retail | Existing | Space Heating | Packaged Terminal HP | 0.0093201 | 0.0091698 | 0.0090219 | 0.0089093 | 0.0087332 | 0.008553 | 0.0083763 | 0.0082339 | 0.0080332 | 0.0078666 | 0.0077032 | 0.0075718 | 0.007386 | 0.007232 | 0.007081 | 0.006959 | 0.0067864 | 0.0066434 | 0.0065032 | 0.00639 | 0.0062311 | 0.006099
CA | Commercial | Small Retail | Existing | Space Heating | Air-Source Heat Pump | 0.060903 | 0.059921 | 0.058896 | 0.058099 | 0.056884 | 0.055642 | 0.054421 | 0.053423 | 0.052047 | 0.050892 | 0.04976 | 0.048834 | 0.047564 | 0.046508 | 0.04548 | 0.044645 | 0.043493 | 0.042537 | 0.041604 | 0.040847 | 0.039803 | 0.038934
CA | Commercial | Small Retail | Existing | Space Heating | Geothermal Heat Pump | 0 | 0 | 0 | 0 | 0 | 0 | 0 | 0 | 0 | 0 | 0 | 0 | 0 | 0 | 0 | 0 | 0 | 0 | 0 | 0 | 0 | 0
CA | Commercial | Small Retail | Existing | Ventilation | Ventilation | 3.1788 | 3.089 | 2.9985 | 2.908 | 2.8184 | 2.7285 | 2.6405 | 2.5548 | 2.4716 | 2.3915 | 2.3146 | 2.241 | 2.1708 | 2.1043 | 2.0415 | 1.9824 | 1.927 | 1.8749 | 1.8258 | 1.7791 | 1.7349 | 1.693
CA | Commercial | Small Retail | Existing | Water Heating | Water Heater | 0.63599 | 0.6155 | 0.59521 | 0.57516 | 0.55537 | 0.53587 | 0.51668 | 0.49832 | 0.48026 | 0.46251 | 0.44601 | 0.43055 | 0.41625 | 0.40287 | 0.39012 | 0.37651 | 0.36393 | 0.35221 | 0.3413 | 0.33085 | 0.32128 | 0.3119
CA | Commercial | Small Retail | Existing | Interior Lighting | General Service Lighting | 0.50198 | 0.47997 | 0.45282 | 0.42222 | 0.38423 | 0.34461 | 0.31438 | 0.29111 | 0.27299 | 0.25764 | 0.24497 | 0.23408 | 0.22432 | 0.21576 | 0.20721 | 0.19937 | 0.19218 | 0.18556 | 0.17957 | 0.1728 | 0.16611 | 0.15962
CA | Commercial | Small Retail | Existing | Interior Lighting | Exempted Lighting | 0.0032484 | 0.0030641 | 0.0027984 | 0.0024838 | 0.0020945 | 0.0018317 | 0.001652 | 0.0015268 | 0.0014375 | 0.0013687 | 0.001311 | 0.0012567 | 0.0012015 | 0.0011516 | 0.0010978 | 0.0010411 | 0.00098604 | 0.00093515 | 0.00089966 | 0.00087194 | 0.00084888 | 0.0008284
CA | Commercial | Small Retail | Existing | Interior Lighting | High-Bay Lighting | 1.1025 | 1.0684 | 1.0335 | 0.99809 | 0.95944 | 0.92055 | 0.88163 | 0.84283 | 0.8043 | 0.76417 | 0.72453 | 0.68549 | 0.64968 | 0.61675 | 0.58501 | 0.55584 | 0.52899 | 0.50421 | 0.48128 | 0.46002 | 0.44041 | 0.42229
CA | Commercial | Small Retail | Existing | Interior Lighting | Linear Lighting | 3.6702 | 3.5954 | 3.5175 | 3.4375 | 3.3437 | 3.2487 | 3.1532 | 3.0579 | 2.9633 | 2.8599 | 2.7579 | 2.6575 | 2.5588 | 2.462 | 2.3605 | 2.2611 | 2.164 | 2.0691 | 1.9766 | 1.8864 | 1.8077 | 1.7375
CA | Commercial | Small Retail | Existing | Exterior Lighting | General Service Lighting | 0.73625 | 0.70295 | 0.66175 | 0.61521 | 0.55651 | 0.49524 | 0.44867 | 0.41296 | 0.38529 | 0.36191 | 0.34269 | 0.32619 | 0.31142 | 0.29851 | 0.2854 | 0.2734 | 0.26242 | 0.25235 | 0.24329 | 0.23286 | 0.22252 | 0.21249
CA | Commercial | Small Retail | Existing | Exterior Lighting | Area Lighting | 0.12644 | 0.12285 | 0.11917 | 0.11542 | 0.11128 | 0.10709 | 0.10289 | 0.098678 | 0.094476 | 0.090038 | 0.085629 | 0.081259 | 0.077241 | 0.073534 | 0.069929 | 0.066608 | 0.063541 | 0.060702 | 0.058068 | 0.055616 | 0.053349 | 0.051248
CA | Commercial | Small Retail | Existing | Exterior Lighting | Linear Lighting | 0.39829 | 0.39018 | 0.38172 | 0.37304 | 0.36286 | 0.35255 | 0.34219 | 0.33185 | 0.32158 | 0.31036 | 0.29929 | 0.28839 | 0.27768 | 0.26718 | 0.25616 | 0.24537 | 0.23484 | 0.22454 | 0.2145 | 0.20471 | 0.19617 | 0.18855
CA | Commercial | Small Retail | Existing | Refrigeration | Walk-in Refrigerator/Freezer | 0 | 0 | 0 | 0 | 0 | 0 | 0 | 0 | 0 | 0 | 0 | 0 | 0 | 0 | 0 | 0 | 0 | 0 | 0 | 0 | 0 | 0
CA | Commercial | Small Retail | Existing | Refrigeration | Reach-in Refrigerator/Freezer | 0.04913 | 0.050628 | 0.05217 | 0.05376 | 0.055399 | 0.057087 | 0.058827 | 0.06062 | 0.062467 | 0.064371 | 0.066333 | 0.068354 | 0.070437 | 0.072584 | 0.074796 | 0.077075 | 0.079424 | 0.081845 | 0.084339 | 0.086909 | 0.089558 | 0.092287
CA | Commercial | Small Retail | Existing | Refrigeration | Glass Door Display | 0.37079 | 0.37741 | 0.38416 | 0.39103 | 0.39801 | 0.40513 | 0.41237 | 0.41974 | 0.42724 | 0.43488 | 0.44265 | 0.45056 | 0.45861 | 0.46681 | 0.47515 | 0.48364 | 0.49229 | 0.50109 | 0.51004 | 0.51916 | 0.52844 | 0.53788
CA | Commercial | Small Retail | Existing | Refrigeration | Open Display Case | 1.0624 | 1.0814 | 1.1007 | 1.1204 | 1.1404 | 1.1608 | 1.1816 | 1.2027 | 1.2242 | 1.2461 | 1.2683 | 1.291 | 1.3141 | 1.3375 | 1.3615 | 1.3858 | 1.4106 | 1.4358 | 1.4614 | 1.4875 | 1.5141 | 1.5412
CA | Commercial | Small Retail | Existing | Refrigeration | Icemaker | 0.12654 | 0.12894 | 0.13139 | 0.13388 | 0.13642 | 0.13901 | 0.14165 | 0.14434 | 0.14708 | 0.14988 | 0.15272 | 0.15562 | 0.15858 | 0.16159 | 0.16465 | 0.16778 | 0.17097 | 0.17421 | 0.17752 | 0.18089 | 0.18433 | 0.18783
CA | Commercial | Small Retail | Existing | Refrigeration | Vending Machine | 0.022867 | 0.023594 | 0.024345 | 0.025119 | 0.025918 | 0.026742 | 0.027593 | 0.02847 | 0.029376 | 0.03031 | 0.031274 | 0.032268 | 0.033295 | 0.034353 | 0.035446 | 0.036573 | 0.037736 | 0.038937 | 0.040175 | 0.041453 | 0.042771 | 0.044131
CA | Commercial | Small Retail | Existing | Food Preparation | Oven | 0.060762 | 0.059782 | 0.058818 | 0.057869 | 0.056936 | 0.056017 | 0.055114 | 0.054225 | 0.05335 | 0.05249 | 0.051643 | 0.05081 | 0.049991 | 0.049184 | 0.048391 | 0.047611 | 0.046843 | 0.046087 | 0.045344 | 0.044612 | 0.043893 | 0.043185
CA | Commercial | Small Retail | Existing | Food Preparation | Fryer | 0.01241 | 0.01221 | 0.012013 | 0.011819 | 0.011628 | 0.011441 | 0.011256 | 0.011075 | 0.010896 | 0.01072 | 0.010547 | 0.010377 | 0.01021 | 0.010045 | 0.0098833 | 0.0097239 | 0.009567 | 0.0094127 | 0.0092609 | 0.0091115 | 0.0089646 | 0.00882
CA | Commercial | Small Retail | Existing | Food Preparation | Dishwasher | 0.036286 | 0.035701 | 0.035125 | 0.034559 | 0.034001 | 0.033453 | 0.032913 | 0.032383 | 0.03186 | 0.031346 | 0.030841 | 0.030343 | 0.029854 | 0.029372 | 0.028899 | 0.028433 | 0.027974 | 0.027523 | 0.027079 | 0.026642 | 0.026212 | 0.02579
CA | Commercial | Small Retail | Existing | Food Preparation | Hot Food Container | 0.0032146 | 0.0031627 | 0.0031117 | 0.0030615 | 0.0030121 | 0.0029636 | 0.0029158 | 0.0028687 | 0.0028225 | 0.0027769 | 0.0027322 | 0.0026881 | 0.0026447 | 0.0026021 | 0.0025601 | 0.0025188 | 0.0024782 | 0.0024382 | 0.0023989 | 0.0023602 | 0.0023221 | 0.0022847
CA | Commercial | Small Retail | Existing | Food Preparation | Steamer | 0.0084877 | 0.0083508 | 0.0082161 | 0.0080836 | 0.0079532 | 0.0078249 | 0.0076987 | 0.0075745 | 0.0074524 | 0.0073322 | 0.0072139 | 0.0070975 | 0.0069831 | 0.0068704 | 0.0067596 | 0.0066506 | 0.0065433 | 0.0064378 | 0.006334 | 0.0062318 | 0.0061313 | 0.0060324
CA | Commercial | Small Retail | Existing | Food Preparation | Griddle | 0.018766 | 0.018463 | 0.018165 | 0.017872 | 0.017584 | 0.0173 | 0.017021 | 0.016747 | 0.016477 | 0.016211 | 0.015949 | 0.015692 | 0.015439 | 0.01519 | 0.014945 | 0.014704 | 0.014467 | 0.014234 | 0.014004 | 0.013778 | 0.013556 | 0.013337
CA | Commercial | Small Retail | Existing | Office Equipment | Desktop Computer | 0.23068 | 0.22186 | 0.21339 | 0.20523 | 0.19739 | 0.18985 | 0.1826 | 0.17562 | 0.16891 | 0.16246 | 0.15625 | 0.15028 | 0.14454 | 0.13902 | 0.13371 | 0.1286 | 0.12369 | 0.11896 | 0.11442 | 0.11004 | 0.10584 | 0.1018
CA | Commercial | Small Retail | Existing | Office Equipment | Laptop | 0.049054 | 0.049356 | 0.049659 | 0.049965 | 0.050272 | 0.050581 | 0.050892 | 0.051205 | 0.05152 | 0.051837 | 0.052156 | 0.052476 | 0.052799 | 0.053124 | 0.05345 | 0.053779 | 0.05411 | 0.054443 | 0.054777 | 0.055114 | 0.055453 | 0.055794
CA | Commercial | Small Retail | Existing | Office Equipment | Server | 0.59914 | 0.60255 | 0.60598 | 0.60943 | 0.6129 | 0.61638 | 0.61989 | 0.62342 | 0.62697 | 0.63053 | 0.63412 | 0.63773 | 0.64136 | 0.64501 | 0.64868 | 0.65237 | 0.65609 | 0.65982 | 0.66357 | 0.66735 | 0.67115 | 0.67497
CA | Commercial | Small Retail | Existing | Office Equipment | Monitor | 0.03895 | 0.038502 | 0.038059 | 0.037621 | 0.037188 | 0.036761 | 0.036338 | 0.03592 | 0.035506 | 0.035098 | 0.034694 | 0.034295 | 0.033901 | 0.033511 | 0.033125 | 0.032744 | 0.032367 | 0.031995 | 0.031627 | 0.031263 | 0.030903 | 0.030548
CA | Commercial | Small Retail | Existing | Office Equipment | Printer/Copier/Fax | 0.13154 | 0.1315 | 0.13147 | 0.13143 | 0.13139 | 0.13135 | 0.13132 | 0.13128 | 0.13124 | 0.1312 | 0.13117 | 0.13113 | 0.13109 | 0.13105 | 0.13102 | 0.13098 | 0.13094 | 0.13091 | 0.13087 | 0.13083 | 0.13079 | 0.13076
CA | Commercial | Small Retail | Existing | Office Equipment | POS Terminal | 0.75361 | 0.74219 | 0.73094 | 0.71986 | 0.70895 | 0.6982 | 0.68762 | 0.6772 | 0.66693 | 0.65682 | 0.64687 | 0.63706 | 0.62741 | 0.6179 | 0.60853 | 0.59931 | 0.59022 | 0.58128 | 0.57247 | 0.56379 | 0.55524 | 0.54683
CA | Commercial | Small Retail | Existing | Miscellaneous | Non-HVAC Motors | 0.016865 | 0.016593 | 0.016325 | 0.016062 | 0.015803 | 0.015548 | 0.015297 | 0.01505 | 0.014808 | 0.014569 | 0.014334 | 0.014103 | 0.013875 | 0.013651 | 0.013431 | 0.013215 | 0.013002 | 0.012792 | 0.012586 | 0.012383 | 0.012183 | 0.011986
CA | Commercial | Small Retail | Existing | Miscellaneous | Pool Pump | 0 | 0 | 0 | 0 | 0 | 0 | 0 | 0 | 0 | 0 | 0 | 0 | 0 | 0 | 0 | 0 | 0 | 0 | 0 | 0 | 0 | 0
CA | Commercial | Small Retail | Existing | Miscellaneous | Pool Heater | 0 | 0 | 0 | 0 | 0 | 0 | 0 | 0 | 0 | 0 | 0 | 0 | 0 | 0 | 0 | 0 | 0 | 0 | 0 | 0 | 0 | 0
CA | Commercial | Small Retail | Existing | Miscellaneous | Clothes Washer | 0 | 0 | 0 | 0 | 0 | 0 | 0 | 0 | 0 | 0 | 0 | 0 | 0 | 0 | 0 | 0 | 0 | 0 | 0 | 0 | 0 | 0
CA | Commercial | Small Retail | Existing | Miscellaneous | Clothes Dryer | 0 | 0 | 0 | 0 | 0 | 0 | 0 | 0 | 0 | 0 | 0 | 0 | 0 | 0 | 0 | 0 | 0 | 0 | 0 | 0 | 0 | 0
CA | Commercial | Small Retail | Existing | Miscellaneous | Electric Vehicle Chargers | 0.012449 | 0.031939 | 0.040544 | 0.050178 | 0.062687 | 0.078989 | 0.10115 | 0.13103 | 0.17036 | 0.22063 | 0.28532 | 0.35658 | 0.43435 | 0.51833 | 0.60751 | 0.69981 | 0.79608 | 0.89372 | 0.99184 | 1.0914 | 1.2003 | 1.3192
CA | Commercial | Small Retail | Existing | Miscellaneous | Other Miscellaneous | 1.1224 | 1.1484 | 1.1749 | 1.202 | 1.2298 | 1.2582 | 1.2873 | 1.317 | 1.3475 | 1.3786 | 1.4104 | 1.443 | 1.4764 | 1.5105 | 1.5454 | 1.5811 | 1.6176 | 1.655 | 1.6932 | 1.7323 | 1.7723 | 1.8133
CA | Commercial | Small Retail | Existing | Generation | Solar PV | -0.65319 | -0.72132 | -0.77117 | -0.82152 | -0.87229 | -0.92645 | -0.97846 | -1.0308 | -1.0834 | -1.1345 | -1.1821 | -1.2283 | -1.2792 | -1.3265 | -1.3723 | -1.4147 | -1.4558 | -1.4955 | -1.5339 | -1.5711 | -1.6087 | -1.6434
CA | Commercial | Small Retail | New | Cooling | Air-Cooled Chiller | 0 | 0 | 0 | 0 | 0 | 0 | 0 | 0 | 0 | 0 | 0 | 0 | 0 | 0 | 0 | 0 | 0 | 0 | 0 | 0 | 0 | 0
CA | Commercial | Small Retail | New | Cooling | Water-Cooled Chiller | 0 | 0 | 0 | 0 | 0 | 0 | 0 | 0 | 0 | 0 | 0 | 0 | 0 | 0 | 0 | 0 | 0 | 0 | 0 | 0 | 0 | 0
CA | Commercial | Small Retail | New | Cooling | RTU | 0 | 0.027518 | 0.046201 | 0.064571 | 0.082464 | 0.10054 | 0.11838 | 0.13631 | 0.15398 | 0.17175 | 0.18926 | 0.20669 | 0.22421 | 0.24123 | 0.2582 | 0.27525 | 0.29226 | 0.30923 | 0.32615 | 0.34301 | 0.35964 | 0.37638
CA | Commercial | Small Retail | New | Cooling | Packaged Terminal AC | 0 | 0.0036518 | 0.0064965 | 0.0092932 | 0.012018 | 0.014767 | 0.017479 | 0.020205 | 0.022893 | 0.025594 | 0.028257 | 0.030907 | 0.03357 | 0.036221 | 0.038859 | 0.041503 | 0.044136 | 0.046757 | 0.049367 | 0.051965 | 0.054524 | 0.057098
CA | Commercial | Small Retail | New | Cooling | Packaged Terminal HP | 0 | 0.00033481 | 0.00059562 | 0.00085204 | 0.0011018 | 0.0013539 | 0.0016025 | 0.0018524 | 0.0020989 | 0.0023466 | 0.0025907 | 0.0028337 | 0.0030779 | 0.0033209 | 0.0035627 | 0.0038051 | 0.0040465 | 0.0042869 | 0.0045262 | 0.0047644 | 0.004999 | 0.0052349
CA | Commercial | Small Retail | New | Cooling | Air-Source Heat Pump | 0 | 0.001337 | 0.0022825 | 0.0032121 | 0.0041176 | 0.0050322 | 0.0059345 | 0.0068413 | 0.0077355 | 0.0086342 | 0.0095201 | 0.010402 | 0.011276 | 0.012147 | 0.013014 | 0.013885 | 0.014752 | 0.015617 | 0.016478 | 0.017335 | 0.01818 | 0.019031
CA | Commercial | Small Retail | New | Cooling | Geothermal Heat Pump | 0 | 0 | 0 | 0 | 0 | 0 | 0 | 0 | 0 | 0 | 0 | 0 | 0 | 0 | 0 | 0 | 0 | 0 | 0 | 0 | 0 | 0
CA | Commercial | Small Retail | New | Space Heating | Electric Furnace | 0 | 0.0011783 | 0.0020962 | 0.0030098 | 0.0038777 | 0.004712 | 0.0055157 | 0.0063292 | 0.0070657 | 0.0078127 | 0.008531 | 0.0092641 | 0.0099148 | 0.010581 | 0.011228 | 0.0119 | 0.012463 | 0.013052 | 0.013624 | 0.014232 | 0.014707 | 0.015227
CA | Commercial | Small Retail | New | Space Heating | Electric Room Heat | 0 | 0.013122 | 0.023344 | 0.033518 | 0.043184 | 0.052475 | 0.061425 | 0.070485 | 0.078687 | 0.087006 | 0.095006 | 0.10317 | 0.11042 | 0.11784 | 0.12504 | 0.13253 | 0.13879 | 0.14536 | 0.15172 | 0.15849 | 0.16379 | 0.16957
CA | Commercial | Small Retail | New | Space Heating | Packaged Terminal HP | 0 | 0.00018179 | 0.00032339 | 0.00046433 | 0.00059823 | 0.00072694 | 0.00085093 | 0.00097643 | 0.0010901 | 0.0012053 | 0.0013161 | 0.0014292 | 0.0015296 | 0.0016324 | 0.0017322 | 0.0018359 | 0.0019227 | 0.0020136 | 0.0021018 | 0.0021956 | 0.0022689 | 0.0023491
CA | Commercial | Small Retail | New | Space Heating | Air-Source Heat Pump | 0 | 0.0011879 | 0.002086 | 0.0029801 | 0.0038292 | 0.0046453 | 0.0054316 | 0.0062276 | 0.0069479 | 0.0076787 | 0.0083814 | 0.0090987 | 0.009732 | 0.010381 | 0.011011 | 0.011667 | 0.012215 | 0.01279 | 0.013348 | 0.013941 | 0.014404 | 0.014912
CA | Commercial | Small Retail | New | Space Heating | Geothermal Heat Pump | 0 | 0 | 0 | 0 | 0 | 0 | 0 | 0 | 0 | 0 | 0 | 0 | 0 | 0 | 0 | 0 | 0 | 0 | 0 | 0 | 0 | 0
CA | Commercial | Small Retail | New | Ventilation | Ventilation | 0 | 0.043737 | 0.077808 | 0.1113 | 0.1439 | 0.17488 | 0.20504 | 0.23497 | 0.26409 | 0.29304 | 0.32121 | 0.34889 | 0.37639 | 0.4034 | 0.42994 | 0.45602 | 0.48164 | 0.50674 | 0.53132 | 0.55527 | 0.57845 | 0.60154
CA | Commercial | Small Retail | New | Water Heating | Water Heater | 0 | 0.0090768 | 0.016147 | 0.022849 | 0.029377 | 0.035733 | 0.041758 | 0.047531 | 0.053148 | 0.058724 | 0.063752 | 0.06856 | 0.073283 | 0.077592 | 0.081777 | 0.085103 | 0.088572 | 0.092118 | 0.095648 | 0.099167 | 0.10264 | 0.10616
CA | Commercial | Small Retail | New | Interior Lighting | General Service Lighting | 0 | 0.0057434 | 0.010217 | 0.014616 | 0.018304 | 0.021894 | 0.025389 | 0.028857 | 0.032231 | 0.035236 | 0.038013 | 0.040641 | 0.043165 | 0.045634 | 0.047728 | 0.049761 | 0.051738 | 0.053662 | 0.055573 | 0.056961 | 0.058465 | 0.060015
CA | Commercial | Small Retail | New | Interior Lighting | Exempted Lighting | 0 | 3.1984e-05 | 5.6899e-05 | 8.1395e-05 | 0.00010163 | 0.00012134 | 0.00014052 | 0.00015956 | 0.00017807 | 0.00019454 | 0.00020903 | 0.00022234 | 0.00023486 | 0.0002473 | 0.00025722 | 0.00026439 | 0.00027248 | 0.00028073 | 0.00029043 | 0.00030019 | 0.00030977 | 0.00031937
CA | Commercial | Small Retail | New | Interior Lighting | High-Bay Lighting | 0 | 0.011124 | 0.019789 | 0.028309 | 0.035516 | 0.042533 | 0.049363 | 0.05614 | 0.062734 | 0.068692 | 0.074486 | 0.080179 | 0.085621 | 0.090819 | 0.095227 | 0.099499 | 0.10364 | 0.10767 | 0.11158 | 0.11539 | 0.11909 | 0.1228
CA | Commercial | Small Retail | New | Interior Lighting | Linear Lighting | 0 | 0.056115 | 0.099827 | 0.1428 | 0.17902 | 0.21428 | 0.2486 | 0.28266 | 0.31579 | 0.3454 | 0.37419 | 0.40247 | 0.43057 | 0.45818 | 0.48316 | 0.50771 | 0.53184 | 0.55554 | 0.57883 | 0.60171 | 0.62074 | 0.63781
CA | Commercial | Small Retail | New | Exterior Lighting | General Service Lighting | 0 | 0.0081309 | 0.014465 | 0.020692 | 0.025747 | 0.030669 | 0.035459 | 0.040213 | 0.044838 | 0.048878 | 0.052566 | 0.056025 | 0.059318 | 0.062536 | 0.065095 | 0.067569 | 0.069964 | 0.072285 | 0.074599 | 0.076039 | 0.0777 | 0.07944
CA | Commercial | Small Retail | New | Exterior Lighting | Area Lighting | 0 | 0.0014469 | 0.002574 | 0.0036821 | 0.0046207 | 0.0055347 | 0.0064242 | 0.0073069 | 0.0081657 | 0.0089397 | 0.0096925 | 0.010432 | 0.011139 | 0.011814 | 0.012385 | 0.012938 | 0.013474 | 0.013995 | 0.014501 | 0.014992 | 0.01547 | 0.015949
CA | Commercial | Small Retail | New | Exterior Lighting | Linear Lighting | 0 | 0.0060896 | 0.010833 | 0.015497 | 0.019427 | 0.023254 | 0.026978 | 0.030674 | 0.03427 | 0.037483 | 0.040607 | 0.043677 | 0.046726 | 0.049721 | 0.052433 | 0.055097 | 0.057715 | 0.060287 | 0.062815 | 0.065298 | 0.067363 | 0.069216
CA | Commercial | Small Retail | New | Refrigeration | Walk-in Refrigerator/Freezer | 0 | 0 | 0 | 0 | 0 | 0 | 0 | 0 | 0 | 0 | 0 | 0 | 0 | 0 | 0 | 0 | 0 | 0 | 0 | 0 | 0 | 0
CA | Commercial | Small Retail | New | Refrigeration | Reach-in Refrigerator/Freezer | 0 | 0.0010037 | 0.0018701 | 0.0028019 | 0.0037949 | 0.0048519 | 0.0059761 | 0.0071887 | 0.0084765 | 0.0098628 | 0.011333 | 0.012902 | 0.014587 | 0.016383 | 0.018297 | 0.020334 | 0.022502 | 0.024807 | 0.027258 | 0.029862 | 0.032611 | 0.035546
CA | Commercial | Small Retail | New | Refrigeration | Glass Door Display | 0 | 0.0074208 | 0.013546 | 0.019883 | 0.026383 | 0.033046 | 0.039876 | 0.046993 | 0.054285 | 0.06188 | 0.069661 | 0.077694 | 0.086056 | 0.094689 | 0.1036 | 0.1128 | 0.12229 | 0.13208 | 0.14218 | 0.1526 | 0.16326 | 0.17433
CA | Commercial | Small Retail | New | Refrigeration | Open Display Case | 0 | 0.021263 | 0.038813 | 0.056971 | 0.075594 | 0.094688 | 0.11426 | 0.13465 | 0.15554 | 0.17731 | 0.1996 | 0.22262 | 0.24658 | 0.27131 | 0.29684 | 0.32319 | 0.35039 | 0.37844 | 0.40738 | 0.43723 | 0.46778 | 0.49952
CA | Commercial | Small Retail | New | Refrigeration | Icemaker | 0 | 0.0025348 | 0.0046312 | 0.006804 | 0.0090365 | 0.011329 | 0.013683 | 0.01614 | 0.018662 | 0.021293 | 0.023992 | 0.026784 | 0.029693 | 0.032702 | 0.035812 | 0.039027 | 0.04235 | 0.045782 | 0.049329 | 0.052992 | 0.056747 | 0.060653
CA | Commercial | Small Retail | New | Refrigeration | Vending Machine | 0 | 0.00045807 | 0.00083693 | 0.0012296 | 0.0016331 | 0.0020474 | 0.0024728 | 0.0029168 | 0.0033726 | 0.003848 | 0.0043358 | 0.0048402 | 0.0053661 | 0.0059098 | 0.0064719 | 0.0070529 | 0.0076533 | 0.0082737 | 0.0089146 | 0.0095766 | 0.010255 | 0.010961
CA | Commercial | Small Retail | New | Food Preparation | Oven | 0 | 0.0012544 | 0.0023618 | 0.0035759 | 0.0048942 | 0.0063234 | 0.0078706 | 0.0095674 | 0.0114 | 0.013404 | 0.015565 | 0.017906 | 0.020458 | 0.023219 | 0.026204 | 0.029429 | 0.032909 | 0.036663 | 0.04071 | 0.045069 | 0.049736 | 0.054783
CA | Commercial | Small Retail | New | Food Preparation | Fryer | 0 | 0.00024205 | 0.0004306 | 0.00061598 | 0.00079655 | 0.00097238 | 0.0011435 | 0.0013133 | 0.0014785 | 0.0016426 | 0.0018021 | 0.0019588 | 0.0021144 | 0.0022674 | 0.0024177 | 0.0025653 | 0.0027104 | 0.002853 | 0.0029931 | 0.0031308 | 0.0032643 | 0.0033972
CA | Commercial | Small Retail | New | Food Preparation | Dishwasher | 0 | 0.00074909 | 0.0014104 | 0.0021355 | 0.0029228 | 0.0037763 | 0.0047002 | 0.0057135 | 0.006808 | 0.0080049 | 0.0092951 | 0.010694 | 0.012217 | 0.013866 | 0.015649 | 0.017574 | 0.019653 | 0.021895 | 0.024312 | 0.026915 | 0.029702 | 0.032716
CA | Commercial | Small Retail | New | Food Preparation | Hot Food Container | 0 | 6.6361e-05 | 0.00012495 | 0.00018918 | 0.00025893 | 0.00033454 | 0.00041639 | 0.00050616 | 0.00060311 | 0.00070914 | 0.00082344 | 0.00094733 | 0.0010823 | 0.0012284 | 0.0013863 | 0.0015569 | 0.001741 | 0.0019397 | 0.0021537 | 0.0023843 | 0.0026312 | 0.0028983
CA | Commercial | Small Retail | New | Food Preparation | Steamer | 0 | 0.00017522 | 0.00032991 | 0.0004995 | 0.00068366 | 0.00088331 | 0.0010994 | 0.0013364 | 0.0015924 | 0.0018724 | 0.0021742 | 0.0025013 | 0.0028577 | 0.0032434 | 0.0036604 | 0.0041108 | 0.004597 | 0.0051214 | 0.0056867 | 0.0062956 | 0.0069475 | 0.0076525
CA | Commercial | Small Retail | New | Food Preparation | Griddle | 0 | 0.00036602 | 0.00065114 | 0.00093146 | 0.0012045 | 0.0014704 | 0.0017292 | 0.001986 | 0.0022358 | 0.0024838 | 0.002725 | 0.002962 | 0.0031973 | 0.0034286 | 0.0036559 | 0.0038792 | 0.0040986 | 0.0043142 | 0.0045261 | 0.0047342 | 0.0049362 | 0.0051371
CA | Commercial | Small Retail | New | Office Equipment | Desktop Computer | 0 | 0.0043983 | 0.0076489 | 0.010696 | 0.013522 | 0.016136 | 0.01855 | 0.020827 | 0.022921 | 0.024892 | 0.026696 | 0.028367 | 0.029934 | 0.031379 | 0.032708 | 0.033927 | 0.035042 | 0.036057 | 0.036979 | 0.037812 | 0.03854 | 0.039209
CA | Commercial | Small Retail | New | Office Equipment | Laptop | 0 | 0.00097845 | 0.0017801 | 0.002604 | 0.0034437 | 0.004299 | 0.00517 | 0.0060723 | 0.006991 | 0.0079424 | 0.0089109 | 0.0099052 | 0.010934 | 0.011991 | 0.013075 | 0.014188 | 0.01533 | 0.016502 | 0.017704 | 0.018937 | 0.020192 | 0.02149
CA | Commercial | Small Retail | New | Office Equipment | Server | 0 | 0.011874 | 0.021464 | 0.031199 | 0.040995 | 0.05085 | 0.060762 | 0.070909 | 0.081115 | 0.091565 | 0.10207 | 0.11274 | 0.12366 | 0.13474 | 0.14598 | 0.15739 | 0.16897 | 0.18073 | 0.19265 | 0.20476 | 0.21693 | 0.22939
CA | Commercial | Small Retail | New | Office Equipment | Monitor | 0 | 0.00076328 | 0.0013642 | 0.0019607 | 0.0025474 | 0.0031244 | 0.0036915 | 0.0042596 | 0.004818 | 0.0053777 | 0.0059276 | 0.0064734 | 0.0070206 | 0.0075638 | 0.0081031 | 0.0086385 | 0.00917 | 0.0096978 | 0.010222 | 0.010742 | 0.011253 | 0.011766
CA | Commercial | Small Retail | New | Office Equipment | Printer/Copier/Fax | 0 | 0.0025885 | 0.0046457 | 0.0067048 | 0.0087474 | 0.010773 | 0.012782 | 0.01481 | 0.016822 | 0.018854 | 0.020869 | 0.022885 | 0.024923 | 0.026964 | 0.029006 | 0.031052 | 0.0331 | 0.035151 | 0.037205 | 0.039261 | 0.0413 | 0.043363
CA | Commercial | Small Retail | New | Office Equipment | POS Terminal | 0 | 0.014699 | 0.026149 | 0.037407 | 0.048372 | 0.05905 | 0.069442 | 0.079754 | 0.089788 | 0.099748 | 0.10943 | 0.11895 | 0.1284 | 0.13769 | 0.14682 | 0.15579 | 0.1646 | 0.17326 | 0.18176 | 0.19012 | 0.19823 | 0.2063
CA | Commercial | Small Retail | New | Miscellaneous | Non-HVAC Motors | 0 | 0.00032894 | 0.00058519 | 0.00083711 | 0.0010825 | 0.0013215 | 0.001554 | 0.0017848 | 0.0020093 | 0.0022322 | 0.002449 | 0.002662 | 0.0028735 | 0.0030813 | 0.0032856 | 0.0034863 | 0.0036835 | 0.0038772 | 0.0040676 | 0.0042547 | 0.0044362 | 0.0046167
CA | Commercial | Small Retail | New | Miscellaneous | Pool Pump | 0 | 0 | 0 | 0 | 0 | 0 | 0 | 0 | 0 | 0 | 0 | 0 | 0 | 0 | 0 | 0 | 0 | 0 | 0 | 0 | 0 | 0
CA | Commercial | Small Retail | New | Miscellaneous | Pool Heater | 0 | 0 | 0 | 0 | 0 | 0 | 0 | 0 | 0 | 0 | 0 | 0 | 0 | 0 | 0 | 0 | 0 | 0 | 0 | 0 | 0 | 0
CA | Commercial | Small Retail | New | Miscellaneous | Clothes Washer | 0 | 0 | 0 | 0 | 0 | 0 | 0 | 0 | 0 | 0 | 0 | 0 | 0 | 0 | 0 | 0 | 0 | 0 | 0 | 0 | 0 | 0
CA | Commercial | Small Retail | New | Miscellaneous | Clothes Dryer | 0 | 0 | 0 | 0 | 0 | 0 | 0 | 0 | 0 | 0 | 0 | 0 | 0 | 0 | 0 | 0 | 0 | 0 | 0 | 0 | 0 | 0
CA | Commercial | Small Retail | New | Miscellaneous | Electric Vehicle Chargers | 0 | 0.00065801 | 0.0014938 | 0.0026669 | 0.0043526 | 0.0067746 | 0.010336 | 0.015595 | 0.023169 | 0.033851 | 0.04879 | 0.067344 | 0.089984 | 0.11702 | 0.14864 | 0.18465 | 0.22556 | 0.2709 | 0.32058 | 0.37503 | 0.43707 | 0.50813
CA | Commercial | Small Retail | New | Miscellaneous | Other Miscellaneous | 0 | 0.022766 | 0.042115 | 0.062648 | 0.084244 | 0.10694 | 0.13077 | 0.15618 | 0.18284 | 0.21123 | 0.24098 | 0.27238 | 0.30575 | 0.34094 | 0.37803 | 0.41712 | 0.45828 | 0.50163 | 0.54724 | 0.59523 | 0.64537 | 0.69842
CA | Commercial | Small Retail | New | Generation | Solar PV | 0 | -0.0143 | -0.027643 | -0.042815 | -0.059753 | -0.07874 | -0.0994 | -0.12224 | -0.14702 | -0.17382 | -0.20197 | -0.23185 | -0.26492 | -0.29941 | -0.3357 | -0.37324 | -0.41244 | -0.45329 | -0.49576 | -0.53983 | -0.5858 | -0.63299
CA | Commercial | Restaurant | Existing | Cooling | Air-Cooled Chiller | 0 | 0 | 0 | 0 | 0 | 0 | 0 | 0 | 0 | 0 | 0 | 0 | 0 | 0 | 0 | 0 | 0 | 0 | 0 | 0 | 0 | 0
CA | Commercial | Restaurant | Existing | Cooling | Water-Cooled Chiller | 0 | 0 | 0 | 0 | 0 | 0 | 0 | 0 | 0 | 0 | 0 | 0 | 0 | 0 | 0 | 0 | 0 | 0 | 0 | 0 | 0 | 0
CA | Commercial | Restaurant | Existing | Cooling | RTU | 1.3803 | 1.358 | 1.3303 | 1.3025 | 1.2748 | 1.2553 | 1.2356 | 1.2158 | 1.1958 | 1.1757 | 1.1557 | 1.1356 | 1.1156 | 1.0962 | 1.078 | 1.0613 | 1.0454 | 1.0303 | 1.0159 | 1.002 | 0.98877 | 0.97598
CA | Commercial | Restaurant | Existing | Cooling | Packaged Terminal AC | 0.1075 | 0.10576 | 0.10406 | 0.10238 | 0.10073 | 0.099756 | 0.098787 | 0.097823 | 0.096864 | 0.095909 | 0.094958 | 0.094013 | 0.093072 | 0.092136 | 0.091206 | 0.090324 | 0.089445 | 0.088571 | 0.0877 | 0.086834 | 0.085972 | 0.085114
CA | Commercial | Restaurant | Existing | Cooling | Packaged Terminal HP | 0.036391 | 0.035805 | 0.035227 | 0.034659 | 0.0341 | 0.033771 | 0.033443 | 0.033117 | 0.032792 | 0.032468 | 0.032147 | 0.031826 | 0.031508 | 0.031191 | 0.030876 | 0.030578 | 0.03028 | 0.029984 | 0.029689 | 0.029396 | 0.029104 | 0.028814
CA | Commercial | Restaurant | Existing | Cooling | Air-Source Heat Pump | 0.1556 | 0.15259 | 0.14918 | 0.14577 | 0.1424 | 0.13998 | 0.13757 | 0.13518 | 0.13281 | 0.13047 | 0.12817 | 0.12592 | 0.12375 | 0.12169 | 0.11972 | 0.1179 | 0.11616 | 0.11448 | 0.11288 | 0.11132 | 0.10983 | 0.10838
CA | Commercial | Restaurant | Existing | Cooling | Geothermal Heat Pump | 0 | 0 | 0 | 0 | 0 | 0 | 0 | 0 | 0 | 0 | 0 | 0 | 0 | 0 | 0 | 0 | 0 | 0 | 0 | 0 | 0 | 0
CA | Commercial | Restaurant | Existing | Space Heating | Electric Furnace | 0.018258 | 0.017964 | 0.017674 | 0.017454 | 0.017109 | 0.016756 | 0.01641 | 0.016131 | 0.015737 | 0.015411 | 0.015091 | 0.014834 | 0.01447 | 0.014168 | 0.013872 | 0.013633 | 0.013295 | 0.013015 | 0.01274 | 0.012518 | 0.012207 | 0.011948
CA | Commercial | Restaurant | Existing | Space Heating | Electric Room Heat | 0.0015757 | 0.0015503 | 0.0015253 | 0.0015063 | 0.0014765 | 0.0014461 | 0.0014162 | 0.0013921 | 0.0013582 | 0.00133 | 0.0013024 | 0.0012802 | 0.0012488 | 0.0012227 | 0.0011972 | 0.0011765 | 0.0011474 | 0.0011232 | 0.0010995 | 0.0010804 | 0.0010535 | 0.0010312
CA | Commercial | Restaurant | Existing | Space Heating | Packaged Terminal HP | 0.0072503 | 0.0071334 | 0.0070184 | 0.0069308 | 0.0067938 | 0.0066536 | 0.0065162 | 0.0064053 | 0.0062492 | 0.0061196 | 0.0059925 | 0.0058903 | 0.0057458 | 0.005626 | 0.0055085 | 0.0054136 | 0.0052793 | 0.0051681 | 0.005059 | 0.004971 | 0.0048473 | 0.0047446
CA | Commercial | Restaurant | Existing | Space Heating | Air-Source Heat Pump | 0.034445 | 0.033889 | 0.03331 | 0.032859 | 0.032172 | 0.031469 | 0.030779 | 0.030214 | 0.029436 | 0.028783 | 0.028142 | 0.027619 | 0.026901 | 0.026304 | 0.025722 | 0.02525 | 0.024599 | 0.024058 | 0.02353 | 0.023102 | 0.022511 | 0.02202
CA | Commercial | Restaurant | Existing | Space Heating | Geothermal Heat Pump | 0 | 0 | 0 | 0 | 0 | 0 | 0 | 0 | 0 | 0 | 0 | 0 | 0 | 0 | 0 | 0 | 0 | 0 | 0 | 0 | 0 | 0
CA | Commercial | Restaurant | Existing | Ventilation | Ventilation | 1.3035 | 1.2666 | 1.2295 | 1.1924 | 1.1557 | 1.1188 | 1.0827 | 1.0476 | 1.0135 | 0.98064 | 0.94907 | 0.91888 | 0.89014 | 0.86287 | 0.83709 | 0.81285 | 0.79017 | 0.76882 | 0.74868 | 0.72953 | 0.7114 | 0.69423
CA | Commercial | Restaurant | Existing | Water Heating | Water Heater | 0.76285 | 0.73198 | 0.70211 | 0.67282 | 0.64459 | 0.61649 | 0.59006 | 0.56462 | 0.54002 | 0.51636 | 0.49521 | 0.4755 | 0.45701 | 0.43947 | 0.42358 | 0.40725 | 0.39102 | 0.37653 | 0.36349 | 0.35096 | 0.33938 | 0.32886
CA | Commercial | Restaurant | Existing | Interior Lighting | General Service Lighting | 0.60178 | 0.57301 | 0.53719 | 0.49661 | 0.44739 | 0.39601 | 0.35702 | 0.32721 | 0.30419 | 0.28506 | 0.26951 | 0.25636 | 0.24481 | 0.23482 | 0.22504 | 0.21617 | 0.2081 | 0.20075 | 0.19412 | 0.18669 | 0.17939 | 0.17232
CA | Commercial | Restaurant | Existing | Interior Lighting | Exempted Lighting | 0.0050173 | 0.0046979 | 0.004231 | 0.0036754 | 0.0030091 | 0.0025624 | 0.0022599 | 0.0020522 | 0.0019067 | 0.001798 | 0.0017107 | 0.0016322 | 0.0015556 | 0.0014877 | 0.0014161 | 0.0013415 | 0.0012697 | 0.0012036 | 0.0011575 | 0.0011216 | 0.0010918 | 0.0010653
CA | Commercial | Restaurant | Existing | Interior Lighting | High-Bay Lighting | 0.01085 | 0.010514 | 0.010171 | 0.0098213 | 0.0094405 | 0.0090574 | 0.0086739 | 0.0082916 | 0.007912 | 0.0075166 | 0.0071261 | 0.0067414 | 0.0063886 | 0.0060643 | 0.0057517 | 0.0054645 | 0.0052001 | 0.0049561 | 0.0047305 | 0.0045212 | 0.0043282 | 0.0041498
CA | Commercial | Restaurant | Existing | Interior Lighting | Linear Lighting | 0.53166 | 0.5207 | 0.50924 | 0.49746 | 0.4837 | 0.46975 | 0.45573 | 0.44173 | 0.42781 | 0.41266 | 0.39771 | 0.38299 | 0.36853 | 0.35434 | 0.33948 | 0.32495 | 0.31074 | 0.29687 | 0.28334 | 0.27014 | 0.25866 | 0.24845
CA | Commercial | Restaurant | Existing | Exterior Lighting | General Service Lighting | 0.071772 | 0.068266 | 0.063893 | 0.058932 | 0.052822 | 0.04644 | 0.04161 | 0.037927 | 0.035093 | 0.032741 | 0.030831 | 0.029218 | 0.027798 | 0.026574 | 0.025354 | 0.024249 | 0.023245 | 0.022332 | 0.021513 | 0.020579 | 0.019658 | 0.018765
CA | Commercial | Restaurant | Existing | Exterior Lighting | Area Lighting | 0.020641 | 0.020054 | 0.019453 | 0.018841 | 0.018165 | 0.017482 | 0.016796 | 0.016108 | 0.015422 | 0.014698 | 0.013978 | 0.013265 | 0.012609 | 0.012004 | 0.011415 | 0.010873 | 0.010373 | 0.0099091 | 0.009479 | 0.0090789 | 0.0087088 | 0.0083659
CA | Commercial | Restaurant | Existing | Exterior Lighting | Linear Lighting | 0.052663 | 0.051577 | 0.050442 | 0.049275 | 0.047912 | 0.04653 | 0.045141 | 0.043755 | 0.042377 | 0.040876 | 0.039395 | 0.037937 | 0.036504 | 0.035099 | 0.033627 | 0.032187 | 0.03078 | 0.029406 | 0.028066 | 0.026759 | 0.025621 | 0.02461
CA | Commercial | Restaurant | Existing | Refrigeration | Walk-in Refrigerator/Freezer | 1.0977 | 1.0867 | 1.0759 | 1.0651 | 1.0544 | 1.0439 | 1.0335 | 1.0231 | 1.0129 | 1.0027 | 0.99271 | 0.98278 | 0.97295 | 0.96321 | 0.95358 | 0.94404 | 0.93459 | 0.92524 | 0.91598 | 0.90682 | 0.89775 | 0.88877
CA | Commercial | Restaurant | Existing | Refrigeration | Reach-in Refrigerator/Freezer | 0.026505 | 0.02713 | 0.02777 | 0.028426 | 0.029096 | 0.029783 | 0.030486 | 0.031205 | 0.031942 | 0.032695 | 0.033467 | 0.034256 | 0.035065 | 0.035892 | 0.036739 | 0.037606 | 0.038494 | 0.039402 | 0.040332 | 0.041284 | 0.042258 | 0.043255
CA | Commercial | Restaurant | Existing | Refrigeration | Glass Door Display | 0.018574 | 0.018919 | 0.01927 | 0.019627 | 0.019991 | 0.020362 | 0.020739 | 0.021124 | 0.021516 | 0.021915 | 0.022321 | 0.022735 | 0.023156 | 0.023586 | 0.024023 | 0.024469 | 0.024923 | 0.025385 | 0.025855 | 0.026335 | 0.026823 | 0.027321
CA | Commercial | Restaurant | Existing | Refrigeration | Open Display Case | 0.053221 | 0.054208 | 0.055213 | 0.056237 | 0.05728 | 0.058342 | 0.059424 | 0.060526 | 0.061649 | 0.062792 | 0.063956 | 0.065142 | 0.06635 | 0.067581 | 0.068834 | 0.070111 | 0.071411 | 0.072735 | 0.074084 | 0.075458 | 0.076857 | 0.078282
CA | Commercial | Restaurant | Existing | Refrigeration | Icemaker | 1.8348 | 1.8106 | 1.7867 | 1.7631 | 1.7398 | 1.7168 | 1.6941 | 1.6717 | 1.6496 | 1.6278 | 1.6063 | 1.5851 | 1.5642 | 1.5435 | 1.5231 | 1.503 | 1.4831 | 1.4636 | 1.4442 | 1.4251 | 1.4063 | 1.3877
CA | Commercial | Restaurant | Existing | Refrigeration | Vending Machine | 0.11053 | 0.10927 | 0.10803 | 0.1068 | 0.10558 | 0.10438 | 0.10319 | 0.10202 | 0.10085 | 0.099706 | 0.098571 | 0.097449 | 0.09634 | 0.095243 | 0.094159 | 0.093087 | 0.092027 | 0.09098 | 0.089944 | 0.08892 | 0.087908 | 0.086907
CA | Commercial | Restaurant | Existing | Food Preparation | Oven | 0.81267 | 0.79957 | 0.78667 | 0.77398 | 0.7615 | 0.74922 | 0.73713 | 0.72524 | 0.71355 | 0.70204 | 0.69071 | 0.67957 | 0.66861 | 0.65783 | 0.64722 | 0.63678 | 0.62651 | 0.6164 | 0.60646 | 0.59668 | 0.58706 | 0.57759
CA | Commercial | Restaurant | Existing | Food Preparation | Fryer | 1.4777 | 1.4538 | 1.4304 | 1.4073 | 1.3846 | 1.3623 | 1.3403 | 1.3187 | 1.2974 | 1.2765 | 1.2559 | 1.2357 | 1.2157 | 1.1961 | 1.1768 | 1.1579 | 1.1392 | 1.1208 | 1.1027 | 1.0849 | 1.0674 | 1.0502
CA | Commercial | Restaurant | Existing | Food Preparation | Dishwasher | 1.0392 | 1.0224 | 1.0059 | 0.98972 | 0.97375 | 0.95805 | 0.9426 | 0.92739 | 0.91244 | 0.89772 | 0.88324 | 0.86899 | 0.85498 | 0.84119 | 0.82762 | 0.81427 | 0.80114 | 0.78822 | 0.7755 | 0.763 | 0.75069 | 0.73858
CA | Commercial | Restaurant | Existing | Food Preparation | Hot Food Container | 0.24765 | 0.24365 | 0.23972 | 0.23586 | 0.23205 | 0.22831 | 0.22463 | 0.221 | 0.21744 | 0.21393 | 0.21048 | 0.20709 | 0.20375 | 0.20046 | 0.19723 | 0.19405 | 0.19092 | 0.18784 | 0.18481 | 0.18183 | 0.17889 | 0.17601
CA | Commercial | Restaurant | Existing | Food Preparation | Steamer | 0.17644 | 0.1736 | 0.1708 | 0.16804 | 0.16533 | 0.16267 | 0.16004 | 0.15746 | 0.15492 | 0.15242 | 0.14996 | 0.14754 | 0.14517 | 0.14282 | 0.14052 | 0.13825 | 0.13602 | 0.13383 | 0.13167 | 0.12955 | 0.12746 | 0.1254
CA | Commercial | Restaurant | Existing | Food Preparation | Griddle | 0.34421 | 0.33866 | 0.3332 | 0.32782 | 0.32253 | 0.31733 | 0.31221 | 0.30718 | 0.30222 | 0.29735 | 0.29255 | 0.28783 | 0.28319 | 0.27862 | 0.27413 | 0.26971 | 0.26536 | 0.26108 | 0.25687 | 0.25272 | 0.24865 | 0.24464
CA | Commercial | Restaurant | Existing | Office Equipment | Desktop Computer | 0.015679 | 0.01508 | 0.014504 | 0.01395 | 0.013417 | 0.012905 | 0.012412 | 0.011937 | 0.011481 | 0.011043 | 0.010621 | 0.010215 | 0.0098247 | 0.0094493 | 0.0090883 | 0.0087411 | 0.0084071 | 0.0080859 | 0.007777 | 0.0074799 | 0.0071941 | 0.0069193
CA | Commercial | Restaurant | Existing | Office Equipment | Laptop | 0.0033343 | 0.0033548 | 0.0033754 | 0.0033962 | 0.0034171 | 0.0034381 | 0.0034592 | 0.0034805 | 0.0035019 | 0.0035234 | 0.0035451 | 0.0035669 | 0.0035888 | 0.0036109 | 0.0036331 | 0.0036555 | 0.0036779 | 0.0037006 | 0.0037233 | 0.0037462 | 0.0037692 | 0.0037924
CA | Commercial | Restaurant | Existing | Office Equipment | Server | 0.11926 | 0.11994 | 0.12063 | 0.12131 | 0.122 | 0.1227 | 0.1234 | 0.1241 | 0.1248 | 0.12551 | 0.12623 | 0.12695 | 0.12767 | 0.1284 | 0.12913 | 0.12986 | 0.1306 | 0.13134 | 0.13209 | 0.13284 | 0.1336 | 0.13436
CA | Commercial | Restaurant | Existing | Office Equipment | Monitor | 0.0026475 | 0.002617 | 0.0025869 | 0.0025572 | 0.0025278 | 0.0024987 | 0.0024699 | 0.0024415 | 0.0024134 | 0.0023857 | 0.0023582 | 0.0023311 | 0.0023043 | 0.0022778 | 0.0022516 | 0.0022257 | 0.0022001 | 0.0021747 | 0.0021497 | 0.002125 | 0.0021006 | 0.0020764
CA | Commercial | Restaurant | Existing | Office Equipment | Printer/Copier/Fax | 0.011825 | 0.011822 | 0.011818 | 0.011815 | 0.011812 | 0.011808 | 0.011805 | 0.011802 | 0.011798 | 0.011795 | 0.011792 | 0.011788 | 0.011785 | 0.011782 | 0.011778 | 0.011775 | 0.011771 | 0.011768 | 0.011765 | 0.011761 | 0.011758 | 0.011755
CA | Commercial | Restaurant | Existing | Office Equipment | POS Terminal | 0.018531 | 0.01825 | 0.017974 | 0.017701 | 0.017433 | 0.017169 | 0.016908 | 0.016652 | 0.0164 | 0.016151 | 0.015906 | 0.015665 | 0.015428 | 0.015194 | 0.014964 | 0.014737 | 0.014513 | 0.014293 | 0.014077 | 0.013863 | 0.013653 | 0.013446
CA | Commercial | Restaurant | Existing | Miscellaneous | Non-HVAC Motors | 0.0042773 | 0.0042083 | 0.0041404 | 0.0040736 | 0.0040079 | 0.0039433 | 0.0038797 | 0.0038171 | 0.0037555 | 0.003695 | 0.0036354 | 0.0035767 | 0.003519 | 0.0034623 | 0.0034064 | 0.0033515 | 0.0032974 | 0.0032442 | 0.0031919 | 0.0031404 | 0.0030898 | 0.00304
CA | Commercial | Restaurant | Existing | Miscellaneous | Pool Pump | 0 | 0 | 0 | 0 | 0 | 0 | 0 | 0 | 0 | 0 | 0 | 0 | 0 | 0 | 0 | 0 | 0 | 0 | 0 | 0 | 0 | 0
CA | Commercial | Restaurant | Existing | Miscellaneous | Pool Heater | 0 | 0 | 0 | 0 | 0 | 0 | 0 | 0 | 0 | 0 | 0 | 0 | 0 | 0 | 0 | 0 | 0 | 0 | 0 | 0 | 0 | 0
CA | Commercial | Restaurant | Existing | Miscellaneous | Clothes Washer | 0 | 0 | 0 | 0 | 0 | 0 | 0 | 0 | 0 | 0 | 0 | 0 | 0 | 0 | 0 | 0 | 0 | 0 | 0 | 0 | 0 | 0
CA | Commercial | Restaurant | Existing | Miscellaneous | Clothes Dryer | 0 | 0 | 0 | 0 | 0 | 0 | 0 | 0 | 0 | 0 | 0 | 0 | 0 | 0 | 0 | 0 | 0 | 0 | 0 | 0 | 0 | 0
CA | Commercial | Restaurant | Existing | Miscellaneous | Electric Vehicle Chargers | 0 | 0 | 0 | 0 | 0 | 0 | 0 | 0 | 0 | 0 | 0 | 0 | 0 | 0 | 0 | 0 | 0 | 0 | 0 | 0 | 0 | 0
CA | Commercial | Restaurant | Existing | Miscellaneous | Other Miscellaneous | 0.31285 | 0.32007 | 0.32747 | 0.33503 | 0.34277 | 0.35069 | 0.35879 | 0.36708 | 0.37556 | 0.38424 | 0.39312 | 0.4022 | 0.41149 | 0.421 | 0.43072 | 0.44067 | 0.45085 | 0.46127 | 0.47193 | 0.48283 | 0.49398 | 0.5054
CA | Commercial | Restaurant | Existing | Generation | Solar PV | -0.12742 | -0.14071 | -0.15044 | -0.16026 | -0.17017 | -0.18073 | -0.19088 | -0.20109 | -0.21136 | -0.22131 | -0.23061 | -0.23962 | -0.24955 | -0.25878 | -0.26771 | -0.27599 | -0.28399 | -0.29174 | -0.29924 | -0.30648 | -0.31383 | -0.32059
CA | Commercial | Restaurant | New | Cooling | Air-Cooled Chiller | 0 | 0 | 0 | 0 | 0 | 0 | 0 | 0 | 0 | 0 | 0 | 0 | 0 | 0 | 0 | 0 | 0 | 0 | 0 | 0 | 0 | 0
CA | Commercial | Restaurant | New | Cooling | Water-Cooled Chiller | 0 | 0 | 0 | 0 | 0 | 0 | 0 | 0 | 0 | 0 | 0 | 0 | 0 | 0 | 0 | 0 | 0 | 0 | 0 | 0 | 0 | 0
CA | Commercial | Restaurant | New | Cooling | RTU | 0 | 0.019632 | 0.032961 | 0.046066 | 0.058831 | 0.07173 | 0.084454 | 0.097243 | 0.10985 | 0.12253 | 0.13502 | 0.14746 | 0.15995 | 0.17209 | 0.1842 | 0.19637 | 0.20851 | 0.22061 | 0.23268 | 0.24471 | 0.25657 | 0.26852
CA | Commercial | Restaurant | New | Cooling | Packaged Terminal AC | 0 | 0.0020967 | 0.00373 | 0.0053358 | 0.0069 | 0.0084784 | 0.010036 | 0.011601 | 0.013144 | 0.014695 | 0.016224 | 0.017745 | 0.019275 | 0.020797 | 0.022311 | 0.023829 | 0.025341 | 0.026846 | 0.028345 | 0.029836 | 0.031305 | 0.032783
CA | Commercial | Restaurant | New | Cooling | Packaged Terminal HP | 0 | 0.0007098 | 0.0012627 | 0.0018063 | 0.0023359 | 0.0028702 | 0.0033974 | 0.0039272 | 0.0044497 | 0.0049748 | 0.0054923 | 0.0060074 | 0.0065251 | 0.0070403 | 0.007553 | 0.008067 | 0.0085787 | 0.0090883 | 0.0095956 | 0.010101 | 0.010598 | 0.011098
CA | Commercial | Restaurant | New | Cooling | Air-Source Heat Pump | 0 | 0.0020747 | 0.0035419 | 0.0049843 | 0.0063894 | 0.0078086 | 0.0092086 | 0.010616 | 0.012003 | 0.013398 | 0.014773 | 0.016141 | 0.017497 | 0.018849 | 0.020195 | 0.021545 | 0.022892 | 0.024233 | 0.025569 | 0.0269 | 0.028211 | 0.029531
CA | Commercial | Restaurant | New | Cooling | Geothermal Heat Pump | 0 | 0 | 0 | 0 | 0 | 0 | 0 | 0 | 0 | 0 | 0 | 0 | 0 | 0 | 0 | 0 | 0 | 0 | 0 | 0 | 0 | 0
CA | Commercial | Restaurant | New | Space Heating | Electric Furnace | 0 | 0.00035613 | 0.00063354 | 0.00090965 | 0.001172 | 0.0014241 | 0.001667 | 0.0019129 | 0.0021355 | 0.0023612 | 0.0025783 | 0.0027999 | 0.0029966 | 0.0031979 | 0.0033934 | 0.0035966 | 0.0037666 | 0.0039448 | 0.0041176 | 0.0043014 | 0.004445 | 0.004602
CA | Commercial | Restaurant | New | Space Heating | Electric Room Heat | 0 | 3.0734e-05 | 5.4676e-05 | 7.8505e-05 | 0.00010114 | 0.0001229 | 0.00014387 | 0.00016509 | 0.0001843 | 0.00020378 | 0.00022252 | 0.00024164 | 0.00025861 | 0.00027599 | 0.00029286 | 0.0003104 | 0.00032507 | 0.00034045 | 0.00035536 | 0.00037122 | 0.00038361 | 0.00039717
CA | Commercial | Restaurant | New | Space Heating | Packaged Terminal HP | 0 | 0.00014142 | 0.00025158 | 0.00036122 | 0.00046538 | 0.0005655 | 0.00066196 | 0.00075959 | 0.00084799 | 0.00093764 | 0.0010238 | 0.0011118 | 0.0011899 | 0.0012699 | 0.0013475 | 0.0014282 | 0.0014957 | 0.0015665 | 0.0016351 | 0.001708 | 0.0017651 | 0.0018274
CA | Commercial | Restaurant | New | Space Heating | Air-Source Heat Pump | 0 | 0.00067184 | 0.0011798 | 0.0016854 | 0.0021657 | 0.0026273 | 0.0030719 | 0.0035221 | 0.0039295 | 0.0043428 | 0.0047403 | 0.0051459 | 0.0055041 | 0.0058711 | 0.0062277 | 0.0065984 | 0.0069084 | 0.0072336 | 0.007549 | 0.0078846 | 0.0081467 | 0.0084335
CA | Commercial | Restaurant | New | Space Heating | Geothermal Heat Pump | 0 | 0 | 0 | 0 | 0 | 0 | 0 | 0 | 0 | 0 | 0 | 0 | 0 | 0 | 0 | 0 | 0 | 0 | 0 | 0 | 0 | 0
CA | Commercial | Restaurant | New | Ventilation | Ventilation | 0 | 0.017935 | 0.031905 | 0.045641 | 0.05902 | 0.071731 | 0.084102 | 0.09638 | 0.10833 | 0.1202 | 0.13175 | 0.14309 | 0.15435 | 0.16543 | 0.17632 | 0.18702 | 0.19753 | 0.20784 | 0.21794 | 0.22773 | 0.2372 | 0.24663
CA | Commercial | Restaurant | New | Water Heating | Water Heater | 0 | 0.010317 | 0.018354 | 0.026255 | 0.032817 | 0.039207 | 0.045426 | 0.051597 | 0.057601 | 0.063562 | 0.069054 | 0.074269 | 0.079308 | 0.083252 | 0.087157 | 0.090356 | 0.093787 | 0.097254 | 0.10104 | 0.10472 | 0.10823 | 0.11166
CA | Commercial | Restaurant | New | Interior Lighting | General Service Lighting | 0 | 0.0061937 | 0.011018 | 0.015762 | 0.019739 | 0.023611 | 0.02738 | 0.03112 | 0.034758 | 0.037998 | 0.040993 | 0.043827 | 0.046549 | 0.049212 | 0.05147 | 0.053663 | 0.055794 | 0.057869 | 0.05993 | 0.061426 | 0.063048 | 0.06472
CA | Commercial | Restaurant | New | Interior Lighting | Exempted Lighting | 0 | 4.1122e-05 | 7.3154e-05 | 0.00010465 | 0.00013067 | 0.00015601 | 0.00018066 | 0.00020514 | 0.00022895 | 0.00025012 | 0.00026874 | 0.00028586 | 0.00030195 | 0.00031795 | 0.0003307 | 0.00033993 | 0.00035032 | 0.00036093 | 0.0003734 | 0.00038595 | 0.00039826 | 0.00041061
CA | Commercial | Restaurant | New | Interior Lighting | High-Bay Lighting | 0 | 0.00010666 | 0.00018974 | 0.00027143 | 0.00034053 | 0.00040781 | 0.00047329 | 0.00053827 | 0.0006015 | 0.00065862 | 0.00071418 | 0.00076876 | 0.00082094 | 0.00087078 | 0.00091304 | 0.000954 | 0.00099374 | 0.0010323 | 0.0010699 | 0.0011063 | 0.0011418 | 0.0011774
CA | Commercial | Restaurant | New | Interior Lighting | Linear Lighting | 0 | 0.0079996 | 0.014231 | 0.020358 | 0.02552 | 0.030547 | 0.03544 | 0.040295 | 0.045019 | 0.049239 | 0.053343 | 0.057376 | 0.061381 | 0.065316 | 0.068878 | 0.072378 | 0.075817 | 0.079196 | 0.082516 | 0.085778 | 0.088491 | 0.090925
CA | Commercial | Restaurant | New | Exterior Lighting | General Service Lighting | 0 | 0.00071723 | 0.0012759 | 0.0018252 | 0.0022711 | 0.0027053 | 0.0031278 | 0.0035472 | 0.0039551 | 0.0043115 | 0.0046369 | 0.004942 | 0.0052324 | 0.0055163 | 0.005742 | 0.0059603 | 0.0061715 | 0.0063763 | 0.0065804 | 0.0067074 | 0.0068539 | 0.0070074
CA | Commercial | Restaurant | New | Exterior Lighting | Area Lighting | 0 | 0.00023619 | 0.00042018 | 0.00060107 | 0.0007543 | 0.00090349 | 0.0010487 | 0.0011928 | 0.001333 | 0.0014593 | 0.0015822 | 0.0017029 | 0.0018183 | 0.0019285 | 0.0020217 | 0.002112 | 0.0021995 | 0.0022845 | 0.0023671 | 0.0024474 | 0.0025254 | 0.0026036
CA | Commercial | Restaurant | New | Exterior Lighting | Linear Lighting | 0 | 0.00079239 | 0.0014096 | 0.0020165 | 0.0025279 | 0.0030258 | 0.0035104 | 0.0039914 | 0.0044593 | 0.0048773 | 0.0052838 | 0.0056833 | 0.00608 | 0.0064698 | 0.0068226 | 0.0071693 | 0.00751 | 0.0078447 | 0.0081735 | 0.0084966 | 0.0087653 | 0.0090064
CA | Commercial | Restaurant | New | Refrigeration | Walk-in Refrigerator/Freezer | 0 | 0.021544 | 0.038565 | 0.055511 | 0.07223 | 0.088723 | 0.10499 | 0.12133 | 0.13744 | 0.15364 | 0.16961 | 0.18551 | 0.20149 | 0.21741 | 0.23327 | 0.24906 | 0.26478 | 0.28044 | 0.29605 | 0.31159 | 0.3269 | 0.34232
CA | Commercial | Restaurant | New | Refrigeration | Reach-in Refrigerator/Freezer | 0 | 0.00053784 | 0.00099544 | 0.0014815 | 0.0019931 | 0.0025313 | 0.003097 | 0.0037005 | 0.0043343 | 0.0050095 | 0.0057179 | 0.0064661 | 0.0072617 | 0.0081014 | 0.0089872 | 0.0099213 | 0.010906 | 0.011943 | 0.013035 | 0.014185 | 0.015387 | 0.01666
CA | Commercial | Restaurant | New | Refrigeration | Glass Door Display | 0 | 0.00037194 | 0.00067932 | 0.00099768 | 0.0013245 | 0.00166 | 0.0020042 | 0.0023632 | 0.0027314 | 0.0031153 | 0.003509 | 0.0039158 | 0.0043397 | 0.0047776 | 0.0052301 | 0.0056976 | 0.0061803 | 0.0066788 | 0.0071936 | 0.007725 | 0.0082693 | 0.0088352
CA | Commercial | Restaurant | New | Refrigeration | Open Display Case | 0 | 0.0010657 | 0.0019465 | 0.0028587 | 0.0037952 | 0.0047565 | 0.0057427 | 0.0067713 | 0.0078264 | 0.0089264 | 0.010054 | 0.01122 | 0.012434 | 0.013689 | 0.014986 | 0.016325 | 0.017708 | 0.019137 | 0.020612 | 0.022134 | 0.023694 | 0.025316
CA | Commercial | Restaurant | New | Refrigeration | Icemaker | 0 | 0.035859 | 0.063921 | 0.091622 | 0.11872 | 0.14521 | 0.17111 | 0.19692 | 0.22213 | 0.24727 | 0.27182 | 0.29605 | 0.32022 | 0.34407 | 0.36761 | 0.39085 | 0.41378 | 0.43642 | 0.45877 | 0.48082 | 0.50234 | 0.52383
CA | Commercial | Restaurant | New | Refrigeration | Vending Machine | 0 | 0.0021601 | 0.0038505 | 0.0055192 | 0.0071515 | 0.0087475 | 0.010308 | 0.011862 | 0.013381 | 0.014895 | 0.016374 | 0.017834 | 0.01929 | 0.020726 | 0.022144 | 0.023544 | 0.024926 | 0.026289 | 0.027636 | 0.028964 | 0.03026 | 0.031555
CA | Commercial | Restaurant | New | Food Preparation | Oven | 0 | 0.016145 | 0.029253 | 0.042623 | 0.056139 | 0.069801 | 0.083606 | 0.097802 | 0.11215 | 0.12689 | 0.1418 | 0.15699 | 0.1726 | 0.18851 | 0.20474 | 0.22127 | 0.23812 | 0.25529 | 0.27278 | 0.29062 | 0.30863 | 0.32714
CA | Commercial | Restaurant | New | Food Preparation | Fryer | 0 | 0.028822 | 0.051273 | 0.073347 | 0.094848 | 0.11578 | 0.13616 | 0.15638 | 0.17606 | 0.19559 | 0.21458 | 0.23324 | 0.25177 | 0.26998 | 0.28788 | 0.30546 | 0.32274 | 0.33972 | 0.3564 | 0.37279 | 0.38869 | 0.40451
CA | Commercial | Restaurant | New | Food Preparation | Dishwasher | 0 | 0.020442 | 0.036675 | 0.052909 | 0.069002 | 0.08495 | 0.10075 | 0.1167 | 0.13249 | 0.14844 | 0.16425 | 0.18005 | 0.19601 | 0.21197 | 0.22795 | 0.24393 | 0.25992 | 0.27592 | 0.29193 | 0.30795 | 0.32382 | 0.33987
CA | Commercial | Restaurant | New | Food Preparation | Hot Food Container | 0 | 0.004857 | 0.0086883 | 0.012497 | 0.016251 | 0.019947 | 0.023588 | 0.027241 | 0.030837 | 0.034448 | 0.038002 | 0.041535 | 0.045084 | 0.048612 | 0.052122 | 0.055611 | 0.059082 | 0.062534 | 0.065968 | 0.069383 | 0.072744 | 0.076123
CA | Commercial | Restaurant | New | Food Preparation | Steamer | 0 | 0.0035202 | 0.0064056 | 0.0093728 | 0.012398 | 0.01548 | 0.018621 | 0.021876 | 0.025191 | 0.028626 | 0.032124 | 0.035716 | 0.039436 | 0.043256 | 0.047178 | 0.051205 | 0.055339 | 0.059582 | 0.063937 | 0.068407 | 0.072957 | 0.077663
CA | Commercial | Restaurant | New | Food Preparation | Griddle | 0 | 0.0067137 | 0.011944 | 0.017085 | 0.022094 | 0.026971 | 0.031717 | 0.036427 | 0.04101 | 0.045559 | 0.049983 | 0.05433 | 0.058647 | 0.06289 | 0.067058 | 0.071154 | 0.075179 | 0.079134 | 0.083019 | 0.086837 | 0.090541 | 0.094227
CA | Commercial | Restaurant | New | Office Equipment | Desktop Computer | 0 | 0.00029896 | 0.00051991 | 0.00072705 | 0.00091909 | 0.0010968 | 0.0012609 | 0.0014156 | 0.0015579 | 0.0016919 | 0.0018146 | 0.0019281 | 0.0020346 | 0.0021329 | 0.0022232 | 0.0023061 | 0.0023818 | 0.0024509 | 0.0025135 | 0.0025701 | 0.0026196 | 0.0026651
CA | Commercial | Restaurant | New | Office Equipment | Laptop | 0 | 6.6507e-05 | 0.00012099 | 0.000177 | 0.00023407 | 0.00029221 | 0.00035141 | 0.00041274 | 0.00047519 | 0.00053985 | 0.00060569 | 0.00067327 | 0.00074323 | 0.00081504 | 0.00088874 | 0.00096438 | 0.001042 | 0.0011217 | 0.0012034 | 0.0012872 | 0.0013725 | 0.0014607
CA | Commercial | Restaurant | New | Office Equipment | Server | 0 | 0.0023637 | 0.0042727 | 0.0062105 | 0.0081605 | 0.010122 | 0.012095 | 0.014115 | 0.016147 | 0.018227 | 0.020319 | 0.022442 | 0.024615 | 0.026821 | 0.029059 | 0.03133 | 0.033636 | 0.035975 | 0.038349 | 0.040759 | 0.043182 | 0.045663
CA | Commercial | Restaurant | New | Office Equipment | Monitor | 0 | 5.1881e-05 | 9.273e-05 | 0.00013327 | 0.00017315 | 0.00021237 | 0.00025092 | 0.00028953 | 0.00032749 | 0.00036553 | 0.00040291 | 0.00044001 | 0.0004772 | 0.00051413 | 0.00055078 | 0.00058717 | 0.0006233 | 0.00065917 | 0.00069479 | 0.00073016 | 0.00076488 | 0.00079976
CA | Commercial | Restaurant | New | Office Equipment | Printer/Copier/Fax | 0 | 0.0002327 | 0.00041764 | 0.00060275 | 0.00078638 | 0.00096849 | 0.0011491 | 0.0013314 | 0.0015122 | 0.0016949 | 0.0018761 | 0.0020573 | 0.0022405 | 0.002424 | 0.0026076 | 0.0027915 | 0.0029756 | 0.00316 | 0.0033446 | 0.0035295 | 0.0037128 | 0.0038982
CA | Commercial | Restaurant | New | Office Equipment | POS Terminal | 0 | 0.00036144 | 0.000643 | 0.00091982 | 0.0011895 | 0.001452 | 0.0017076 | 0.0019611 | 0.0022079 | 0.0024528 | 0.002691 | 0.002925 | 0.0031574 | 0.0033858 | 0.0036102 | 0.0038307 | 0.0040474 | 0.0042603 | 0.0044695 | 0.004675 | 0.0048745 | 0.0050729
CA | Commercial | Restaurant | New | Miscellaneous | Non-HVAC Motors | 0 | 8.3427e-05 | 0.00014841 | 0.00021231 | 0.00027455 | 0.00033515 | 0.00039413 | 0.00045266 | 0.00050961 | 0.00056614 | 0.00062111 | 0.00067513 | 0.00072877 | 0.00078149 | 0.00083329 | 0.00088419 | 0.0009342 | 0.00098334 | 0.0010316 | 0.0010791 | 0.0011251 | 0.0011709
CA | Commercial | Restaurant | New | Miscellaneous | Pool Pump | 0 | 0 | 0 | 0 | 0 | 0 | 0 | 0 | 0 | 0 | 0 | 0 | 0 | 0 | 0 | 0 | 0 | 0 | 0 | 0 | 0 | 0
CA | Commercial | Restaurant | New | Miscellaneous | Pool Heater | 0 | 0 | 0 | 0 | 0 | 0 | 0 | 0 | 0 | 0 | 0 | 0 | 0 | 0 | 0 | 0 | 0 | 0 | 0 | 0 | 0 | 0
CA | Commercial | Restaurant | New | Miscellaneous | Clothes Washer | 0 | 0 | 0 | 0 | 0 | 0 | 0 | 0 | 0 | 0 | 0 | 0 | 0 | 0 | 0 | 0 | 0 | 0 | 0 | 0 | 0 | 0
CA | Commercial | Restaurant | New | Miscellaneous | Clothes Dryer | 0 | 0 | 0 | 0 | 0 | 0 | 0 | 0 | 0 | 0 | 0 | 0 | 0 | 0 | 0 | 0 | 0 | 0 | 0 | 0 | 0 | 0
CA | Commercial | Restaurant | New | Miscellaneous | Electric Vehicle Chargers | 0 | 0 | 0 | 0 | 0 | 0 | 0 | 0 | 0 | 0 | 0 | 0 | 0 | 0 | 0 | 0 | 0 | 0 | 0 | 0 | 0 | 0
CA | Commercial | Restaurant | New | Miscellaneous | Other Miscellaneous | 0 | 0.0063453 | 0.011738 | 0.017461 | 0.02348 | 0.029806 | 0.036449 | 0.043532 | 0.050962 | 0.058873 | 0.067165 | 0.075917 | 0.085217 | 0.095025 | 0.10536 | 0.11626 | 0.12773 | 0.13981 | 0.15253 | 0.1659 | 0.17988 | 0.19466
CA | Commercial | Restaurant | New | Generation | Solar PV | 0 | -0.0027896 | -0.0053925 | -0.0083524 | -0.011657 | -0.015361 | -0.019391 | -0.023847 | -0.02868 | -0.033909 | -0.0394 | -0.045229 | -0.05168 | -0.058409 | -0.065488 | -0.07281 | -0.080459 | -0.088428 | -0.096713 | -0.10531 | -0.11428 | -0.12348
CA | Commercial | Grocery | Existing | Cooling | Air-Cooled Chiller | 0.0038741 | 0.0038031 | 0.0037334 | 0.003665 | 0.0035978 | 0.0035551 | 0.0035127 | 0.0034706 | 0.0034289 | 0.0033875 | 0.0033464 | 0.0033057 | 0.0032654 | 0.0032254 | 0.0031858 | 0.003148 | 0.0031106 | 0.0030735 | 0.0030367 | 0.0030002 | 0.002964 | 0.0029281
CA | Commercial | Grocery | Existing | Cooling | Water-Cooled Chiller | 0.0024949 | 0.0024499 | 0.0024057 | 0.0023623 | 0.0023198 | 0.002293 | 0.0022663 | 0.0022399 | 0.0022137 | 0.0021876 | 0.0021618 | 0.0021361 | 0.0021106 | 0.0020853 | 0.0020602 | 0.0020363 | 0.0020125 | 0.0019888 | 0.0019654 | 0.001942 | 0.0019189 | 0.0018959
CA | Commercial | Grocery | Existing | Cooling | RTU | 0.54968 | 0.53969 | 0.52758 | 0.51549 | 0.50345 | 0.49473 | 0.48595 | 0.47714 | 0.46832 | 0.45951 | 0.45072 | 0.44197 | 0.43326 | 0.42486 | 0.41693 | 0.4096 | 0.40264 | 0.39599 | 0.38963 | 0.38353 | 0.37766 | 0.372
CA | Commercial | Grocery | Existing | Cooling | Packaged Terminal AC | 0.024257 | 0.023816 | 0.023383 | 0.022958 | 0.022541 | 0.022276 | 0.022014 | 0.021754 | 0.021496 | 0.021239 | 0.020985 | 0.020733 | 0.020482 | 0.020234 | 0.019988 | 0.019753 | 0.01952 | 0.019289 | 0.01906 | 0.018832 | 0.018606 | 0.018382
CA | Commercial | Grocery | Existing | Cooling | Packaged Terminal HP | 0.0044033 | 0.0043232 | 0.0042446 | 0.0041675 | 0.0040917 | 0.0040437 | 0.0039961 | 0.0039489 | 0.003902 | 0.0038555 | 0.0038093 | 0.0037635 | 0.0037181 | 0.003673 | 0.0036283 | 0.0035857 | 0.0035434 | 0.0035015 | 0.0034598 | 0.0034185 | 0.0033775 | 0.0033368
CA | Commercial | Grocery | Existing | Cooling | Air-Source Heat Pump | 0.05057 | 0.049489 | 0.04828 | 0.047081 | 0.045895 | 0.045021 | 0.044153 | 0.043294 | 0.042447 | 0.041613 | 0.040795 | 0.039995 | 0.039223 | 0.038489 | 0.037788 | 0.037136 | 0.03651 | 0.035909 | 0.035331 | 0.034773 | 0.034234 | 0.033712
CA | Commercial | Grocery | Existing | Cooling | Geothermal Heat Pump | 0 | 0 | 0 | 0 | 0 | 0 | 0 | 0 | 0 | 0 | 0 | 0 | 0 | 0 | 0 | 0 | 0 | 0 | 0 | 0 | 0 | 0
CA | Commercial | Grocery | Existing | Space Heating | Electric Furnace | 0.10873 | 0.10676 | 0.10482 | 0.10329 | 0.10104 | 0.098749 | 0.096507 | 0.094668 | 0.092167 | 0.090068 | 0.088014 | 0.086332 | 0.084037 | 0.082114 | 0.080232 | 0.078684 | 0.076573 | 0.074803 | 0.073072 | 0.07165 | 0.069722 | 0.068101
CA | Commercial | Grocery | Existing | Space Heating | Electric Room Heat | 0.019069 | 0.018722 | 0.018382 | 0.018114 | 0.017719 | 0.017317 | 0.016924 | 0.016602 | 0.016163 | 0.015795 | 0.015435 | 0.01514 | 0.014738 | 0.0144 | 0.01407 | 0.013799 | 0.013429 | 0.013118 | 0.012815 | 0.012565 | 0.012227 | 0.011943
CA | Commercial | Grocery | Existing | Space Heating | Packaged Terminal HP | 0.00088819 | 0.00087204 | 0.00085618 | 0.00084374 | 0.00082533 | 0.00080662 | 0.00078831 | 0.00077328 | 0.00075286 | 0.00073571 | 0.00071893 | 0.00070519 | 0.00068645 | 0.00067074 | 0.00065536 | 0.00064272 | 0.00062548 | 0.00061102 | 0.00059688 | 0.00058527 | 0.00056951 | 0.00055628
CA | Commercial | Grocery | Existing | Space Heating | Air-Source Heat Pump | 0.011334 | 0.011128 | 0.010915 | 0.010744 | 0.010498 | 0.010247 | 0.010001 | 0.0097974 | 0.0095251 | 0.0092944 | 0.0090686 | 0.0088813 | 0.0086323 | 0.0084231 | 0.0082198 | 0.008052 | 0.0078279 | 0.0076397 | 0.0074565 | 0.0073057 | 0.0071041 | 0.0069345
CA | Commercial | Grocery | Existing | Space Heating | Geothermal Heat Pump | 0 | 0 | 0 | 0 | 0 | 0 | 0 | 0 | 0 | 0 | 0 | 0 | 0 | 0 | 0 | 0 | 0 | 0 | 0 | 0 | 0 | 0
CA | Commercial | Grocery | Existing | Ventilation | Ventilation | 1.179 | 1.1433 | 1.1074 | 1.0718 | 1.0366 | 1.0014 | 0.9671 | 0.93375 | 0.90146 | 0.87042 | 0.84065 | 0.81221 | 0.78515 | 0.75951 | 0.73531 | 0.71251 | 0.69116 | 0.67107 | 0.65213 | 0.63414 | 0.6171 | 0.60095
CA | Commercial | Grocery | Existing | Water Heating | Water Heater | 0.24913 | 0.23619 | 0.22413 | 0.21298 | 0.20208 | 0.19212 | 0.1831 | 0.175 | 0.16779 | 0.16146 | 0.15582 | 0.15074 | 0.14455 | 0.1389 | 0.1337 | 0.12834 | 0.12341 | 0.11884 | 0.11471 | 0.1108 | 0.10708 | 0.10379
CA | Commercial | Grocery | Existing | Interior Lighting | General Service Lighting | 0.25688 | 0.24568 | 0.23214 | 0.21704 | 0.19821 | 0.17868 | 0.1637 | 0.15209 | 0.14296 | 0.13513 | 0.12859 | 0.12289 | 0.11773 | 0.11316 | 0.10856 | 0.10432 | 0.10041 | 0.096797 | 0.093511 | 0.089822 | 0.086182 | 0.082654
CA | Commercial | Grocery | Existing | Interior Lighting | Exempted Lighting | 0.00014762 | 0.00013964 | 0.00012842 | 0.00011529 | 9.8766e-05 | 8.7527e-05 | 7.9754e-05 | 7.4258e-05 | 7.026e-05 | 6.7085e-05 | 6.4348e-05 | 6.1698e-05 | 5.8959e-05 | 5.6455e-05 | 5.3747e-05 | 5.0887e-05 | 4.8113e-05 | 4.5546e-05 | 4.3733e-05 | 4.2303e-05 | 4.1102e-05 | 4.0028e-05
CA | Commercial | Grocery | Existing | Interior Lighting | High-Bay Lighting | 0.13398 | 0.12958 | 0.1251 | 0.12058 | 0.11569 | 0.11079 | 0.1059 | 0.10105 | 0.096256 | 0.091285 | 0.086393 | 0.081592 | 0.077191 | 0.073148 | 0.069257 | 0.065684 | 0.062396 | 0.059363 | 0.056559 | 0.05396 | 0.051563 | 0.049347
CA | Commercial | Grocery | Existing | Interior Lighting | Linear Lighting | 2.0024 | 1.9573 | 1.9106 | 1.8628 | 1.8079 | 1.7525 | 1.697 | 1.6419 | 1.5873 | 1.5283 | 1.4703 | 1.4134 | 1.3576 | 1.3031 | 1.2463 | 1.1909 | 1.1369 | 1.0844 | 1.0332 | 0.98354 | 0.94016 | 0.90147
CA | Commercial | Grocery | Existing | Exterior Lighting | General Service Lighting | 0.18538 | 0.17694 | 0.16666 | 0.15517 | 0.14065 | 0.12557 | 0.11407 | 0.10521 | 0.098302 | 0.092405 | 0.087515 | 0.083279 | 0.079453 | 0.076086 | 0.072654 | 0.069499 | 0.066601 | 0.063939 | 0.061532 | 0.058784 | 0.056068 | 0.053435
CA | Commercial | Grocery | Existing | Exterior Lighting | Area Lighting | 0.040475 | 0.039242 | 0.037986 | 0.036716 | 0.035323 | 0.033924 | 0.032525 | 0.031129 | 0.029741 | 0.028285 | 0.026844 | 0.025421 | 0.024113 | 0.022908 | 0.021739 | 0.020664 | 0.019671 | 0.018753 | 0.017902 | 0.01711 | 0.016379 | 0.015701
CA | Commercial | Grocery | Existing | Exterior Lighting | Linear Lighting | 0.16739 | 0.16362 | 0.15971 | 0.15572 | 0.15112 | 0.14649 | 0.14186 | 0.13725 | 0.13269 | 0.12776 | 0.12291 | 0.11815 | 0.11349 | 0.10893 | 0.10418 | 0.099548 | 0.095036 | 0.090644 | 0.086371 | 0.082217 | 0.07859 | 0.075357
CA | Commercial | Grocery | Existing | Refrigeration | Walk-in Refrigerator/Freezer | 0.10903 | 0.1095 | 0.10997 | 0.11044 | 0.11091 | 0.11138 | 0.11186 | 0.11234 | 0.11282 | 0.1133 | 0.11379 | 0.11427 | 0.11476 | 0.11525 | 0.11574 | 0.11624 | 0.11674 | 0.11724 | 0.11774 | 0.11824 | 0.11875 | 0.11925
CA | Commercial | Grocery | Existing | Refrigeration | Reach-in Refrigerator/Freezer | 0.17826 | 0.17599 | 0.17376 | 0.17156 | 0.16938 | 0.16723 | 0.16511 | 0.16301 | 0.16094 | 0.1589 | 0.15688 | 0.15489 | 0.15293 | 0.15099 | 0.14907 | 0.14718 | 0.14531 | 0.14347 | 0.14165 | 0.13985 | 0.13807 | 0.13632
CA | Commercial | Grocery | Existing | Refrigeration | Glass Door Display | 4.5964 | 4.5265 | 4.4577 | 4.39 | 4.3232 | 4.2575 | 4.1928 | 4.1291 | 4.0663 | 4.0045 | 3.9437 | 3.8837 | 3.8247 | 3.7666 | 3.7093 | 3.6529 | 3.5974 | 3.5427 | 3.4889 | 3.4359 | 3.3836 | 3.3322
CA | Commercial | Grocery | Existing | Refrigeration | Open Display Case | 4.4044 | 4.3375 | 4.2715 | 4.2066 | 4.1427 | 4.0797 | 4.0177 | 3.9566 | 3.8965 | 3.8373 | 3.7789 | 3.7215 | 3.6649 | 3.6092 | 3.5544 | 3.5004 | 3.4472 | 3.3948 | 3.3432 | 3.2924 | 3.2423 | 3.193
CA | Commercial | Grocery | Existing | Refrigeration | Icemaker | 0.85676 | 0.84364 | 0.83072 | 0.818 | 0.80547 | 0.79313 | 0.78099 | 0.76902 | 0.75725 | 0.74565 | 0.73423 | 0.72298 | 0.71191 | 0.70101 | 0.69027 | 0.6797 | 0.66929 | 0.65904 | 0.64895 | 0.63901 | 0.62922 | 0.61959
CA | Commercial | Grocery | Existing | Refrigeration | Vending Machine | 0.20478 | 0.20201 | 0.19928 | 0.19658 | 0.19393 | 0.1913 | 0.18872 | 0.18617 | 0.18365 | 0.18117 | 0.17872 | 0.1763 | 0.17392 | 0.17157 | 0.16925 | 0.16696 | 0.1647 | 0.16248 | 0.16028 | 0.15811 | 0.15598 | 0.15387
CA | Commercial | Grocery | Existing | Food Preparation | Oven | 0.075699 | 0.074323 | 0.072971 | 0.071645 | 0.070342 | 0.069063 | 0.067807 | 0.066574 | 0.065364 | 0.064176 | 0.063009 | 0.061863 | 0.060738 | 0.059634 | 0.05855 | 0.057485 | 0.05644 | 0.055414 | 0.054406 | 0.053417 | 0.052446 | 0.051492
CA | Commercial | Grocery | Existing | Food Preparation | Fryer | 0.33015 | 0.32415 | 0.31826 | 0.31247 | 0.30679 | 0.30121 | 0.29573 | 0.29036 | 0.28508 | 0.2799 | 0.27481 | 0.26981 | 0.2649 | 0.26009 | 0.25536 | 0.25072 | 0.24616 | 0.24168 | 0.23729 | 0.23297 | 0.22874 | 0.22458
CA | Commercial | Grocery | Existing | Food Preparation | Dishwasher | 0.25408 | 0.24946 | 0.24492 | 0.24047 | 0.2361 | 0.2318 | 0.22759 | 0.22345 | 0.21939 | 0.2154 | 0.21148 | 0.20764 | 0.20386 | 0.20016 | 0.19652 | 0.19294 | 0.18944 | 0.18599 | 0.18261 | 0.17929 | 0.17603 | 0.17283
CA | Commercial | Grocery | Existing | Food Preparation | Hot Food Container | 0.079732 | 0.078282 | 0.076859 | 0.075462 | 0.07409 | 0.072743 | 0.07142 | 0.070121 | 0.068847 | 0.067595 | 0.066366 | 0.065159 | 0.063974 | 0.062811 | 0.061669 | 0.060548 | 0.059447 | 0.058366 | 0.057305 | 0.056263 | 0.05524 | 0.054236
CA | Commercial | Grocery | Existing | Food Preparation | Steamer | 0.057677 | 0.056629 | 0.055599 | 0.054588 | 0.053596 | 0.052621 | 0.051665 | 0.050725 | 0.049803 | 0.048897 | 0.048008 | 0.047135 | 0.046278 | 0.045437 | 0.044611 | 0.0438 | 0.043003 | 0.042222 | 0.041454 | 0.0407 | 0.03996 | 0.039234
CA | Commercial | Grocery | Existing | Food Preparation | Griddle | 0 | 0 | 0 | 0 | 0 | 0 | 0 | 0 | 0 | 0 | 0 | 0 | 0 | 0 | 0 | 0 | 0 | 0 | 0 | 0 | 0 | 0
CA | Commercial | Grocery | Existing | Office Equipment | Desktop Computer | 0.01185 | 0.011374 | 0.010916 | 0.010477 | 0.010056 | 0.0096515 | 0.0092634 | 0.0088909 | 0.0085334 | 0.0081903 | 0.0078609 | 0.0075448 | 0.0072414 | 0.0069502 | 0.0066707 | 0.0064025 | 0.006145 | 0.0058979 | 0.0056608 | 0.0054331 | 0.0052147 | 0.005005
CA | Commercial | Grocery | Existing | Office Equipment | Laptop | 0.0016128 | 0.0016329 | 0.0016533 | 0.0016739 | 0.0016948 | 0.001716 | 0.0017374 | 0.0017591 | 0.0017811 | 0.0018033 | 0.0018258 | 0.0018486 | 0.0018717 | 0.0018951 | 0.0019187 | 0.0019427 | 0.001967 | 0.0019915 | 0.0020164 | 0.0020416 | 0.0020671 | 0.0020929
CA | Commercial | Grocery | Existing | Office Equipment | Server | 0.021209 | 0.021285 | 0.021361 | 0.021438 | 0.021515 | 0.021592 | 0.02167 | 0.021748 | 0.021826 | 0.021904 | 0.021983 | 0.022062 | 0.022141 | 0.022221 | 0.022301 | 0.022381 | 0.022461 | 0.022542 | 0.022623 | 0.022704 | 0.022786 | 0.022867
CA | Commercial | Grocery | Existing | Office Equipment | Monitor | 0.0020009 | 0.0019738 | 0.001947 | 0.0019206 | 0.0018945 | 0.0018688 | 0.0018435 | 0.0018184 | 0.0017938 | 0.0017694 | 0.0017454 | 0.0017218 | 0.0016984 | 0.0016754 | 0.0016526 | 0.0016302 | 0.0016081 | 0.0015863 | 0.0015648 | 0.0015435 | 0.0015226 | 0.0015019
CA | Commercial | Grocery | Existing | Office Equipment | Printer/Copier/Fax | 0.0089371 | 0.0089159 | 0.0088948 | 0.0088737 | 0.0088527 | 0.0088317 | 0.0088108 | 0.0087899 | 0.008769 | 0.0087483 | 0.0087275 | 0.0087068 | 0.0086862 | 0.0086656 | 0.0086451 | 0.0086246 | 0.0086041 | 0.0085837 | 0.0085634 | 0.0085431 | 0.0085228 | 0.0085026
CA | Commercial | Grocery | Existing | Office Equipment | POS Terminal | 0.14829 | 0.14574 | 0.14323 | 0.14076 | 0.13834 | 0.13596 | 0.13362 | 0.13132 | 0.12906 | 0.12684 | 0.12466 | 0.12251 | 0.1204 | 0.11833 | 0.11629 | 0.11429 | 0.11232 | 0.11039 | 0.10849 | 0.10662 | 0.10479 | 0.10298
CA | Commercial | Grocery | Existing | Miscellaneous | Non-HVAC Motors | 0.13179 | 0.12939 | 0.12704 | 0.12473 | 0.12246 | 0.12024 | 0.11805 | 0.1159 | 0.1138 | 0.11173 | 0.1097 | 0.1077 | 0.10574 | 0.10382 | 0.10193 | 0.10008 | 0.09826 | 0.096474 | 0.094719 | 0.092997 | 0.091306 | 0.089646
CA | Commercial | Grocery | Existing | Miscellaneous | Pool Pump | 0 | 0 | 0 | 0 | 0 | 0 | 0 | 0 | 0 | 0 | 0 | 0 | 0 | 0 | 0 | 0 | 0 | 0 | 0 | 0 | 0 | 0
CA | Commercial | Grocery | Existing | Miscellaneous | Pool Heater | 0 | 0 | 0 | 0 | 0 | 0 | 0 | 0 | 0 | 0 | 0 | 0 | 0 | 0 | 0 | 0 | 0 | 0 | 0 | 0 | 0 | 0
CA | Commercial | Grocery | Existing | Miscellaneous | Clothes Washer | 0 | 0 | 0 | 0 | 0 | 0 | 0 | 0 | 0 | 0 | 0 | 0 | 0 | 0 | 0 | 0 | 0 | 0 | 0 | 0 | 0 | 0
CA | Commercial | Grocery | Existing | Miscellaneous | Clothes Dryer | 0 | 0 | 0 | 0 | 0 | 0 | 0 | 0 | 0 | 0 | 0 | 0 | 0 | 0 | 0 | 0 | 0 | 0 | 0 | 0 | 0 | 0
CA | Commercial | Grocery | Existing | Miscellaneous | Electric Vehicle Chargers | 8.797e-05 | 0.00022522 | 0.00028528 | 0.00035233 | 0.00043925 | 0.00055234 | 0.00070587 | 0.00091244 | 0.0011839 | 0.00153 | 0.0019746 | 0.0024626 | 0.0029934 | 0.0035647 | 0.0041694 | 0.0047928 | 0.0054407 | 0.0060953 | 0.0067504 | 0.0074127 | 0.0081349 | 0.0089225
CA | Commercial | Grocery | Existing | Miscellaneous | Other Miscellaneous | 0.36394 | 0.37157 | 0.37937 | 0.38732 | 0.39544 | 0.40373 | 0.4122 | 0.42084 | 0.42967 | 0.43867 | 0.44787 | 0.45726 | 0.46685 | 0.47664 | 0.48663 | 0.49684 | 0.50725 | 0.51789 | 0.52875 | 0.53984 | 0.55116 | 0.56271
CA | Commercial | Grocery | Existing | Generation | Solar PV | -0.17804 | -0.1962 | -0.20932 | -0.22252 | -0.23578 | -0.2499 | -0.26338 | -0.27689 | -0.29042 | -0.30346 | -0.31555 | -0.32719 | -0.34004 | -0.35188 | -0.36327 | -0.37372 | -0.38376 | -0.39341 | -0.40267 | -0.41156 | -0.42055 | -0.42872
CA | Commercial | Grocery | New | Cooling | Air-Cooled Chiller | 0 | 6.6632e-05 | 0.00011972 | 0.00017181 | 0.00022249 | 0.00027358 | 0.00032393 | 0.00037438 | 0.00042408 | 0.00047389 | 0.00052293 | 0.00057164 | 0.00062045 | 0.00066894 | 0.00071709 | 0.00076527 | 0.00081316 | 0.00086075 | 0.00090804 | 0.00095504 | 0.0010013 | 0.0010476
CA | Commercial | Grocery | New | Cooling | Water-Cooled Chiller | 0 | 4.0883e-05 | 7.3457e-05 | 0.00010542 | 0.00013651 | 0.00016786 | 0.00019875 | 0.00022971 | 0.0002602 | 0.00029076 | 0.00032085 | 0.00035074 | 0.00038069 | 0.00041043 | 0.00043998 | 0.00046954 | 0.00049893 | 0.00052813 | 0.00055714 | 0.00058597 | 0.00061434 | 0.0006428
CA | Commercial | Grocery | New | Cooling | RTU | 0 | 0.0085756 | 0.014531 | 0.020374 | 0.02606 | 0.031798 | 0.037453 | 0.04312 | 0.048702 | 0.054296 | 0.059805 | 0.065276 | 0.070759 | 0.076076 | 0.081368 | 0.086675 | 0.09196 | 0.097221 | 0.10246 | 0.10766 | 0.11279 | 0.11795
CA | Commercial | Grocery | New | Cooling | Packaged Terminal AC | 0 | 0.00052292 | 0.00093957 | 0.0013483 | 0.0017461 | 0.002147 | 0.0025422 | 0.0029381 | 0.0033282 | 0.003719 | 0.0041039 | 0.0044862 | 0.0048693 | 0.0052498 | 0.0056276 | 0.0060058 | 0.0063816 | 0.0067551 | 0.0071263 | 0.007495 | 0.0078578 | 0.0082218
CA | Commercial | Grocery | New | Cooling | Packaged Terminal HP | 0 | 9.4924e-05 | 0.00017056 | 0.00024476 | 0.00031696 | 0.00038974 | 0.00046147 | 0.00053334 | 0.00060415 | 0.0006751 | 0.00074496 | 0.00081435 | 0.0008839 | 0.00095297 | 0.0010216 | 0.0010902 | 0.0011584 | 0.0012262 | 0.0012936 | 0.0013605 | 0.0014264 | 0.0014925
CA | Commercial | Grocery | New | Cooling | Air-Source Heat Pump | 0 | 0.00074024 | 0.0012757 | 0.0018009 | 0.0023121 | 0.0028278 | 0.003336 | 0.0038453 | 0.0043469 | 0.0048496 | 0.0053447 | 0.0058364 | 0.0063226 | 0.006806 | 0.0072865 | 0.0077678 | 0.0082465 | 0.0087226 | 0.009196 | 0.0096666 | 0.01013 | 0.010595
CA | Commercial | Grocery | New | Cooling | Geothermal Heat Pump | 0 | 0 | 0 | 0 | 0 | 0 | 0 | 0 | 0 | 0 | 0 | 0 | 0 | 0 | 0 | 0 | 0 | 0 | 0 | 0 | 0 | 0
CA | Commercial | Grocery | New | Space Heating | Electric Furnace | 0 | 0.002344 | 0.0042117 | 0.0060665 | 0.007827 | 0.0095176 | 0.011145 | 0.012786 | 0.01427 | 0.015771 | 0.017212 | 0.018681 | 0.019978 | 0.021305 | 0.022589 | 0.023923 | 0.025033 | 0.026196 | 0.027321 | 0.028516 | 0.029445 | 0.03046
CA | Commercial | Grocery | New | Space Heating | Electric Room Heat | 0 | 0.00041107 | 0.0007386 | 0.0010639 | 0.0013726 | 0.0016691 | 0.0019544 | 0.0022423 | 0.0025026 | 0.0027658 | 0.0030185 | 0.003276 | 0.0035036 | 0.0037362 | 0.0039615 | 0.0041954 | 0.0043901 | 0.004594 | 0.0047913 | 0.0050009 | 0.0051638 | 0.0053418
CA | Commercial | Grocery | New | Space Heating | Packaged Terminal HP | 0 | 1.9147e-05 | 3.4403e-05 | 4.9553e-05 | 6.3934e-05 | 7.7743e-05 | 9.1033e-05 | 0.00010444 | 0.00011657 | 0.00012882 | 0.0001406 | 0.00015259 | 0.00016319 | 0.00017402 | 0.00018452 | 0.00019541 | 0.00020448 | 0.00021398 | 0.00022317 | 0.00023293 | 0.00024052 | 0.00024881
CA | Commercial | Grocery | New | Space Heating | Air-Source Heat Pump | 0 | 0.00024433 | 0.00043327 | 0.00062095 | 0.00079903 | 0.00097003 | 0.0011346 | 0.0013006 | 0.0014508 | 0.0016025 | 0.0017483 | 0.0018969 | 0.0020275 | 0.002161 | 0.0022905 | 0.0024249 | 0.0025368 | 0.002654 | 0.0027675 | 0.0028881 | 0.0029817 | 0.0030841
CA | Commercial | Grocery | New | Space Heating | Geothermal Heat Pump | 0 | 0 | 0 | 0 | 0 | 0 | 0 | 0 | 0 | 0 | 0 | 0 | 0 | 0 | 0 | 0 | 0 | 0 | 0 | 0 | 0 | 0
CA | Commercial | Grocery | New | Ventilation | Ventilation | 0 | 0.017929 | 0.032213 | 0.046228 | 0.059866 | 0.0728 | 0.085375 | 0.097815 | 0.10991 | 0.12191 | 0.13357 | 0.14501 | 0.15633 | 0.16743 | 0.17831 | 0.18901 | 0.1995 | 0.20968 | 0.21963 | 0.22929 | 0.23862 | 0.24787
CA | Commercial | Grocery | New | Water Heating | Water Heater | 0 | 0.0034495 | 0.0061979 | 0.0088944 | 0.011518 | 0.01407 | 0.016552 | 0.019007 | 0.021393 | 0.023753 | 0.026047 | 0.028296 | 0.030522 | 0.032705 | 0.034846 | 0.036945 | 0.039003 | 0.041021 | 0.042999 | 0.044939 | 0.046819 | 0.048684
CA | Commercial | Grocery | New | Interior Lighting | General Service Lighting | 0 | 0.0034363 | 0.0061743 | 0.0088605 | 0.01111 | 0.013298 | 0.015426 | 0.017531 | 0.019576 | 0.021392 | 0.023069 | 0.024652 | 0.026166 | 0.027643 | 0.02889 | 0.030098 | 0.03127 | 0.032406 | 0.033533 | 0.034344 | 0.035218 | 0.036118
CA | Commercial | Grocery | New | Interior Lighting | Exempted Lighting | 0 | 1.7849e-06 | 3.2071e-06 | 4.6024e-06 | 5.754e-06 | 6.8742e-06 | 7.9633e-06 | 9.0407e-06 | 1.0088e-05 | 1.1016e-05 | 1.1833e-05 | 1.258e-05 | 1.3279e-05 | 1.3973e-05 | 1.4522e-05 | 1.4917e-05 | 1.5359e-05 | 1.5809e-05 | 1.6341e-05 | 1.6876e-05 | 1.74e-05 | 1.7924e-05
CA | Commercial | Grocery | New | Interior Lighting | High-Bay Lighting | 0 | 0.0016348 | 0.0029373 | 0.0042152 | 0.005295 | 0.0063454 | 0.0073667 | 0.0083769 | 0.0093588 | 0.010243 | 0.011102 | 0.011945 | 0.012748 | 0.013512 | 0.014158 | 0.014783 | 0.015387 | 0.015972 | 0.016539 | 0.017089 | 0.017623 | 0.018156
CA | Commercial | Grocery | New | Interior Lighting | Linear Lighting | 0 | 0.033571 | 0.060318 | 0.08656 | 0.10865 | 0.13014 | 0.15103 | 0.1717 | 0.19178 | 0.20967 | 0.22705 | 0.24409 | 0.26096 | 0.2775 | 0.29244 | 0.30709 | 0.32145 | 0.33553 | 0.34934 | 0.36288 | 0.3741 | 0.38408
CA | Commercial | Grocery | New | Exterior Lighting | General Service Lighting | 0 | 0.0023623 | 0.0042445 | 0.0060911 | 0.0075885 | 0.009045 | 0.010461 | 0.011862 | 0.013224 | 0.014409 | 0.015491 | 0.016502 | 0.017461 | 0.018395 | 0.019135 | 0.019847 | 0.020535 | 0.0212 | 0.02186 | 0.022266 | 0.02273 | 0.023217
CA | Commercial | Grocery | New | Exterior Lighting | Area Lighting | 0 | 0.0005119 | 0.00091976 | 0.0013199 | 0.0016585 | 0.0019878 | 0.0023081 | 0.0026248 | 0.0029327 | 0.0032093 | 0.003478 | 0.0037415 | 0.0039925 | 0.0042316 | 0.004433 | 0.0046276 | 0.0048158 | 0.0049979 | 0.0051744 | 0.0053454 | 0.0055115 | 0.0056774
CA | Commercial | Grocery | New | Exterior Lighting | Linear Lighting | 0 | 0.0028063 | 0.0050422 | 0.0072358 | 0.0090824 | 0.010879 | 0.012625 | 0.014353 | 0.016032 | 0.017527 | 0.01898 | 0.020404 | 0.021814 | 0.023197 | 0.024446 | 0.02567 | 0.026871 | 0.028048 | 0.029202 | 0.030334 | 0.031272 | 0.032106
CA | Commercial | Grocery | New | Refrigeration | Walk-in Refrigerator/Freezer | 0 | 0.0024043 | 0.0044187 | 0.0064861 | 0.0085917 | 0.010735 | 0.012918 | 0.015173 | 0.017468 | 0.019839 | 0.022253 | 0.024727 | 0.027282 | 0.029902 | 0.032588 | 0.035342 | 0.038164 | 0.041056 | 0.044021 | 0.047059 | 0.050149 | 0.053339
CA | Commercial | Grocery | New | Refrigeration | Reach-in Refrigerator/Freezer | 0 | 0.0038642 | 0.006982 | 0.010076 | 0.013121 | 0.016118 | 0.019066 | 0.022017 | 0.024919 | 0.027824 | 0.030681 | 0.033516 | 0.036355 | 0.039174 | 0.041971 | 0.044748 | 0.047505 | 0.050242 | 0.05296 | 0.055659 | 0.058312 | 0.060973
CA | Commercial | Grocery | New | Refrigeration | Glass Door Display | 0 | 0.09929 | 0.17877 | 0.25707 | 0.33358 | 0.40834 | 0.48134 | 0.55386 | 0.62466 | 0.69502 | 0.76369 | 0.83133 | 0.89858 | 0.96482 | 1.0301 | 1.0944 | 1.1577 | 1.2201 | 1.2816 | 1.3421 | 1.4012 | 1.4599
CA | Commercial | Grocery | New | Refrigeration | Open Display Case | 0 | 0.095142 | 0.1713 | 0.24633 | 0.31965 | 0.39128 | 0.46123 | 0.53072 | 0.59857 | 0.66599 | 0.73179 | 0.7966 | 0.86105 | 0.92453 | 0.98706 | 1.0487 | 1.1094 | 1.1691 | 1.228 | 1.2861 | 1.3426 | 1.399
CA | Commercial | Grocery | New | Refrigeration | Icemaker | 0 | 0.018506 | 0.033316 | 0.047905 | 0.06216 | 0.076083 | 0.089677 | 0.10318 | 0.11636 | 0.12946 | 0.14224 | 0.15482 | 0.16733 | 0.17965 | 0.19179 | 0.20374 | 0.21552 | 0.22711 | 0.23854 | 0.24979 | 0.26075 | 0.27167
CA | Commercial | Grocery | New | Refrigeration | Vending Machine | 0 | 0.0044232 | 0.007963 | 0.01145 | 0.014857 | 0.018185 | 0.021434 | 0.024661 | 0.027812 | 0.030942 | 0.033996 | 0.037004 | 0.039994 | 0.042939 | 0.04584 | 0.048697 | 0.051511 | 0.054283 | 0.057013 | 0.059703 | 0.062323 | 0.064933
CA | Commercial | Grocery | New | Food Preparation | Oven | 0 | 0.0016808 | 0.0031107 | 0.004598 | 0.0061331 | 0.0077169 | 0.0093502 | 0.011059 | 0.012821 | 0.014663 | 0.016561 | 0.018531 | 0.020589 | 0.022723 | 0.024937 | 0.027232 | 0.029612 | 0.032079 | 0.034635 | 0.037283 | 0.040009 | 0.04285
CA | Commercial | Grocery | New | Food Preparation | Fryer | 0 | 0.0071173 | 0.012788 | 0.018352 | 0.023765 | 0.029031 | 0.034151 | 0.039216 | 0.044139 | 0.04901 | 0.053742 | 0.058382 | 0.062976 | 0.06748 | 0.071897 | 0.076228 | 0.080474 | 0.084638 | 0.08872 | 0.092722 | 0.096601 | 0.10045
CA | Commercial | Grocery | New | Food Preparation | Dishwasher | 0 | 0.005522 | 0.010003 | 0.014472 | 0.018895 | 0.02327 | 0.027598 | 0.03195 | 0.036255 | 0.040585 | 0.044868 | 0.049141 | 0.05344 | 0.057731 | 0.062013 | 0.066286 | 0.070551 | 0.074808 | 0.079057 | 0.083299 | 0.087494 | 0.091722
CA | Commercial | Grocery | New | Food Preparation | Hot Food Container | 0 | 0.0017297 | 0.0031274 | 0.0045163 | 0.0058854 | 0.0072349 | 0.0085644 | 0.0098966 | 0.011209 | 0.012525 | 0.013821 | 0.015108 | 0.0164 | 0.017684 | 0.01896 | 0.020229 | 0.02149 | 0.022744 | 0.023992 | 0.025232 | 0.026453 | 0.02768
CA | Commercial | Grocery | New | Food Preparation | Steamer | 0 | 0.0012673 | 0.0023209 | 0.0033948 | 0.004481 | 0.0055794 | 0.0066897 | 0.0078298 | 0.0089824 | 0.010166 | 0.011362 | 0.012581 | 0.013832 | 0.015107 | 0.016406 | 0.017729 | 0.019077 | 0.02045 | 0.02185 | 0.023275 | 0.024716 | 0.026195
CA | Commercial | Grocery | New | Food Preparation | Griddle | 0 | 0 | 0 | 0 | 0 | 0 | 0 | 0 | 0 | 0 | 0 | 0 | 0 | 0 | 0 | 0 | 0 | 0 | 0 | 0 | 0 | 0
CA | Commercial | Grocery | New | Office Equipment | Desktop Computer | 0 | 0.00024973 | 0.00043863 | 0.00061533 | 0.00077898 | 0.00093024 | 0.0010697 | 0.0012008 | 0.0013212 | 0.0014341 | 0.0015373 | 0.0016326 | 0.0017215 | 0.0018032 | 0.0018782 | 0.0019466 | 0.0020089 | 0.0020655 | 0.0021165 | 0.0021624 | 0.0022023 | 0.0022386
CA | Commercial | Grocery | New | Office Equipment | Laptop | 0 | 3.5853e-05 | 6.6432e-05 | 9.8311e-05 | 0.00013129 | 0.00016539 | 0.00020064 | 0.00023759 | 0.00027577 | 0.00031576 | 0.00035707 | 0.00040001 | 0.00044496 | 0.00049168 | 0.00054023 | 0.00059066 | 0.00064304 | 0.00069744 | 0.00075391 | 0.00081253 | 0.00087297 | 0.00093608
CA | Commercial | Grocery | New | Office Equipment | Server | 0 | 0.00046457 | 0.00084816 | 0.0012368 | 0.0016274 | 0.00202 | 0.0024145 | 0.0028173 | 0.003222 | 0.0036352 | 0.0040504 | 0.0044709 | 0.0049004 | 0.0053354 | 0.0057762 | 0.0062228 | 0.0066752 | 0.0071337 | 0.0075981 | 0.0080688 | 0.0085417 | 0.0090249
CA | Commercial | Grocery | New | Office Equipment | Monitor | 0 | 4.3337e-05 | 7.8232e-05 | 0.0001128 | 0.00014676 | 0.00018012 | 0.00021288 | 0.0002456 | 0.00027773 | 0.00030983 | 0.00034134 | 0.00037256 | 0.00040376 | 0.00043467 | 0.0004653 | 0.00049565 | 0.00052572 | 0.00055552 | 0.00058505 | 0.00061431 | 0.00064302 | 0.00067177
CA | Commercial | Grocery | New | Office Equipment | Printer/Copier/Fax | 0 | 0.00019437 | 0.00035235 | 0.00051014 | 0.0006665 | 0.00082142 | 0.00097487 | 0.0011294 | 0.0012825 | 0.0014367 | 0.0015894 | 0.001742 | 0.0018957 | 0.0020494 | 0.0022029 | 0.0023564 | 0.0025098 | 0.0026631 | 0.0028163 | 0.0029695 | 0.0031213 | 0.0032744
CA | Commercial | Grocery | New | Office Equipment | POS Terminal | 0 | 0.0031968 | 0.0057438 | 0.0082428 | 0.010674 | 0.01304 | 0.015339 | 0.017614 | 0.019825 | 0.022013 | 0.024139 | 0.026223 | 0.028286 | 0.030309 | 0.032293 | 0.034238 | 0.036146 | 0.038016 | 0.039849 | 0.041647 | 0.043389 | 0.045117
CA | Commercial | Grocery | New | Miscellaneous | Non-HVAC Motors | 0 | 0.002841 | 0.0051047 | 0.0073255 | 0.0094866 | 0.011589 | 0.013632 | 0.015654 | 0.017619 | 0.019564 | 0.021453 | 0.023305 | 0.025138 | 0.026936 | 0.0287 | 0.030428 | 0.032123 | 0.033785 | 0.035415 | 0.037012 | 0.038561 | 0.040097
CA | Commercial | Grocery | New | Miscellaneous | Pool Pump | 0 | 0 | 0 | 0 | 0 | 0 | 0 | 0 | 0 | 0 | 0 | 0 | 0 | 0 | 0 | 0 | 0 | 0 | 0 | 0 | 0 | 0
CA | Commercial | Grocery | New | Miscellaneous | Pool Heater | 0 | 0 | 0 | 0 | 0 | 0 | 0 | 0 | 0 | 0 | 0 | 0 | 0 | 0 | 0 | 0 | 0 | 0 | 0 | 0 | 0 | 0
CA | Commercial | Grocery | New | Miscellaneous | Clothes Washer | 0 | 0 | 0 | 0 | 0 | 0 | 0 | 0 | 0 | 0 | 0 | 0 | 0 | 0 | 0 | 0 | 0 | 0 | 0 | 0 | 0 | 0
CA | Commercial | Grocery | New | Miscellaneous | Clothes Dryer | 0 | 0 | 0 | 0 | 0 | 0 | 0 | 0 | 0 | 0 | 0 | 0 | 0 | 0 | 0 | 0 | 0 | 0 | 0 | 0 | 0 | 0
CA | Commercial | Grocery | New | Miscellaneous | Electric Vehicle Chargers | 0 | 5.1394e-06 | 1.1784e-05 | 2.1105e-05 | 3.4495e-05 | 5.3726e-05 | 8.1998e-05 | 0.00012369 | 0.00018372 | 0.00026829 | 0.00038649 | 0.00053316 | 0.00071189 | 0.00092511 | 0.0011741 | 0.0014574 | 0.0017788 | 0.0021347 | 0.002524 | 0.0029503 | 0.0034356 | 0.0039909
CA | Commercial | Grocery | New | Miscellaneous | Other Miscellaneous | 0 | 0.0081585 | 0.015243 | 0.022748 | 0.030633 | 0.038913 | 0.0476 | 0.05684 | 0.066525 | 0.076812 | 0.087588 | 0.098944 | 0.11098 | 0.12366 | 0.13701 | 0.15106 | 0.16583 | 0.18137 | 0.1977 | 0.21485 | 0.23277 | 0.25169
CA | Commercial | Grocery | New | Generation | Solar PV | 0 | -0.0043079 | -0.0084108 | -0.013069 | -0.018265 | -0.024085 | -0.030415 | -0.037397 | -0.044965 | -0.053136 | -0.06171 | -0.070799 | -0.080838 | -0.091296 | -0.10228 | -0.11363 | -0.12546 | -0.13777 | -0.15056 | -0.1638 | -0.17761 | -0.19175
CA | Commercial | Health | Existing | Cooling | Air-Cooled Chiller | 0.37273 | 0.36163 | 0.3505 | 0.33942 | 0.32846 | 0.31976 | 0.31115 | 0.30266 | 0.29433 | 0.2862 | 0.2783 | 0.27065 | 0.26326 | 0.25616 | 0.24936 | 0.24299 | 0.23693 | 0.23124 | 0.22588 | 0.22084 | 0.21607 | 0.21155
CA | Commercial | Health | Existing | Cooling | Water-Cooled Chiller | 1.8379 | 1.8032 | 1.7692 | 1.7358 | 1.7031 | 1.6819 | 1.661 | 1.6402 | 1.6196 | 1.599 | 1.5787 | 1.5585 | 1.5386 | 1.5188 | 1.4991 | 1.4804 | 1.4618 | 1.4434 | 1.4252 | 1.4046 | 1.3843 | 1.3643
CA | Commercial | Health | Existing | Cooling | RTU | 0.18686 | 0.18334 | 0.1791 | 0.17487 | 0.17067 | 0.1676 | 0.16451 | 0.16141 | 0.15832 | 0.15523 | 0.15216 | 0.1491 | 0.14606 | 0.14313 | 0.14035 | 0.13779 | 0.13535 | 0.13303 | 0.1308 | 0.12866 | 0.1266 | 0.12462
CA | Commercial | Health | Existing | Cooling | Packaged Terminal AC | 0.0062446 | 0.0061268 | 0.0060112 | 0.0058978 | 0.0057865 | 0.0057147 | 0.0056435 | 0.0055729 | 0.0055028 | 0.0054334 | 0.0053646 | 0.0052964 | 0.0052288 | 0.0051618 | 0.0050955 | 0.0050321 | 0.0049693 | 0.004907 | 0.0048453 | 0.004784 | 0.0047234 | 0.0046632
CA | Commercial | Health | Existing | Cooling | Packaged Terminal HP | 0 | 0 | 0 | 0 | 0 | 0 | 0 | 0 | 0 | 0 | 0 | 0 | 0 | 0 | 0 | 0 | 0 | 0 | 0 | 0 | 0 | 0
CA | Commercial | Health | Existing | Cooling | Air-Source Heat Pump | 0.0098295 | 0.0096127 | 0.0093713 | 0.0091321 | 0.0088959 | 0.0087205 | 0.0085464 | 0.0083742 | 0.0082045 | 0.0080377 | 0.0078742 | 0.0077144 | 0.0075604 | 0.0074137 | 0.0072736 | 0.007143 | 0.0070178 | 0.0068974 | 0.0067815 | 0.0066698 | 0.0065618 | 0.0064572
CA | Commercial | Health | Existing | Cooling | Geothermal Heat Pump | 0.011492 | 0.011181 | 0.01087 | 0.010561 | 0.010259 | 0.010029 | 0.0098044 | 0.009587 | 0.0093778 | 0.0091781 | 0.0089886 | 0.00881 | 0.0086411 | 0.0084809 | 0.0083284 | 0.0081868 | 0.0080511 | 0.0079208 | 0.0077953 | 0.0076742 | 0.007557 | 0.0074433
CA | Commercial | Health | Existing | Space Heating | Electric Furnace | 0.12563 | 0.12326 | 0.12093 | 0.11909 | 0.11641 | 0.11369 | 0.11103 | 0.10884 | 0.10589 | 0.10341 | 0.10098 | 0.09898 | 0.096283 | 0.094013 | 0.091794 | 0.08996 | 0.087486 | 0.085404 | 0.083369 | 0.08169 | 0.079435 | 0.077535
CA | Commercial | Health | Existing | Space Heating | Electric Room Heat | 0.0024652 | 0.0024187 | 0.0023731 | 0.002337 | 0.0022844 | 0.002231 | 0.0021788 | 0.0021358 | 0.002078 | 0.0020292 | 0.0019815 | 0.0019423 | 0.0018894 | 0.0018448 | 0.0018013 | 0.0017653 | 0.0017167 | 0.0016759 | 0.001636 | 0.001603 | 0.0015588 | 0.0015215
CA | Commercial | Health | Existing | Space Heating | Packaged Terminal HP | 0 | 0 | 0 | 0 | 0 | 0 | 0 | 0 | 0 | 0 | 0 | 0 | 0 | 0 | 0 | 0 | 0 | 0 | 0 | 0 | 0 | 0
CA | Commercial | Health | Existing | Space Heating | Air-Source Heat Pump | 0.0053118 | 0.0052115 | 0.0051082 | 0.005025 | 0.0049062 | 0.0047857 | 0.0046677 | 0.0045693 | 0.0044392 | 0.0043286 | 0.0042205 | 0.0041305 | 0.0040119 | 0.0039119 | 0.0038148 | 0.0037343 | 0.0036279 | 0.0035382 | 0.0034509 | 0.0033788 | 0.0032832 | 0.0032026
CA | Commercial | Health | Existing | Space Heating | Geothermal Heat Pump | 0.0066715 | 0.0065341 | 0.0063986 | 0.0062885 | 0.0061344 | 0.0059788 | 0.0058271 | 0.0057009 | 0.0055361 | 0.0053968 | 0.0052617 | 0.0051503 | 0.0050036 | 0.0048802 | 0.0047603 | 0.0046611 | 0.0045293 | 0.0044184 | 0.0043104 | 0.0042213 | 0.0041028 | 0.0040029
CA | Commercial | Health | Existing | Ventilation | Ventilation | 2.7694 | 2.6837 | 2.5978 | 2.5124 | 2.4282 | 2.3442 | 2.2623 | 2.1827 | 2.1058 | 2.0319 | 1.961 | 1.8934 | 1.829 | 1.768 | 1.7105 | 1.6563 | 1.6056 | 1.5578 | 1.5128 | 1.47 | 1.4295 | 1.3911
CA | Commercial | Health | Existing | Water Heating | Water Heater | 0.16721 | 0.15954 | 0.1521 | 0.14489 | 0.13789 | 0.1311 | 0.12453 | 0.11815 | 0.11197 | 0.10598 | 0.10094 | 0.096647 | 0.092949 | 0.089724 | 0.086876 | 0.084331 | 0.077924 | 0.072009 | 0.066508 | 0.061361 | 0.05652 | 0.051946
CA | Commercial | Health | Existing | Interior Lighting | General Service Lighting | 0.61029 | 0.58217 | 0.5481 | 0.51011 | 0.46343 | 0.41507 | 0.37808 | 0.3495 | 0.32712 | 0.30809 | 0.29229 | 0.27865 | 0.26638 | 0.25557 | 0.24482 | 0.23494 | 0.22586 | 0.2175 | 0.20991 | 0.20144 | 0.19311 | 0.18505
CA | Commercial | Health | Existing | Interior Lighting | Exempted Lighting | 0.0046174 | 0.0043789 | 0.0040489 | 0.003665 | 0.0031737 | 0.0028377 | 0.0026036 | 0.0024363 | 0.0023131 | 0.0022135 | 0.0021259 | 0.0020398 | 0.0019496 | 0.0018667 | 0.0017767 | 0.0016815 | 0.001589 | 0.0015034 | 0.0014427 | 0.0013946 | 0.0013542 | 0.0013179
CA | Commercial | Health | Existing | Interior Lighting | High-Bay Lighting | 0.38279 | 0.3699 | 0.35681 | 0.3436 | 0.32936 | 0.31511 | 0.30093 | 0.28687 | 0.27297 | 0.25861 | 0.24449 | 0.23065 | 0.21797 | 0.20633 | 0.19515 | 0.18489 | 0.17545 | 0.16675 | 0.15872 | 0.15127 | 0.14441 | 0.13807
CA | Commercial | Health | Existing | Interior Lighting | Linear Lighting | 2.1769 | 2.1259 | 2.0732 | 2.0195 | 1.958 | 1.896 | 1.8341 | 1.7727 | 1.7118 | 1.6464 | 1.5822 | 1.5192 | 1.4575 | 1.3973 | 1.3348 | 1.2739 | 1.2146 | 1.157 | 1.1009 | 1.0465 | 0.99908 | 0.95684
CA | Commercial | Health | Existing | Exterior Lighting | General Service Lighting | 0.032305 | 0.030758 | 0.028875 | 0.02677 | 0.024148 | 0.021429 | 0.01936 | 0.017769 | 0.016533 | 0.015486 | 0.014623 | 0.01388 | 0.013215 | 0.012632 | 0.012043 | 0.011505 | 0.011012 | 0.01056 | 0.010152 | 0.00969 | 0.0092342 | 0.0087932
CA | Commercial | Health | Existing | Exterior Lighting | Area Lighting | 0.015233 | 0.014758 | 0.014276 | 0.013789 | 0.013256 | 0.012723 | 0.012189 | 0.011658 | 0.01113 | 0.010578 | 0.010032 | 0.0094935 | 0.0089989 | 0.0085432 | 0.0081017 | 0.0076955 | 0.0073208 | 0.0069742 | 0.0066529 | 0.0063543 | 0.0060784 | 0.0058227
CA | Commercial | Health | Existing | Exterior Lighting | Linear Lighting | 0.050787 | 0.049598 | 0.048368 | 0.047114 | 0.045679 | 0.044234 | 0.04279 | 0.041356 | 0.039937 | 0.038411 | 0.036912 | 0.035442 | 0.034004 | 0.0326 | 0.031141 | 0.02972 | 0.028337 | 0.026992 | 0.025685 | 0.024415 | 0.023309 | 0.022323
CA | Commercial | Health | Existing | Refrigeration | Walk-in Refrigerator/Freezer | 0.09042 | 0.089848 | 0.089278 | 0.088713 | 0.088151 | 0.087592 | 0.087038 | 0.086486 | 0.085938 | 0.085394 | 0.084853 | 0.084316 | 0.083781 | 0.083251 | 0.082723 | 0.082199 | 0.081679 | 0.081161 | 0.080647 | 0.080136 | 0.079629 | 0.079124
CA | Commercial | Health | Existing | Refrigeration | Reach-in Refrigerator/Freezer | 0.26227 | 0.25961 | 0.25697 | 0.25437 | 0.25179 | 0.24923 | 0.2467 | 0.2442 | 0.24172 | 0.23927 | 0.23684 | 0.23444 | 0.23206 | 0.2297 | 0.22737 | 0.22507 | 0.22278 | 0.22052 | 0.21828 | 0.21607 | 0.21388 | 0.21171
CA | Commercial | Health | Existing | Refrigeration | Glass Door Display | 0.058469 | 0.057559 | 0.056663 | 0.055782 | 0.054914 | 0.054059 | 0.053218 | 0.05239 | 0.051575 | 0.050772 | 0.049982 | 0.049205 | 0.048439 | 0.047685 | 0.046943 | 0.046213 | 0.045494 | 0.044786 | 0.044089 | 0.043403 | 0.042728 | 0.042063
CA | Commercial | Health | Existing | Refrigeration | Open Display Case | 0.16753 | 0.16492 | 0.16236 | 0.15983 | 0.15734 | 0.1549 | 0.15249 | 0.15011 | 0.14778 | 0.14548 | 0.14321 | 0.14099 | 0.13879 | 0.13663 | 0.13451 | 0.13241 | 0.13035 | 0.12833 | 0.12633 | 0.12436 | 0.12243 | 0.12052
CA | Commercial | Health | Existing | Refrigeration | Icemaker | 0.29651 | 0.2919 | 0.28736 | 0.28289 | 0.27849 | 0.27415 | 0.26989 | 0.26569 | 0.26155 | 0.25748 | 0.25348 | 0.24953 | 0.24565 | 0.24183 | 0.23807 | 0.23436 | 0.23072 | 0.22713 | 0.22359 | 0.22011 | 0.21669 | 0.21332
CA | Commercial | Health | Existing | Refrigeration | Vending Machine | 0.10717 | 0.10572 | 0.1043 | 0.10289 | 0.1015 | 0.10013 | 0.098774 | 0.09744 | 0.096124 | 0.094826 | 0.093545 | 0.092282 | 0.091036 | 0.089806 | 0.088594 | 0.087397 | 0.086217 | 0.085052 | 0.083904 | 0.082771 | 0.081653 | 0.08055
CA | Commercial | Health | Existing | Food Preparation | Oven | 0.41851 | 0.41061 | 0.40286 | 0.39526 | 0.3878 | 0.38049 | 0.37331 | 0.36626 | 0.35935 | 0.35257 | 0.34592 | 0.33939 | 0.33299 | 0.32671 | 0.32054 | 0.31449 | 0.30856 | 0.30274 | 0.29703 | 0.29142 | 0.28592 | 0.28053
CA | Commercial | Health | Existing | Food Preparation | Fryer | 0.042413 | 0.041613 | 0.040828 | 0.040057 | 0.039302 | 0.03856 | 0.037833 | 0.037119 | 0.036418 | 0.035731 | 0.035057 | 0.034396 | 0.033747 | 0.03311 | 0.032485 | 0.031872 | 0.031271 | 0.030681 | 0.030102 | 0.029534 | 0.028977 | 0.02843
CA | Commercial | Health | Existing | Food Preparation | Dishwasher | 0.17617 | 0.17285 | 0.16959 | 0.16639 | 0.16325 | 0.16017 | 0.15715 | 0.15418 | 0.15127 | 0.14842 | 0.14562 | 0.14287 | 0.14017 | 0.13753 | 0.13494 | 0.13239 | 0.12989 | 0.12744 | 0.12504 | 0.12268 | 0.12036 | 0.11809
CA | Commercial | Health | Existing | Food Preparation | Hot Food Container | 0.0066887 | 0.0065625 | 0.0064387 | 0.0063172 | 0.006198 | 0.0060811 | 0.0059663 | 0.0058538 | 0.0057433 | 0.005635 | 0.0055286 | 0.0054243 | 0.005322 | 0.0052216 | 0.005123 | 0.0050264 | 0.0049315 | 0.0048385 | 0.0047472 | 0.0046576 | 0.0045698 | 0.0044835
CA | Commercial | Health | Existing | Food Preparation | Steamer | 0.017661 | 0.017328 | 0.017001 | 0.01668 | 0.016365 | 0.016056 | 0.015753 | 0.015456 | 0.015165 | 0.014878 | 0.014598 | 0.014322 | 0.014052 | 0.013787 | 0.013527 | 0.013272 | 0.013021 | 0.012775 | 0.012534 | 0.012298 | 0.012066 | 0.011838
CA | Commercial | Health | Existing | Food Preparation | Griddle | 0.039047 | 0.03831 | 0.037587 | 0.036878 | 0.036182 | 0.035499 | 0.03483 | 0.034172 | 0.033528 | 0.032895 | 0.032274 | 0.031666 | 0.031068 | 0.030482 | 0.029907 | 0.029342 | 0.028789 | 0.028246 | 0.027713 | 0.02719 | 0.026677 | 0.026173
CA | Commercial | Health | Existing | Office Equipment | Desktop Computer | 0.12338 | 0.11833 | 0.11349 | 0.10885 | 0.1044 | 0.10014 | 0.096042 | 0.092116 | 0.08835 | 0.084738 | 0.081274 | 0.077951 | 0.074764 | 0.071707 | 0.068776 | 0.065964 | 0.063267 | 0.060681 | 0.0582 | 0.055821 | 0.053538 | 0.05135
CA | Commercial | Health | Existing | Office Equipment | Laptop | 0.026236 | 0.026324 | 0.026412 | 0.026501 | 0.02659 | 0.026679 | 0.026768 | 0.026858 | 0.026948 | 0.027038 | 0.027128 | 0.027219 | 0.02731 | 0.027402 | 0.027494 | 0.027586 | 0.027678 | 0.027771 | 0.027864 | 0.027957 | 0.028051 | 0.028145
CA | Commercial | Health | Existing | Office Equipment | Server | 0.35688 | 0.35791 | 0.35894 | 0.35998 | 0.36102 | 0.36207 | 0.36311 | 0.36416 | 0.36522 | 0.36627 | 0.36733 | 0.36839 | 0.36946 | 0.37053 | 0.3716 | 0.37267 | 0.37375 | 0.37483 | 0.37591 | 0.377 | 0.37809 | 0.37918
CA | Commercial | Health | Existing | Office Equipment | Monitor | 0.020832 | 0.020535 | 0.020243 | 0.019954 | 0.01967 | 0.019389 | 0.019113 | 0.01884 | 0.018572 | 0.018307 | 0.018046 | 0.017789 | 0.017535 | 0.017285 | 0.017039 | 0.016796 | 0.016556 | 0.01632 | 0.016088 | 0.015858 | 0.015632 | 0.015409
CA | Commercial | Health | Existing | Office Equipment | Printer/Copier/Fax | 0.031453 | 0.031357 | 0.03126 | 0.031164 | 0.031069 | 0.030974 | 0.030879 | 0.030784 | 0.030689 | 0.030595 | 0.030501 | 0.030408 | 0.030315 | 0.030222 | 0.030129 | 0.030036 | 0.029944 | 0.029852 | 0.029761 | 0.02967 | 0.029579 | 0.029488
CA | Commercial | Health | Existing | Office Equipment | POS Terminal | 0.027383 | 0.026893 | 0.026412 | 0.025939 | 0.025475 | 0.025019 | 0.024571 | 0.024131 | 0.023699 | 0.023275 | 0.022858 | 0.022449 | 0.022047 | 0.021653 | 0.021265 | 0.020885 | 0.020511 | 0.020144 | 0.019783 | 0.019429 | 0.019081 | 0.01874
CA | Commercial | Health | Existing | Miscellaneous | Non-HVAC Motors | 0.87843 | 0.86186 | 0.84559 | 0.82964 | 0.81399 | 0.79863 | 0.78356 | 0.76878 | 0.75427 | 0.74004 | 0.72608 | 0.71238 | 0.69894 | 0.68575 | 0.67281 | 0.66011 | 0.64766 | 0.63544 | 0.62345 | 0.61169 | 0.60015 | 0.58882
CA | Commercial | Health | Existing | Miscellaneous | Pool Pump | 0 | 0 | 0 | 0 | 0 | 0 | 0 | 0 | 0 | 0 | 0 | 0 | 0 | 0 | 0 | 0 | 0 | 0 | 0 | 0 | 0 | 0
CA | Commercial | Health | Existing | Miscellaneous | Pool Heater | 0 | 0 | 0 | 0 | 0 | 0 | 0 | 0 | 0 | 0 | 0 | 0 | 0 | 0 | 0 | 0 | 0 | 0 | 0 | 0 | 0 | 0
CA | Commercial | Health | Existing | Miscellaneous | Clothes Washer | 0.0010871 | 0.0010666 | 0.0010465 | 0.0010267 | 0.0010073 | 0.00098833 | 0.00096968 | 0.00095139 | 0.00093344 | 0.00091582 | 0.00089854 | 0.00088159 | 0.00086496 | 0.00084864 | 0.00083262 | 0.00081691 | 0.0008015 | 0.00078638 | 0.00077154 | 0.00075698 | 0.0007427 | 0.00072869
CA | Commercial | Health | Existing | Miscellaneous | Clothes Dryer | 0.019238 | 0.018875 | 0.018519 | 0.01817 | 0.017827 | 0.01749 | 0.01716 | 0.016837 | 0.016519 | 0.016207 | 0.015901 | 0.015601 | 0.015307 | 0.015018 | 0.014735 | 0.014457 | 0.014184 | 0.013916 | 0.013654 | 0.013396 | 0.013144 | 0.012896
CA | Commercial | Health | Existing | Miscellaneous | Electric Vehicle Chargers | 2.912e-05 | 7.4497e-05 | 9.4299e-05 | 0.00011638 | 0.00014499 | 0.00018219 | 0.00023267 | 0.00030056 | 0.0003897 | 0.00050329 | 0.00064907 | 0.00080893 | 0.00098261 | 0.0011693 | 0.0013667 | 0.00157 | 0.001781 | 0.0019938 | 0.0022066 | 0.0024214 | 0.0026554 | 0.0029105
CA | Commercial | Health | Existing | Miscellaneous | Other Miscellaneous | 2.0193 | 2.0602 | 2.1019 | 2.1445 | 2.1879 | 2.2323 | 2.2775 | 2.3236 | 2.3707 | 2.4187 | 2.4677 | 2.5176 | 2.5686 | 2.6207 | 2.6737 | 2.7279 | 2.7832 | 2.8395 | 2.897 | 2.9557 | 3.0156 | 3.0767
CA | Commercial | Health | Existing | Generation | Solar PV | -0.24209 | -0.2666 | -0.28423 | -0.30194 | -0.31971 | -0.33861 | -0.35663 | -0.37466 | -0.39269 | -0.41004 | -0.42608 | -0.4415 | -0.45851 | -0.47414 | -0.48915 | -0.50287 | -0.51602 | -0.52862 | -0.54069 | -0.55224 | -0.56391 | -0.57446
CA | Commercial | Health | New | Cooling | Air-Cooled Chiller | 0 | 0.0057763 | 0.010408 | 0.014949 | 0.019367 | 0.023817 | 0.028202 | 0.032591 | 0.036913 | 0.04124 | 0.045499 | 0.049726 | 0.053959 | 0.05816 | 0.06233 | 0.0665 | 0.070642 | 0.074756 | 0.078841 | 0.082898 | 0.086887 | 0.090886
CA | Commercial | Health | New | Cooling | Water-Cooled Chiller | 0 | 0.037642 | 0.067827 | 0.097421 | 0.12621 | 0.15521 | 0.18378 | 0.21238 | 0.24055 | 0.26871 | 0.29642 | 0.32394 | 0.35148 | 0.37882 | 0.40596 | 0.4331 | 0.46005 | 0.48682 | 0.5134 | 0.53834 | 0.56371 | 0.58911
CA | Commercial | Health | New | Cooling | RTU | 0 | 0.0029565 | 0.0050228 | 0.0070488 | 0.0090194 | 0.011007 | 0.012966 | 0.014926 | 0.016857 | 0.01879 | 0.020692 | 0.022581 | 0.024472 | 0.026304 | 0.028126 | 0.029953 | 0.031771 | 0.033579 | 0.035377 | 0.037165 | 0.038926 | 0.040692
CA | Commercial | Health | New | Cooling | Packaged Terminal AC | 0 | 0.0001389 | 0.00025029 | 0.00035949 | 0.00046571 | 0.00057273 | 0.00067817 | 0.00078371 | 0.00088765 | 0.00099169 | 0.0010941 | 0.0011958 | 0.0012976 | 0.0013986 | 0.0014989 | 0.0015991 | 0.0016987 | 0.0017977 | 0.0018959 | 0.0019934 | 0.0020894 | 0.0021855
CA | Commercial | Health | New | Cooling | Packaged Terminal HP | 0 | 0 | 0 | 0 | 0 | 0 | 0 | 0 | 0 | 0 | 0 | 0 | 0 | 0 | 0 | 0 | 0 | 0 | 0 | 0 | 0 | 0
CA | Commercial | Health | New | Cooling | Air-Source Heat Pump | 0 | 0.0001457 | 0.00025176 | 0.00035574 | 0.00045689 | 0.00055888 | 0.00065937 | 0.00075995 | 0.00085901 | 0.00095817 | 0.0010558 | 0.0011527 | 0.0012484 | 0.0013435 | 0.001438 | 0.0015326 | 0.0016266 | 0.00172 | 0.0018128 | 0.0019051 | 0.0019958 | 0.0020869
CA | Commercial | Health | New | Cooling | Geothermal Heat Pump | 0 | 0.00017611 | 0.00031733 | 0.00045579 | 0.00059046 | 0.00072616 | 0.00085983 | 0.00099365 | 0.0011254 | 0.0012573 | 0.0013872 | 0.0015161 | 0.0016451 | 0.0017732 | 0.0019004 | 0.0020275 | 0.0021538 | 0.0022792 | 0.0024038 | 0.0025274 | 0.0026491 | 0.002771
CA | Commercial | Health | New | Space Heating | Electric Furnace | 0 | 0.0027944 | 0.0050352 | 0.007259 | 0.009369 | 0.011394 | 0.013343 | 0.015306 | 0.017081 | 0.018874 | 0.020595 | 0.022347 | 0.023893 | 0.025473 | 0.027002 | 0.028588 | 0.029907 | 0.031287 | 0.032621 | 0.034039 | 0.035138 | 0.036339
CA | Commercial | Health | New | Space Heating | Electric Room Heat | 0 | 5.4835e-05 | 9.8807e-05 | 0.00014245 | 0.00018385 | 0.00022359 | 0.00026183 | 0.00030036 | 0.00033519 | 0.00037037 | 0.00040414 | 0.00043852 | 0.00046886 | 0.00049986 | 0.00052986 | 0.00056099 | 0.00058686 | 0.00061396 | 0.00064014 | 0.00066796 | 0.00068953 | 0.00071309
CA | Commercial | Health | New | Space Heating | Packaged Terminal HP | 0 | 0 | 0 | 0 | 0 | 0 | 0 | 0 | 0 | 0 | 0 | 0 | 0 | 0 | 0 | 0 | 0 | 0 | 0 | 0 | 0 | 0
CA | Commercial | Health | New | Space Heating | Air-Source Heat Pump | 0 | 0.00011815 | 0.00021011 | 0.00030138 | 0.00038796 | 0.00047106 | 0.000551 | 0.00063159 | 0.00070439 | 0.00077794 | 0.00084855 | 0.00092046 | 0.00098358 | 0.0010481 | 0.0011106 | 0.0011755 | 0.0012294 | 0.0012858 | 0.0013404 | 0.0013984 | 0.0014434 | 0.0014925
CA | Commercial | Health | New | Space Heating | Geothermal Heat Pump | 0 | 0.00014376 | 0.00025904 | 0.00037344 | 0.00048199 | 0.00058619 | 0.00068642 | 0.00078744 | 0.00087875 | 0.00097097 | 0.0010595 | 0.0011497 | 0.0012292 | 0.0013105 | 0.0013891 | 0.0014707 | 0.0015386 | 0.0016096 | 0.0016782 | 0.0017512 | 0.0018077 | 0.0018695
CA | Commercial | Health | New | Ventilation | Ventilation | 0 | 0.043455 | 0.078302 | 0.11247 | 0.14562 | 0.17712 | 0.20774 | 0.238 | 0.26736 | 0.29647 | 0.32474 | 0.35243 | 0.37985 | 0.40673 | 0.43305 | 0.45885 | 0.48416 | 0.50888 | 0.53292 | 0.55625 | 0.57884 | 0.60124
CA | Commercial | Health | New | Water Heating | Water Heater | 0 | 0.0037193 | 0.0067018 | 0.0096259 | 0.01247 | 0.015235 | 0.017923 | 0.020579 | 0.02316 | 0.025711 | 0.028188 | 0.030615 | 0.033015 | 0.035368 | 0.037672 | 0.039931 | 0.042144 | 0.044312 | 0.046436 | 0.048517 | 0.050533 | 0.05253
CA | Commercial | Health | New | Interior Lighting | General Service Lighting | 0 | 0.0080523 | 0.014509 | 0.02084 | 0.026139 | 0.031292 | 0.0363 | 0.041249 | 0.046057 | 0.050321 | 0.054258 | 0.05797 | 0.061516 | 0.064972 | 0.067887 | 0.070708 | 0.07344 | 0.076088 | 0.078712 | 0.080593 | 0.08262 | 0.084703
CA | Commercial | Health | New | Interior Lighting | Exempted Lighting | 0 | 6.1539e-05 | 0.00011089 | 0.00015927 | 0.00019918 | 0.00023799 | 0.00027571 | 0.00031299 | 0.00034921 | 0.00038128 | 0.00040948 | 0.00043527 | 0.00045935 | 0.00048321 | 0.00050208 | 0.00051561 | 0.00053071 | 0.00054611 | 0.00056432 | 0.00058261 | 0.00060053 | 0.00061843
CA | Commercial | Health | New | Interior Lighting | High-Bay Lighting | 0 | 0.0042911 | 0.0077321 | 0.011106 | 0.013955 | 0.016726 | 0.019419 | 0.02208 | 0.024666 | 0.026992 | 0.029251 | 0.031464 | 0.033572 | 0.035577 | 0.037269 | 0.038903 | 0.040482 | 0.04201 | 0.04349 | 0.044923 | 0.046314 | 0.047702
CA | Commercial | Health | New | Interior Lighting | Linear Lighting | 0 | 0.037228 | 0.067081 | 0.09635 | 0.12098 | 0.14492 | 0.1682 | 0.19119 | 0.21354 | 0.23342 | 0.25272 | 0.27164 | 0.29034 | 0.30868 | 0.32522 | 0.34143 | 0.35731 | 0.37287 | 0.38812 | 0.40306 | 0.41542 | 0.42639
CA | Commercial | Health | New | Exterior Lighting | General Service Lighting | 0 | 0.00040685 | 0.0007331 | 0.001053 | 0.0013122 | 0.0015643 | 0.0018093 | 0.0020514 | 0.0022867 | 0.0024913 | 0.002678 | 0.0028523 | 0.0030173 | 0.003178 | 0.0033049 | 0.0034271 | 0.0035449 | 0.0036586 | 0.0037716 | 0.0038405 | 0.0039194 | 0.004002
CA | Commercial | Health | New | Exterior Lighting | Area Lighting | 0 | 0.00019878 | 0.00035818 | 0.00051446 | 0.00064664 | 0.00077516 | 0.00090006 | 0.0010235 | 0.0011434 | 0.0012511 | 0.0013556 | 0.001458 | 0.0015555 | 0.0016482 | 0.0017263 | 0.0018016 | 0.0018743 | 0.0019447 | 0.0020128 | 0.0020788 | 0.0021428 | 0.0022066
CA | Commercial | Health | New | Exterior Lighting | Linear Lighting | 0 | 0.00086853 | 0.001565 | 0.0022478 | 0.0028224 | 0.003381 | 0.003924 | 0.0044605 | 0.0049818 | 0.0054456 | 0.005896 | 0.0063373 | 0.0067737 | 0.0072014 | 0.0075873 | 0.0079655 | 0.0083361 | 0.0086991 | 0.0090548 | 0.0094033 | 0.0096918 | 0.0099476
CA | Commercial | Health | New | Refrigeration | Walk-in Refrigerator/Freezer | 0 | 0.002037 | 0.0037173 | 0.0054073 | 0.0070946 | 0.0087786 | 0.010459 | 0.012163 | 0.013862 | 0.015586 | 0.017306 | 0.019036 | 0.020791 | 0.022557 | 0.024334 | 0.026122 | 0.027922 | 0.029733 | 0.031556 | 0.033392 | 0.035224 | 0.037084
CA | Commercial | Health | New | Refrigeration | Reach-in Refrigerator/Freezer | 0 | 0.0058856 | 0.0107 | 0.015504 | 0.020264 | 0.024978 | 0.029646 | 0.034342 | 0.038991 | 0.043671 | 0.048304 | 0.052929 | 0.057587 | 0.062238 | 0.066883 | 0.071523 | 0.076157 | 0.080787 | 0.085412 | 0.090033 | 0.094608 | 0.099222
CA | Commercial | Health | New | Refrigeration | Glass Door Display | 0 | 0.0013035 | 0.0023541 | 0.003389 | 0.0044004 | 0.0053885 | 0.0063535 | 0.0073117 | 0.0082473 | 0.0091765 | 0.010084 | 0.010977 | 0.011865 | 0.012739 | 0.0136 | 0.014448 | 0.015283 | 0.016106 | 0.016917 | 0.017715 | 0.018494 | 0.019269
CA | Commercial | Health | New | Refrigeration | Open Display Case | 0 | 0.003735 | 0.0067453 | 0.0097105 | 0.012608 | 0.01544 | 0.018205 | 0.02095 | 0.023631 | 0.026294 | 0.028893 | 0.031452 | 0.033996 | 0.036501 | 0.038968 | 0.041398 | 0.043792 | 0.04615 | 0.048472 | 0.05076 | 0.05299 | 0.05521
CA | Commercial | Health | New | Refrigeration | Icemaker | 0 | 0.0066106 | 0.011939 | 0.017187 | 0.022316 | 0.027327 | 0.032221 | 0.03708 | 0.041825 | 0.046537 | 0.051138 | 0.055667 | 0.060169 | 0.064603 | 0.06897 | 0.073271 | 0.077508 | 0.081681 | 0.085792 | 0.089841 | 0.093788 | 0.097717
CA | Commercial | Health | New | Refrigeration | Vending Machine | 0 | 0.0023893 | 0.004315 | 0.0062119 | 0.0080657 | 0.0098768 | 0.011646 | 0.013402 | 0.015117 | 0.01682 | 0.018483 | 0.02012 | 0.021747 | 0.02335 | 0.024928 | 0.026483 | 0.028014 | 0.029522 | 0.031008 | 0.032471 | 0.033898 | 0.035318
CA | Commercial | Health | New | Food Preparation | Oven | 0 | 0.0093703 | 0.016995 | 0.024571 | 0.03204 | 0.039403 | 0.046659 | 0.053926 | 0.061087 | 0.068262 | 0.075331 | 0.082356 | 0.089397 | 0.096397 | 0.10335 | 0.11027 | 0.11715 | 0.12398 | 0.13078 | 0.13754 | 0.1442 | 0.15088
CA | Commercial | Health | New | Food Preparation | Fryer | 0 | 0.00094342 | 0.0016999 | 0.0024416 | 0.0031631 | 0.0038645 | 0.0045463 | 0.00522 | 0.0058745 | 0.0065216 | 0.0071499 | 0.0077656 | 0.0083745 | 0.0089711 | 0.0095557 | 0.010129 | 0.01069 | 0.01124 | 0.011779 | 0.012306 | 0.012818 | 0.013325
CA | Commercial | Health | New | Food Preparation | Dishwasher | 0 | 0.0039541 | 0.0071892 | 0.010419 | 0.01362 | 0.01679 | 0.01993 | 0.023091 | 0.026221 | 0.029371 | 0.032492 | 0.035609 | 0.038747 | 0.041883 | 0.045015 | 0.048144 | 0.051271 | 0.054395 | 0.057517 | 0.060638 | 0.063728 | 0.066845
CA | Commercial | Health | New | Food Preparation | Hot Food Container | 0 | 0.00015012 | 0.00027295 | 0.00039558 | 0.00051709 | 0.00063747 | 0.00075669 | 0.00087667 | 0.00099551 | 0.0011151 | 0.0012336 | 0.0013519 | 0.0014711 | 0.0015901 | 0.0017091 | 0.0018279 | 0.0019466 | 0.0020652 | 0.0021837 | 0.0023022 | 0.0024195 | 0.0025379
CA | Commercial | Health | New | Food Preparation | Steamer | 0 | 0.00039638 | 0.00072069 | 0.0010445 | 0.0013653 | 0.0016831 | 0.0019979 | 0.0023147 | 0.0026285 | 0.0029444 | 0.0032572 | 0.0035696 | 0.0038843 | 0.0041986 | 0.0045126 | 0.0048263 | 0.0051397 | 0.0054529 | 0.0057659 | 0.0060787 | 0.0063885 | 0.0067009
CA | Commercial | Health | New | Food Preparation | Griddle | 0 | 0.00086854 | 0.001565 | 0.0022478 | 0.002912 | 0.0035578 | 0.0041854 | 0.0048057 | 0.0054083 | 0.0060039 | 0.0065824 | 0.0071492 | 0.0077098 | 0.008259 | 0.0087973 | 0.0093246 | 0.0098414 | 0.010348 | 0.010844 | 0.01133 | 0.0118 | 0.012267
CA | Commercial | Health | New | Office Equipment | Desktop Computer | 0 | 0.0026828 | 0.0047256 | 0.0066351 | 0.0084027 | 0.010036 | 0.011541 | 0.012954 | 0.014251 | 0.015466 | 0.016576 | 0.017599 | 0.018553 | 0.019429 | 0.020231 | 0.020962 | 0.021628 | 0.02223 | 0.022773 | 0.02326 | 0.023683 | 0.024066
CA | Commercial | Health | New | Office Equipment | Laptop | 0 | 0.0005968 | 0.0010997 | 0.0016153 | 0.00214 | 0.0026738 | 0.0032167 | 0.003777 | 0.0043468 | 0.0049349 | 0.0055329 | 0.0061453 | 0.0067773 | 0.0074245 | 0.0080874 | 0.0087663 | 0.0094616 | 0.010174 | 0.010903 | 0.011649 | 0.012408 | 0.013191
CA | Commercial | Health | New | Office Equipment | Server | 0 | 0.0080661 | 0.014768 | 0.021553 | 0.028371 | 0.035221 | 0.042102 | 0.04912 | 0.056169 | 0.06336 | 0.070584 | 0.077896 | 0.085356 | 0.09291 | 0.10056 | 0.1083 | 0.11615 | 0.12409 | 0.13213 | 0.14027 | 0.14846 | 0.15681
CA | Commercial | Health | New | Office Equipment | Monitor | 0 | 0.00046556 | 0.00084284 | 0.0012163 | 0.001583 | 0.0019432 | 0.0022967 | 0.0026495 | 0.0029957 | 0.0033413 | 0.0036805 | 0.0040162 | 0.0043515 | 0.0046834 | 0.005012 | 0.0053375 | 0.0056597 | 0.0059789 | 0.0062949 | 0.006608 | 0.0069149 | 0.007222
CA | Commercial | Health | New | Office Equipment | Printer/Copier/Fax | 0 | 0.00070585 | 0.0012832 | 0.0018594 | 0.0024302 | 0.0029955 | 0.0035553 | 0.0041185 | 0.0046761 | 0.0052373 | 0.0057929 | 0.0063476 | 0.0069062 | 0.007464 | 0.0080211 | 0.0085775 | 0.0091333 | 0.0096885 | 0.010243 | 0.010797 | 0.011346 | 0.011899
CA | Commercial | Health | New | Office Equipment | POS Terminal | 0 | 0.0006091 | 0.0010975 | 0.0015764 | 0.0020422 | 0.0024951 | 0.0029352 | 0.0033702 | 0.0037928 | 0.0042105 | 0.0046162 | 0.0050137 | 0.0054068 | 0.005792 | 0.0061695 | 0.0065393 | 0.0069017 | 0.0072567 | 0.0076046 | 0.0079454 | 0.0082756 | 0.0086027
CA | Commercial | Health | New | Miscellaneous | Non-HVAC Motors | 0 | 0.019539 | 0.035208 | 0.050569 | 0.065511 | 0.080039 | 0.094159 | 0.10811 | 0.12167 | 0.13507 | 0.14808 | 0.16083 | 0.17345 | 0.1858 | 0.19791 | 0.20978 | 0.2214 | 0.23279 | 0.24395 | 0.25488 | 0.26547 | 0.27597
CA | Commercial | Health | New | Miscellaneous | Pool Pump | 0 | 0 | 0 | 0 | 0 | 0 | 0 | 0 | 0 | 0 | 0 | 0 | 0 | 0 | 0 | 0 | 0 | 0 | 0 | 0 | 0 | 0
CA | Commercial | Health | New | Miscellaneous | Pool Heater | 0 | 0 | 0 | 0 | 0 | 0 | 0 | 0 | 0 | 0 | 0 | 0 | 0 | 0 | 0 | 0 | 0 | 0 | 0 | 0 | 0 | 0
CA | Commercial | Health | New | Miscellaneous | Clothes Washer | 0 | 2.4181e-05 | 4.3571e-05 | 6.2581e-05 | 8.1072e-05 | 9.9051e-05 | 0.00011652 | 0.00013379 | 0.00015057 | 0.00016715 | 0.00018326 | 0.00019904 | 0.00021465 | 0.00022994 | 0.00024492 | 0.0002596 | 0.00027399 | 0.00028809 | 0.0003019 | 0.00031543 | 0.00032853 | 0.00034152
CA | Commercial | Health | New | Miscellaneous | Clothes Dryer | 0 | 0.00042792 | 0.00077107 | 0.0011075 | 0.0014347 | 0.0017529 | 0.0020621 | 0.0023677 | 0.0026646 | 0.0029581 | 0.0032431 | 0.0035224 | 0.0037986 | 0.0040692 | 0.0043344 | 0.0045942 | 0.0048488 | 0.0050982 | 0.0053426 | 0.0055821 | 0.005814 | 0.0060438
CA | Commercial | Health | New | Miscellaneous | Electric Vehicle Chargers | 0 | 1.7554e-06 | 4.0362e-06 | 7.2355e-06 | 1.183e-05 | 1.8428e-05 | 2.8127e-05 | 4.2426e-05 | 6.3006e-05 | 9.1992e-05 | 0.0001325 | 0.00018274 | 0.00024393 | 0.00031691 | 0.0004021 | 0.00049898 | 0.00060887 | 0.00073048 | 0.00086345 | 0.001009 | 0.0011747 | 0.0013641
CA | Commercial | Health | New | Miscellaneous | Other Miscellaneous | 0 | 0.046708 | 0.087518 | 0.13072 | 0.17609 | 0.22372 | 0.27368 | 0.32677 | 0.3824 | 0.44145 | 0.50328 | 0.56842 | 0.63743 | 0.71007 | 0.7865 | 0.86689 | 0.95141 | 1.0402 | 1.1336 | 1.2316 | 1.3339 | 1.442
CA | Commercial | Health | New | Generation | Solar PV | 0 | -0.0060441 | -0.011834 | -0.018404 | -0.025731 | -0.033936 | -0.042855 | -0.052689 | -0.063344 | -0.07484 | -0.0869 | -0.099678 | -0.11378 | -0.12847 | -0.14389 | -0.1598 | -0.1764 | -0.19366 | -0.21157 | -0.23011 | -0.24945 | -0.26924
CA | Commercial | College | Existing | Cooling | Air-Cooled Chiller | 0.086561 | 0.083887 | 0.081212 | 0.078556 | 0.075932 | 0.073837 | 0.071766 | 0.069728 | 0.067732 | 0.065786 | 0.063895 | 0.062067 | 0.060304 | 0.05861 | 0.056988 | 0.055467 | 0.054021 | 0.052662 | 0.051383 | 0.050177 | 0.049037 | 0.047956
CA | Commercial | College | Existing | Cooling | Water-Cooled Chiller | 0.28584 | 0.28012 | 0.27452 | 0.26903 | 0.26365 | 0.26008 | 0.25654 | 0.25303 | 0.24957 | 0.24613 | 0.24274 | 0.23937 | 0.23605 | 0.23275 | 0.2295 | 0.22638 | 0.2233 | 0.22024 | 0.21722 | 0.21423 | 0.21127 | 0.20833
CA | Commercial | College | Existing | Cooling | RTU | 0.1634 | 0.16013 | 0.15625 | 0.15239 | 0.14855 | 0.14571 | 0.14286 | 0.14001 | 0.13717 | 0.13434 | 0.13152 | 0.12873 | 0.12596 | 0.12329 | 0.12076 | 0.11842 | 0.11619 | 0.11406 | 0.11202 | 0.11006 | 0.10818 | 0.10636
CA | Commercial | College | Existing | Cooling | Packaged Terminal AC | 0.019275 | 0.018889 | 0.018512 | 0.018141 | 0.017778 | 0.017538 | 0.017299 | 0.017063 | 0.016829 | 0.016597 | 0.016368 | 0.016142 | 0.015917 | 0.015695 | 0.015476 | 0.015266 | 0.015058 | 0.014852 | 0.014648 | 0.014446 | 0.014246 | 0.014049
CA | Commercial | College | Existing | Cooling | Packaged Terminal HP | 0.014146 | 0.013863 | 0.013586 | 0.013314 | 0.013048 | 0.012871 | 0.012696 | 0.012523 | 0.012351 | 0.012181 | 0.012013 | 0.011847 | 0.011682 | 0.011519 | 0.011358 | 0.011204 | 0.011051 | 0.0109 | 0.01075 | 0.010602 | 0.010456 | 0.010311
CA | Commercial | College | Existing | Cooling | Air-Source Heat Pump | 0.052697 | 0.051476 | 0.050125 | 0.048789 | 0.047472 | 0.046483 | 0.045502 | 0.044534 | 0.043581 | 0.042646 | 0.04173 | 0.040836 | 0.039975 | 0.039154 | 0.03837 | 0.037637 | 0.036935 | 0.036259 | 0.035609 | 0.034982 | 0.034375 | 0.033789
CA | Commercial | College | Existing | Cooling | Geothermal Heat Pump | 0.029736 | 0.028898 | 0.028061 | 0.027233 | 0.026421 | 0.0258 | 0.025193 | 0.024606 | 0.024042 | 0.023503 | 0.022991 | 0.022508 | 0.022051 | 0.021617 | 0.021204 | 0.020819 | 0.020451 | 0.020096 | 0.019755 | 0.019426 | 0.019107 | 0.018798
CA | Commercial | College | Existing | Space Heating | Electric Furnace | 0 | 0 | 0 | 0 | 0 | 0 | 0 | 0 | 0 | 0 | 0 | 0 | 0 | 0 | 0 | 0 | 0 | 0 | 0 | 0 | 0 | 0
CA | Commercial | College | Existing | Space Heating | Electric Room Heat | 0.25391 | 0.24883 | 0.24385 | 0.23987 | 0.2342 | 0.22846 | 0.22286 | 0.21821 | 0.21206 | 0.20684 | 0.20175 | 0.19753 | 0.19192 | 0.18718 | 0.18255 | 0.1787 | 0.17358 | 0.16926 | 0.16503 | 0.16152 | 0.15688 | 0.15295
CA | Commercial | College | Existing | Space Heating | Packaged Terminal HP | 0.011706 | 0.011472 | 0.011243 | 0.011059 | 0.010798 | 0.010533 | 0.010275 | 0.010061 | 0.0097768 | 0.0095364 | 0.0093016 | 0.009107 | 0.0088485 | 0.00863 | 0.0084166 | 0.0082389 | 0.008003 | 0.0078036 | 0.0076088 | 0.007447 | 0.0072331 | 0.007052
CA | Commercial | College | Existing | Space Heating | Air-Source Heat Pump | 0.048454 | 0.047485 | 0.046489 | 0.04568 | 0.044549 | 0.043404 | 0.042285 | 0.041346 | 0.040122 | 0.039078 | 0.038058 | 0.037203 | 0.036093 | 0.035153 | 0.034241 | 0.03348 | 0.032488 | 0.031648 | 0.030832 | 0.030153 | 0.029266 | 0.028515
CA | Commercial | College | Existing | Space Heating | Geothermal Heat Pump | 0.029591 | 0.028948 | 0.028315 | 0.027796 | 0.027084 | 0.026366 | 0.025668 | 0.025083 | 0.024329 | 0.02369 | 0.02307 | 0.022556 | 0.021888 | 0.021323 | 0.020775 | 0.020319 | 0.019722 | 0.019217 | 0.018725 | 0.018317 | 0.017782 | 0.017329
CA | Commercial | College | Existing | Ventilation | Ventilation | 2.1145 | 2.0484 | 1.9825 | 1.9171 | 1.8528 | 1.7873 | 1.7235 | 1.6615 | 1.6015 | 1.5439 | 1.4887 | 1.436 | 1.3857 | 1.338 | 1.2929 | 1.2504 | 1.2105 | 1.1729 | 1.1374 | 1.1035 | 1.0714 | 1.0411
CA | Commercial | College | Existing | Water Heating | Water Heater | 0.45895 | 0.44222 | 0.42585 | 0.41007 | 0.39464 | 0.37921 | 0.36411 | 0.3496 | 0.33539 | 0.32175 | 0.30931 | 0.29811 | 0.28792 | 0.27831 | 0.26952 | 0.26096 | 0.2528 | 0.24527 | 0.23831 | 0.23161 | 0.22534 | 0.21939
CA | Commercial | College | Existing | Interior Lighting | General Service Lighting | 0.1763 | 0.16798 | 0.15797 | 0.14685 | 0.13326 | 0.11922 | 0.10847 | 0.10015 | 0.093631 | 0.088081 | 0.083469 | 0.07948 | 0.075895 | 0.072731 | 0.069589 | 0.066704 | 0.064052 | 0.061611 | 0.059391 | 0.05693 | 0.054513 | 0.052177
CA | Commercial | College | Existing | Interior Lighting | Exempted Lighting | 0.0013339 | 0.0012635 | 0.001167 | 0.0010551 | 0.0009126 | 0.00081505 | 0.00074693 | 0.00069815 | 0.00066207 | 0.00063282 | 0.0006071 | 0.00058181 | 0.00055547 | 0.00053124 | 0.00050504 | 0.00047741 | 0.00045065 | 0.00042587 | 0.0004082 | 0.00039415 | 0.00038226 | 0.0003716
CA | Commercial | College | Existing | Interior Lighting | High-Bay Lighting | 0.11058 | 0.10674 | 0.10284 | 0.098917 | 0.094707 | 0.090506 | 0.086333 | 0.082204 | 0.078131 | 0.073934 | 0.069818 | 0.065789 | 0.062101 | 0.058716 | 0.055471 | 0.052494 | 0.049757 | 0.047236 | 0.044908 | 0.042752 | 0.040766 | 0.038932
CA | Commercial | College | Existing | Interior Lighting | Linear Lighting | 0.62887 | 0.61346 | 0.59759 | 0.58146 | 0.56314 | 0.54473 | 0.52638 | 0.50818 | 0.49023 | 0.47099 | 0.45213 | 0.43366 | 0.41563 | 0.39804 | 0.37983 | 0.36212 | 0.34492 | 0.32821 | 0.312 | 0.29628 | 0.28256 | 0.27033
CA | Commercial | College | Existing | Exterior Lighting | General Service Lighting | 0.035869 | 0.034112 | 0.031986 | 0.02962 | 0.026688 | 0.023656 | 0.021347 | 0.019571 | 0.018188 | 0.017017 | 0.01605 | 0.015217 | 0.01447 | 0.013816 | 0.013157 | 0.012555 | 0.012003 | 0.011497 | 0.01104 | 0.010525 | 0.010019 | 0.0095294
CA | Commercial | College | Existing | Exterior Lighting | Area Lighting | 0.00072704 | 0.00070358 | 0.00067981 | 0.00065586 | 0.00062981 | 0.00060375 | 0.00057777 | 0.00055195 | 0.00052636 | 0.00049966 | 0.00047333 | 0.00044741 | 0.0004236 | 0.00040169 | 0.00038049 | 0.000361 | 0.00034302 | 0.00032641 | 0.00031101 | 0.00029671 | 0.0002835 | 0.00027126
CA | Commercial | College | Existing | Exterior Lighting | Linear Lighting | 0.058772 | 0.057332 | 0.055849 | 0.054341 | 0.052629 | 0.050908 | 0.049193 | 0.047493 | 0.045815 | 0.044017 | 0.042254 | 0.040528 | 0.038843 | 0.0372 | 0.035498 | 0.033843 | 0.032234 | 0.030673 | 0.029158 | 0.027689 | 0.026407 | 0.025264
CA | Commercial | College | Existing | Refrigeration | Walk-in Refrigerator/Freezer | 0.0089073 | 0.0090614 | 0.0092181 | 0.0093776 | 0.0095398 | 0.0097048 | 0.0098726 | 0.010043 | 0.010217 | 0.010394 | 0.010574 | 0.010757 | 0.010943 | 0.011132 | 0.011324 | 0.01152 | 0.01172 | 0.011922 | 0.012129 | 0.012338 | 0.012552 | 0.012769
CA | Commercial | College | Existing | Refrigeration | Reach-in Refrigerator/Freezer | 0.015833 | 0.015922 | 0.016012 | 0.016101 | 0.016192 | 0.016283 | 0.016374 | 0.016466 | 0.016559 | 0.016652 | 0.016745 | 0.016839 | 0.016934 | 0.017029 | 0.017124 | 0.01722 | 0.017317 | 0.017414 | 0.017512 | 0.01761 | 0.017709 | 0.017809
CA | Commercial | College | Existing | Refrigeration | Glass Door Display | 0.02225 | 0.022021 | 0.021794 | 0.021569 | 0.021347 | 0.021127 | 0.020909 | 0.020693 | 0.02048 | 0.020269 | 0.02006 | 0.019853 | 0.019649 | 0.019446 | 0.019246 | 0.019047 | 0.018851 | 0.018657 | 0.018464 | 0.018274 | 0.018086 | 0.017899
CA | Commercial | College | Existing | Refrigeration | Open Display Case | 0.063753 | 0.063096 | 0.062445 | 0.061802 | 0.061164 | 0.060534 | 0.05991 | 0.059293 | 0.058681 | 0.058077 | 0.057478 | 0.056885 | 0.056299 | 0.055719 | 0.055144 | 0.054576 | 0.054013 | 0.053457 | 0.052906 | 0.05236 | 0.051821 | 0.051287
CA | Commercial | College | Existing | Refrigeration | Icemaker | 0.084332 | 0.083463 | 0.082603 | 0.081751 | 0.080909 | 0.080075 | 0.079249 | 0.078433 | 0.077624 | 0.076824 | 0.076032 | 0.075248 | 0.074473 | 0.073705 | 0.072945 | 0.072193 | 0.071449 | 0.070713 | 0.069984 | 0.069263 | 0.068549 | 0.067842
CA | Commercial | College | Existing | Refrigeration | Vending Machine | 0.037556 | 0.037369 | 0.037182 | 0.036996 | 0.036811 | 0.036627 | 0.036443 | 0.036261 | 0.03608 | 0.035899 | 0.03572 | 0.035541 | 0.035363 | 0.035186 | 0.03501 | 0.034835 | 0.034661 | 0.034488 | 0.034315 | 0.034144 | 0.033973 | 0.033803
CA | Commercial | College | Existing | Food Preparation | Oven | 0.064562 | 0.063271 | 0.062006 | 0.060766 | 0.05955 | 0.058359 | 0.057192 | 0.056048 | 0.054927 | 0.053829 | 0.052752 | 0.051697 | 0.050663 | 0.04965 | 0.048657 | 0.047684 | 0.04673 | 0.045795 | 0.04488 | 0.043982 | 0.043102 | 0.04224
CA | Commercial | College | Existing | Food Preparation | Fryer | 0.025173 | 0.02467 | 0.024176 | 0.023693 | 0.023219 | 0.022755 | 0.0223 | 0.021854 | 0.021417 | 0.020988 | 0.020568 | 0.020157 | 0.019754 | 0.019359 | 0.018972 | 0.018592 | 0.01822 | 0.017856 | 0.017499 | 0.017149 | 0.016806 | 0.01647
CA | Commercial | College | Existing | Food Preparation | Dishwasher | 0.043444 | 0.042575 | 0.041723 | 0.040889 | 0.040071 | 0.03927 | 0.038484 | 0.037715 | 0.03696 | 0.036221 | 0.035497 | 0.034787 | 0.034091 | 0.033409 | 0.032741 | 0.032086 | 0.031444 | 0.030815 | 0.030199 | 0.029595 | 0.029003 | 0.028423
CA | Commercial | College | Existing | Food Preparation | Hot Food Container | 0.0065208 | 0.0063903 | 0.0062625 | 0.0061373 | 0.0060145 | 0.0058942 | 0.0057764 | 0.0056608 | 0.0055476 | 0.0054367 | 0.0053279 | 0.0052214 | 0.0051169 | 0.0050146 | 0.0049143 | 0.004816 | 0.0047197 | 0.0046253 | 0.0045328 | 0.0044422 | 0.0043533 | 0.0042662
CA | Commercial | College | Existing | Food Preparation | Steamer | 0.017217 | 0.016873 | 0.016535 | 0.016205 | 0.015881 | 0.015563 | 0.015252 | 0.014947 | 0.014648 | 0.014355 | 0.014068 | 0.013786 | 0.013511 | 0.01324 | 0.012976 | 0.012716 | 0.012462 | 0.012213 | 0.011968 | 0.011729 | 0.011494 | 0.011264
CA | Commercial | College | Existing | Food Preparation | Griddle | 0.038066 | 0.037305 | 0.036559 | 0.035828 | 0.035111 | 0.034409 | 0.033721 | 0.033046 | 0.032385 | 0.031738 | 0.031103 | 0.030481 | 0.029871 | 0.029274 | 0.028688 | 0.028114 | 0.027552 | 0.027001 | 0.026461 | 0.025932 | 0.025413 | 0.024905
CA | Commercial | College | Existing | Office Equipment | Desktop Computer | 0.44738 | 0.4286 | 0.4106 | 0.39336 | 0.37684 | 0.36102 | 0.34586 | 0.33134 | 0.31743 | 0.3041 | 0.29133 | 0.2791 | 0.26738 | 0.25615 | 0.24539 | 0.23509 | 0.22522 | 0.21576 | 0.2067 | 0.19802 | 0.18971 | 0.18174
CA | Commercial | College | Existing | Office Equipment | Laptop | 0.095137 | 0.095346 | 0.095555 | 0.095764 | 0.095974 | 0.096184 | 0.096395 | 0.096606 | 0.096818 | 0.09703 | 0.097243 | 0.097456 | 0.097669 | 0.097883 | 0.098098 | 0.098313 | 0.098528 | 0.098744 | 0.09896 | 0.099177 | 0.099394 | 0.099612
CA | Commercial | College | Existing | Office Equipment | Server | 0.17187 | 0.17217 | 0.17247 | 0.17276 | 0.17306 | 0.17336 | 0.17366 | 0.17397 | 0.17427 | 0.17457 | 0.17487 | 0.17518 | 0.17548 | 0.17578 | 0.17609 | 0.17639 | 0.1767 | 0.17701 | 0.17731 | 0.17762 | 0.17793 | 0.17824
CA | Commercial | College | Existing | Office Equipment | Monitor | 0.075541 | 0.074379 | 0.073234 | 0.072106 | 0.070996 | 0.069904 | 0.068827 | 0.067768 | 0.066725 | 0.065698 | 0.064686 | 0.063691 | 0.06271 | 0.061745 | 0.060794 | 0.059859 | 0.058937 | 0.05803 | 0.057137 | 0.056257 | 0.055391 | 0.054539
CA | Commercial | College | Existing | Office Equipment | Printer/Copier/Fax | 0.067524 | 0.06724 | 0.066956 | 0.066674 | 0.066392 | 0.066112 | 0.065834 | 0.065556 | 0.065279 | 0.065004 | 0.06473 | 0.064457 | 0.064185 | 0.063914 | 0.063645 | 0.063376 | 0.063109 | 0.062843 | 0.062578 | 0.062314 | 0.062051 | 0.061789
CA | Commercial | College | Existing | Office Equipment | POS Terminal | 0.070841 | 0.069493 | 0.06817 | 0.066873 | 0.0656 | 0.064352 | 0.063127 | 0.061925 | 0.060747 | 0.059591 | 0.058457 | 0.057344 | 0.056253 | 0.055182 | 0.054132 | 0.053101 | 0.052091 | 0.051099 | 0.050127 | 0.049173 | 0.048237 | 0.047319
CA | Commercial | College | Existing | Miscellaneous | Non-HVAC Motors | 0.068461 | 0.067092 | 0.06575 | 0.064435 | 0.063146 | 0.061883 | 0.060646 | 0.059433 | 0.058244 | 0.057079 | 0.055938 | 0.054819 | 0.053722 | 0.052648 | 0.051595 | 0.050563 | 0.049552 | 0.048561 | 0.04759 | 0.046638 | 0.045705 | 0.044791
CA | Commercial | College | Existing | Miscellaneous | Pool Pump | 0.029262 | 0.02836 | 0.027352 | 0.026278 | 0.025166 | 0.024037 | 0.022905 | 0.021968 | 0.021177 | 0.020495 | 0.019895 | 0.019357 | 0.018867 | 0.018415 | 0.017991 | 0.01759 | 0.017208 | 0.016842 | 0.016489 | 0.016147 | 0.015816 | 0.015493
CA | Commercial | College | Existing | Miscellaneous | Pool Heater | 0.083688 | 0.082015 | 0.080374 | 0.078767 | 0.077192 | 0.075648 | 0.074135 | 0.072652 | 0.071199 | 0.069775 | 0.06838 | 0.067012 | 0.065672 | 0.064358 | 0.063071 | 0.06181 | 0.060573 | 0.059362 | 0.058175 | 0.057011 | 0.055871 | 0.054754
CA | Commercial | College | Existing | Miscellaneous | Clothes Washer | 8.4139e-05 | 8.2456e-05 | 8.0807e-05 | 7.9191e-05 | 7.7607e-05 | 7.6055e-05 | 7.4534e-05 | 7.3043e-05 | 7.1582e-05 | 7.015e-05 | 6.8747e-05 | 6.7373e-05 | 6.6025e-05 | 6.4705e-05 | 6.341e-05 | 6.2142e-05 | 6.0899e-05 | 5.9681e-05 | 5.8488e-05 | 5.7318e-05 | 5.6172e-05 | 5.5048e-05
CA | Commercial | College | Existing | Miscellaneous | Clothes Dryer | 0.0011861 | 0.0011623 | 0.0011391 | 0.0011163 | 0.001094 | 0.0010721 | 0.0010507 | 0.0010296 | 0.0010091 | 0.00098888 | 0.0009691 | 0.00094972 | 0.00093072 | 0.00091211 | 0.00089387 | 0.00087599 | 0.00085847 | 0.0008413 | 0.00082447 | 0.00080798 | 0.00079182 | 0.00077599
CA | Commercial | College | Existing | Miscellaneous | Electric Vehicle Chargers | 0 | 0 | 0 | 0 | 0 | 0 | 0 | 0 | 0 | 0 | 0 | 0 | 0 | 0 | 0 | 0 | 0 | 0 | 0 | 0 | 0 | 0
CA | Commercial | College | Existing | Miscellaneous | Other Miscellaneous | 0.50344 | 0.51305 | 0.52283 | 0.53281 | 0.54297 | 0.55333 | 0.56389 | 0.57464 | 0.58561 | 0.59678 | 0.60816 | 0.61976 | 0.63159 | 0.64364 | 0.65591 | 0.66843 | 0.68118 | 0.69417 | 0.70742 | 0.72091 | 0.73466 | 0.74868
CA | Commercial | College | Existing | Generation | Solar PV | -0.25576 | -0.28133 | -0.29959 | -0.31789 | -0.33621 | -0.35568 | -0.37417 | -0.39264 | -0.41106 | -0.42873 | -0.44498 | -0.46055 | -0.47775 | -0.49346 | -0.5085 | -0.52215 | -0.53519 | -0.54763 | -0.55948 | -0.57078 | -0.58216 | -0.59237
CA | Commercial | College | New | Cooling | Air-Cooled Chiller | 0 | 0.0011283 | 0.0020417 | 0.0029362 | 0.0038057 | 0.004681 | 0.0055428 | 0.0064042 | 0.0072519 | 0.0080992 | 0.0089327 | 0.0097591 | 0.010585 | 0.011404 | 0.012217 | 0.013028 | 0.013833 | 0.014632 | 0.015424 | 0.01621 | 0.016983 | 0.017756
CA | Commercial | College | New | Cooling | Water-Cooled Chiller | 0 | 0.0050615 | 0.0091593 | 0.013172 | 0.017073 | 0.021 | 0.024866 | 0.02873 | 0.032533 | 0.036334 | 0.040073 | 0.04378 | 0.047487 | 0.051161 | 0.054805 | 0.058445 | 0.062056 | 0.065639 | 0.069194 | 0.07272 | 0.076186 | 0.079655
CA | Commercial | College | New | Cooling | RTU | 0 | 0.0034117 | 0.0058191 | 0.0081767 | 0.010468 | 0.012778 | 0.015053 | 0.017326 | 0.019563 | 0.021799 | 0.023998 | 0.026179 | 0.02836 | 0.03047 | 0.032567 | 0.034667 | 0.036754 | 0.038828 | 0.040888 | 0.042935 | 0.044949 | 0.046967
CA | Commercial | College | New | Cooling | Packaged Terminal AC | 0 | 0.00045056 | 0.00081533 | 0.0011726 | 0.0015198 | 0.0018693 | 0.0022135 | 0.0025575 | 0.002896 | 0.0032343 | 0.0035672 | 0.0038972 | 0.0042271 | 0.0045542 | 0.0048786 | 0.0052026 | 0.0055241 | 0.005843 | 0.0061595 | 0.0064734 | 0.0067819 | 0.0070907
CA | Commercial | College | New | Cooling | Packaged Terminal HP | 0 | 0.00033068 | 0.00059839 | 0.00086056 | 0.0011154 | 0.0013719 | 0.0016245 | 0.001877 | 0.0021254 | 0.0023738 | 0.002618 | 0.0028602 | 0.0031024 | 0.0033425 | 0.0035805 | 0.0038183 | 0.0040543 | 0.0042884 | 0.0045206 | 0.004751 | 0.0049774 | 0.005204
CA | Commercial | College | New | Cooling | Air-Source Heat Pump | 0 | 0.0010317 | 0.00179 | 0.0025326 | 0.0032544 | 0.0039817 | 0.0046978 | 0.0054134 | 0.0061178 | 0.0068218 | 0.0075143 | 0.008201 | 0.0088783 | 0.0095506 | 0.010218 | 0.010885 | 0.011547 | 0.012205 | 0.012858 | 0.013506 | 0.014143 | 0.014781
CA | Commercial | College | New | Cooling | Geothermal Heat Pump | 0 | 0.00053452 | 0.00096726 | 0.001391 | 0.0018029 | 0.0022177 | 0.0026259 | 0.003034 | 0.0034356 | 0.003837 | 0.0042319 | 0.0046234 | 0.0050148 | 0.0054029 | 0.0057876 | 0.006172 | 0.0065534 | 0.0069318 | 0.0073072 | 0.0076796 | 0.0080456 | 0.0084119
CA | Commercial | College | New | Space Heating | Electric Furnace | 0 | 0 | 0 | 0 | 0 | 0 | 0 | 0 | 0 | 0 | 0 | 0 | 0 | 0 | 0 | 0 | 0 | 0 | 0 | 0 | 0 | 0
CA | Commercial | College | New | Space Heating | Electric Room Heat | 0 | 0.0059353 | 0.010741 | 0.015504 | 0.02002 | 0.024352 | 0.028516 | 0.032707 | 0.036491 | 0.040307 | 0.043968 | 0.047691 | 0.050969 | 0.054314 | 0.057549 | 0.060902 | 0.063681 | 0.06659 | 0.069397 | 0.072379 | 0.074684 | 0.077199
CA | Commercial | College | New | Space Heating | Packaged Terminal HP | 0 | 0.00027365 | 0.00049519 | 0.00071479 | 0.00092302 | 0.0011227 | 0.0013147 | 0.0015079 | 0.0016824 | 0.0018583 | 0.0020271 | 0.0021988 | 0.0023499 | 0.0025041 | 0.0026533 | 0.0028079 | 0.002936 | 0.0030701 | 0.0031995 | 0.003337 | 0.0034433 | 0.0035593
CA | Commercial | College | New | Space Heating | Air-Source Heat Pump | 0 | 0.0011326 | 0.0020227 | 0.002905 | 0.0037414 | 0.0045436 | 0.0053148 | 0.0060909 | 0.0067916 | 0.0074982 | 0.0081761 | 0.0088656 | 0.0094696 | 0.010086 | 0.010683 | 0.011302 | 0.011815 | 0.012351 | 0.01287 | 0.013421 | 0.013846 | 0.014311
CA | Commercial | College | New | Space Heating | Geothermal Heat Pump | 0 | 0.00067009 | 0.0012126 | 0.0017503 | 0.0022602 | 0.0027493 | 0.0032195 | 0.0036926 | 0.0041198 | 0.0045506 | 0.0049639 | 0.0053842 | 0.0057543 | 0.006132 | 0.0064972 | 0.0068758 | 0.0071896 | 0.007518 | 0.0078349 | 0.0081716 | 0.0084317 | 0.0087157
CA | Commercial | College | New | Ventilation | Ventilation | 0 | 0.036131 | 0.065393 | 0.093972 | 0.12193 | 0.14738 | 0.1721 | 0.1965 | 0.22018 | 0.24359 | 0.26631 | 0.28863 | 0.31067 | 0.33224 | 0.35335 | 0.37401 | 0.39423 | 0.41384 | 0.4329 | 0.45134 | 0.46907 | 0.48665
CA | Commercial | College | New | Water Heating | Water Heater | 0 | 0.0076581 | 0.013858 | 0.01993 | 0.025831 | 0.031565 | 0.037134 | 0.042628 | 0.047963 | 0.053227 | 0.058336 | 0.063336 | 0.068273 | 0.073105 | 0.077834 | 0.082463 | 0.086992 | 0.090408 | 0.093751 | 0.096994 | 0.10009 | 0.1031
CA | Commercial | College | New | Interior Lighting | General Service Lighting | 0 | 0.0024446 | 0.0044237 | 0.0063618 | 0.0079831 | 0.0095584 | 0.011088 | 0.012598 | 0.014063 | 0.015361 | 0.016558 | 0.017685 | 0.018759 | 0.019805 | 0.020685 | 0.021535 | 0.022357 | 0.023153 | 0.02394 | 0.024501 | 0.025104 | 0.025724
CA | Commercial | College | New | Interior Lighting | Exempted Lighting | 0 | 1.8682e-05 | 3.3808e-05 | 4.862e-05 | 6.0831e-05 | 7.2696e-05 | 8.422e-05 | 9.5589e-05 | 0.00010663 | 0.00011639 | 0.00012496 | 0.00013279 | 0.00014008 | 0.00014729 | 0.00015298 | 0.00015703 | 0.00016155 | 0.00016615 | 0.00017161 | 0.00017708 | 0.00018244 | 0.00018779
CA | Commercial | College | New | Interior Lighting | High-Bay Lighting | 0 | 0.0013027 | 0.0023574 | 0.0033902 | 0.004262 | 0.0051091 | 0.0059318 | 0.0067435 | 0.0075315 | 0.0082394 | 0.0089263 | 0.0095986 | 0.010238 | 0.010845 | 0.011356 | 0.011849 | 0.012324 | 0.012784 | 0.013228 | 0.013658 | 0.014074 | 0.014489
CA | Commercial | College | New | Interior Lighting | Linear Lighting | 0 | 0.01133 | 0.020502 | 0.029485 | 0.037038 | 0.044376 | 0.051503 | 0.058535 | 0.065362 | 0.071426 | 0.077311 | 0.08307 | 0.088757 | 0.094323 | 0.09934 | 0.10425 | 0.10906 | 0.11376 | 0.11836 | 0.12286 | 0.12658 | 0.12986
CA | Commercial | College | New | Exterior Lighting | General Service Lighting | 0 | 0.00047473 | 0.00085906 | 0.0012354 | 0.0015403 | 0.0018365 | 0.0021242 | 0.002408 | 0.0026836 | 0.0029229 | 0.0031411 | 0.0033445 | 0.0035365 | 0.0037233 | 0.0038705 | 0.0040119 | 0.004148 | 0.0042791 | 0.0044092 | 0.0044878 | 0.0045775 | 0.0046714
CA | Commercial | College | New | Exterior Lighting | Area Lighting | 0 | 9.9706e-06 | 1.8043e-05 | 2.5948e-05 | 3.2629e-05 | 3.9121e-05 | 4.5425e-05 | 5.1646e-05 | 5.7685e-05 | 6.3097e-05 | 6.8348e-05 | 7.3487e-05 | 7.8371e-05 | 8.3009e-05 | 8.6905e-05 | 9.0659e-05 | 9.428e-05 | 9.7776e-05 | 0.00010115 | 0.00010442 | 0.00010759 | 0.00011074
CA | Commercial | College | New | Exterior Lighting | Linear Lighting | 0 | 0.0010588 | 0.0019161 | 0.0027555 | 0.0034614 | 0.0041472 | 0.0048133 | 0.0054705 | 0.0061085 | 0.0066752 | 0.0072252 | 0.0077634 | 0.0082949 | 0.008815 | 0.0092839 | 0.0097428 | 0.010192 | 0.010631 | 0.011062 | 0.011482 | 0.01183 | 0.012137
CA | Commercial | College | New | Refrigeration | Walk-in Refrigerator/Freezer | 0 | 0.00021614 | 0.00040601 | 0.00060611 | 0.00081549 | 0.0010344 | 0.0012632 | 0.0015054 | 0.0017582 | 0.0020254 | 0.0023043 | 0.002597 | 0.002906 | 0.0032301 | 0.00357 | 0.0039262 | 0.0042995 | 0.0046906 | 0.0051001 | 0.0055289 | 0.0059752 | 0.0064447
CA | Commercial | College | New | Refrigeration | Reach-in Refrigerator/Freezer | 0 | 0.00037979 | 0.00070523 | 0.0010407 | 0.0013841 | 0.0017356 | 0.0020952 | 0.002468 | 0.0028494 | 0.0032449 | 0.0036493 | 0.0040656 | 0.004497 | 0.0049412 | 0.0053983 | 0.0058688 | 0.006353 | 0.0068512 | 0.0073639 | 0.0078913 | 0.0084303 | 0.0089884
CA | Commercial | College | New | Refrigeration | Glass Door Display | 0 | 0.00052368 | 0.00095415 | 0.0013816 | 0.001803 | 0.0022184 | 0.0026277 | 0.0030372 | 0.0034407 | 0.0038446 | 0.0042426 | 0.0046379 | 0.0050337 | 0.005427 | 0.0058177 | 0.006206 | 0.0065919 | 0.0069753 | 0.0073565 | 0.0077353 | 0.0081085 | 0.0084829
CA | Commercial | College | New | Refrigeration | Open Display Case | 0 | 0.0015005 | 0.0027339 | 0.0039587 | 0.0051662 | 0.0063564 | 0.0075291 | 0.0087025 | 0.0098588 | 0.011016 | 0.012156 | 0.013289 | 0.014423 | 0.01555 | 0.01667 | 0.017782 | 0.018888 | 0.019986 | 0.021079 | 0.022164 | 0.023233 | 0.024306
CA | Commercial | College | New | Refrigeration | Icemaker | 0 | 0.0019849 | 0.0036165 | 0.0052366 | 0.0068339 | 0.0084082 | 0.0099596 | 0.011512 | 0.013041 | 0.014572 | 0.01608 | 0.017579 | 0.019079 | 0.02057 | 0.022051 | 0.023522 | 0.024985 | 0.026438 | 0.027883 | 0.029319 | 0.030733 | 0.032152
CA | Commercial | College | New | Refrigeration | Vending Machine | 0 | 0.00088393 | 0.0016105 | 0.0023321 | 0.0030434 | 0.0037445 | 0.0044354 | 0.0051266 | 0.0058077 | 0.0064895 | 0.0071612 | 0.0078284 | 0.0084966 | 0.0091604 | 0.0098199 | 0.010475 | 0.011127 | 0.011774 | 0.012417 | 0.013057 | 0.013687 | 0.014319
CA | Commercial | College | New | Food Preparation | Oven | 0 | 0.0015371 | 0.002833 | 0.0041496 | 0.0054778 | 0.0068175 | 0.0081687 | 0.0095508 | 0.010945 | 0.012371 | 0.013809 | 0.01527 | 0.016765 | 0.018283 | 0.019826 | 0.021393 | 0.022986 | 0.024604 | 0.026248 | 0.027919 | 0.029604 | 0.031329
CA | Commercial | College | New | Food Preparation | Fryer | 0 | 0.00058844 | 0.0010648 | 0.0015314 | 0.0019848 | 0.0024254 | 0.0028533 | 0.0032755 | 0.0036854 | 0.00409 | 0.0044825 | 0.0048667 | 0.005246 | 0.0056173 | 0.0059807 | 0.0063364 | 0.0066844 | 0.007025 | 0.0073584 | 0.0076845 | 0.0080003 | 0.0083126
CA | Commercial | College | New | Food Preparation | Dishwasher | 0 | 0.0010343 | 0.0019063 | 0.0027922 | 0.003686 | 0.0045875 | 0.0054967 | 0.0064267 | 0.0073646 | 0.0083242 | 0.009292 | 0.010275 | 0.011281 | 0.012303 | 0.013341 | 0.014395 | 0.015467 | 0.016556 | 0.017662 | 0.018786 | 0.01992 | 0.021081
CA | Commercial | College | New | Food Preparation | Hot Food Container | 0 | 0.00015525 | 0.00028613 | 0.0004191 | 0.00055325 | 0.00068857 | 0.00082503 | 0.00096463 | 0.0011054 | 0.0012494 | 0.0013947 | 0.0015422 | 0.0016932 | 0.0018466 | 0.0020024 | 0.0021607 | 0.0023216 | 0.002485 | 0.0026511 | 0.0028198 | 0.00299 | 0.0031642
CA | Commercial | College | New | Food Preparation | Steamer | 0 | 0.00040991 | 0.00075549 | 0.0011066 | 0.0014608 | 0.0018181 | 0.0021784 | 0.002547 | 0.0029187 | 0.003299 | 0.0036825 | 0.0040721 | 0.0044707 | 0.0048757 | 0.0052871 | 0.0057051 | 0.0061298 | 0.0065613 | 0.0069998 | 0.0074453 | 0.0078946 | 0.0083546
CA | Commercial | College | New | Food Preparation | Griddle | 0 | 0.00088982 | 0.0016102 | 0.0023157 | 0.0030014 | 0.0036676 | 0.0043147 | 0.0049531 | 0.0055729 | 0.0061847 | 0.0067783 | 0.0073592 | 0.0079329 | 0.0084943 | 0.0090438 | 0.0095816 | 0.010108 | 0.010623 | 0.011127 | 0.01162 | 0.012098 | 0.01257
CA | Commercial | College | New | Office Equipment | Desktop Computer | 0 | 0.010223 | 0.018085 | 0.025425 | 0.032214 | 0.038481 | 0.044254 | 0.049663 | 0.054623 | 0.059259 | 0.06349 | 0.067384 | 0.071007 | 0.074327 | 0.077359 | 0.08012 | 0.082625 | 0.084886 | 0.086919 | 0.088735 | 0.090309 | 0.091729
CA | Commercial | College | New | Office Equipment | Laptop | 0 | 0.0022743 | 0.0042087 | 0.0061897 | 0.0082042 | 0.010252 | 0.012334 | 0.01448 | 0.016661 | 0.018908 | 0.021192 | 0.02353 | 0.025938 | 0.028403 | 0.030925 | 0.033506 | 0.036146 | 0.038848 | 0.041613 | 0.044442 | 0.047316 | 0.050276
CA | Commercial | College | New | Office Equipment | Server | 0 | 0.0040822 | 0.0075062 | 0.010969 | 0.014446 | 0.017936 | 0.021441 | 0.02501 | 0.028592 | 0.032242 | 0.035905 | 0.039611 | 0.043386 | 0.047204 | 0.051067 | 0.054976 | 0.058929 | 0.062929 | 0.066977 | 0.071072 | 0.075184 | 0.079378
CA | Commercial | College | New | Office Equipment | Monitor | 0 | 0.0017741 | 0.0032256 | 0.0046606 | 0.006069 | 0.007451 | 0.0088068 | 0.010157 | 0.011482 | 0.012802 | 0.014097 | 0.015377 | 0.016654 | 0.017916 | 0.019165 | 0.0204 | 0.021622 | 0.022831 | 0.024026 | 0.025209 | 0.026369 | 0.027527
CA | Commercial | College | New | Office Equipment | Printer/Copier/Fax | 0 | 0.0015925 | 0.0029073 | 0.0042183 | 0.0055159 | 0.0068003 | 0.0080711 | 0.0093477 | 0.010611 | 0.01188 | 0.013136 | 0.014389 | 0.015649 | 0.016905 | 0.018159 | 0.019409 | 0.020657 | 0.021903 | 0.023146 | 0.024387 | 0.025615 | 0.026852
CA | Commercial | College | New | Office Equipment | POS Terminal | 0 | 0.001656 | 0.0029966 | 0.0043095 | 0.0055856 | 0.0068255 | 0.0080297 | 0.0092178 | 0.010371 | 0.01151 | 0.012614 | 0.013696 | 0.014763 | 0.015808 | 0.016831 | 0.017831 | 0.018811 | 0.019769 | 0.020707 | 0.021625 | 0.022514 | 0.023393
CA | Commercial | College | New | Miscellaneous | Non-HVAC Motors | 0 | 0.0016003 | 0.0028959 | 0.0041647 | 0.0053979 | 0.0065962 | 0.0077599 | 0.0089081 | 0.010023 | 0.011123 | 0.012191 | 0.013235 | 0.014267 | 0.015277 | 0.016265 | 0.017232 | 0.018179 | 0.019105 | 0.020012 | 0.020899 | 0.021758 | 0.022607
CA | Commercial | College | New | Miscellaneous | Pool Pump | 0 | 0.00055286 | 0.0010004 | 0.0014388 | 0.0018648 | 0.0022788 | 0.0026808 | 0.0030774 | 0.0034625 | 0.0038426 | 0.0042114 | 0.0045724 | 0.0049288 | 0.0052776 | 0.005619 | 0.0059532 | 0.0062802 | 0.0066002 | 0.0069133 | 0.0072198 | 0.0075165 | 0.0078099
CA | Commercial | College | New | Miscellaneous | Pool Heater | 0 | 0.0019563 | 0.0035401 | 0.005091 | 0.0065986 | 0.0080633 | 0.0094859 | 0.010889 | 0.012252 | 0.013597 | 0.014902 | 0.016179 | 0.01744 | 0.018675 | 0.019883 | 0.021065 | 0.022222 | 0.023355 | 0.024463 | 0.025547 | 0.026597 | 0.027635
CA | Commercial | College | New | Miscellaneous | Clothes Washer | 0 | 1.9668e-06 | 3.5591e-06 | 5.1184e-06 | 6.6341e-06 | 8.1067e-06 | 9.5369e-06 | 1.0948e-05 | 1.2318e-05 | 1.367e-05 | 1.4982e-05 | 1.6266e-05 | 1.7534e-05 | 1.8775e-05 | 1.999e-05 | 2.1178e-05 | 2.2342e-05 | 2.348e-05 | 2.4594e-05 | 2.5685e-05 | 2.674e-05 | 2.7784e-05
CA | Commercial | College | New | Miscellaneous | Clothes Dryer | 0 | 2.7725e-05 | 5.0171e-05 | 7.2152e-05 | 9.3517e-05 | 0.00011428 | 0.00013444 | 0.00015433 | 0.00017364 | 0.0001927 | 0.0002112 | 0.0002293 | 0.00024717 | 0.00026466 | 0.00028179 | 0.00029854 | 0.00031494 | 0.00033099 | 0.00034669 | 0.00036206 | 0.00037694 | 0.00039166
CA | Commercial | College | New | Miscellaneous | Electric Vehicle Chargers | 0 | 0 | 0 | 0 | 0 | 0 | 0 | 0 | 0 | 0 | 0 | 0 | 0 | 0 | 0 | 0 | 0 | 0 | 0 | 0 | 0 | 0
CA | Commercial | College | New | Miscellaneous | Other Miscellaneous | 0 | 0.012238 | 0.023028 | 0.034438 | 0.046415 | 0.05898 | 0.072152 | 0.08613 | 0.10077 | 0.11629 | 0.13254 | 0.14963 | 0.16773 | 0.18676 | 0.20677 | 0.2278 | 0.2499 | 0.27311 | 0.29747 | 0.32305 | 0.34973 | 0.37787
CA | Commercial | College | New | Generation | Solar PV | 0 | -0.0067105 | -0.013195 | -0.020547 | -0.028741 | -0.037912 | -0.047877 | -0.058851 | -0.070737 | -0.083546 | -0.096976 | -0.11119 | -0.12687 | -0.14319 | -0.1603 | -0.17795 | -0.19634 | -0.21545 | -0.23527 | -0.25577 | -0.27713 | -0.29898
CA | Commercial | School | Existing | Cooling | Air-Cooled Chiller | 0.19181 | 0.18623 | 0.18062 | 0.17504 | 0.16951 | 0.16514 | 0.1608 | 0.15652 | 0.15233 | 0.14822 | 0.14423 | 0.14036 | 0.13663 | 0.13304 | 0.1296 | 0.12637 | 0.12331 | 0.12043 | 0.11772 | 0.11517 | 0.11276 | 0.11048
CA | Commercial | School | Existing | Cooling | Water-Cooled Chiller | 0.63338 | 0.62186 | 0.61056 | 0.59945 | 0.58856 | 0.58166 | 0.57481 | 0.56801 | 0.56127 | 0.55457 | 0.54793 | 0.54135 | 0.53481 | 0.52833 | 0.5219 | 0.51577 | 0.50969 | 0.50366 | 0.49767 | 0.49172 | 0.48582 | 0.47996
CA | Commercial | School | Existing | Cooling | RTU | 1.1216 | 1.1012 | 1.0765 | 1.0518 | 1.0273 | 1.0095 | 0.99155 | 0.97358 | 0.95558 | 0.9376 | 0.91967 | 0.90181 | 0.88405 | 0.86691 | 0.85072 | 0.83577 | 0.82155 | 0.808 | 0.79503 | 0.78258 | 0.7706 | 0.75904
CA | Commercial | School | Existing | Cooling | Packaged Terminal AC | 0.069442 | 0.068179 | 0.066939 | 0.065722 | 0.064527 | 0.063771 | 0.06302 | 0.062275 | 0.061536 | 0.060802 | 0.060074 | 0.059352 | 0.058635 | 0.057924 | 0.05722 | 0.056548 | 0.055881 | 0.055219 | 0.054563 | 0.053911 | 0.053264 | 0.052623
CA | Commercial | School | Existing | Cooling | Packaged Terminal HP | 0.050965 | 0.050038 | 0.049128 | 0.048235 | 0.047358 | 0.046803 | 0.046252 | 0.045705 | 0.045163 | 0.044624 | 0.04409 | 0.043559 | 0.043034 | 0.042512 | 0.041995 | 0.041502 | 0.041013 | 0.040527 | 0.040045 | 0.039566 | 0.039092 | 0.038621
CA | Commercial | School | Existing | Cooling | Air-Source Heat Pump | 0.18985 | 0.1858 | 0.18126 | 0.17675 | 0.1723 | 0.16902 | 0.16576 | 0.16254 | 0.15936 | 0.15623 | 0.15316 | 0.15015 | 0.14726 | 0.1445 | 0.14187 | 0.13942 | 0.13707 | 0.13481 | 0.13264 | 0.13055 | 0.12852 | 0.12656
CA | Commercial | School | Existing | Cooling | Geothermal Heat Pump | 0.10713 | 0.1043 | 0.10147 | 0.09866 | 0.095897 | 0.093815 | 0.09178 | 0.089808 | 0.08791 | 0.086098 | 0.084379 | 0.08276 | 0.081231 | 0.07978 | 0.078401 | 0.077121 | 0.075896 | 0.07472 | 0.073588 | 0.072495 | 0.071437 | 0.070412
CA | Commercial | School | Existing | Space Heating | Electric Furnace | 0 | 0 | 0 | 0 | 0 | 0 | 0 | 0 | 0 | 0 | 0 | 0 | 0 | 0 | 0 | 0 | 0 | 0 | 0 | 0 | 0 | 0
CA | Commercial | School | Existing | Space Heating | Electric Room Heat | 0.22896 | 0.22479 | 0.22071 | 0.2175 | 0.21275 | 0.20793 | 0.20321 | 0.19934 | 0.19407 | 0.18965 | 0.18532 | 0.18178 | 0.17695 | 0.1729 | 0.16894 | 0.16568 | 0.16123 | 0.15751 | 0.15386 | 0.15087 | 0.14681 | 0.1434
CA | Commercial | School | Existing | Space Heating | Packaged Terminal HP | 0.050995 | 0.050067 | 0.049157 | 0.048443 | 0.047386 | 0.046311 | 0.04526 | 0.044398 | 0.043225 | 0.04224 | 0.041277 | 0.040488 | 0.039412 | 0.03851 | 0.037627 | 0.036901 | 0.035911 | 0.035081 | 0.034269 | 0.033603 | 0.032698 | 0.031938
CA | Commercial | School | Existing | Space Heating | Air-Source Heat Pump | 0.21107 | 0.20723 | 0.20327 | 0.2001 | 0.1955 | 0.19083 | 0.18626 | 0.18246 | 0.17739 | 0.17309 | 0.16889 | 0.1654 | 0.16076 | 0.15687 | 0.15308 | 0.14995 | 0.14578 | 0.14228 | 0.13886 | 0.13606 | 0.1323 | 0.12914
CA | Commercial | School | Existing | Space Heating | Geothermal Heat Pump | 0.1289 | 0.12634 | 0.1238 | 0.12176 | 0.11886 | 0.11592 | 0.11306 | 0.11069 | 0.10757 | 0.10493 | 0.10238 | 0.10028 | 0.097491 | 0.095153 | 0.09288 | 0.091007 | 0.088496 | 0.08639 | 0.084338 | 0.082651 | 0.080387 | 0.078484
CA | Commercial | School | Existing | Ventilation | Ventilation | 1.5945 | 1.5476 | 1.5005 | 1.4537 | 1.4076 | 1.3604 | 1.3142 | 1.2693 | 1.2258 | 1.1839 | 1.1436 | 1.1052 | 1.0685 | 1.0336 | 1.0006 | 0.96954 | 0.94035 | 0.9128 | 0.88678 | 0.862 | 0.83849 | 0.81624
CA | Commercial | School | Existing | Water Heating | Water Heater | 0.1913 | 0.18467 | 0.17816 | 0.17188 | 0.16572 | 0.15954 | 0.15347 | 0.14763 | 0.14189 | 0.13637 | 0.13134 | 0.12682 | 0.12271 | 0.11884 | 0.1153 | 0.11184 | 0.10854 | 0.10551 | 0.1027 | 0.099999 | 0.097474 | 0.095077
CA | Commercial | School | Existing | Interior Lighting | General Service Lighting | 0.25754 | 0.24819 | 0.23719 | 0.22511 | 0.20909 | 0.19253 | 0.17964 | 0.16946 | 0.16129 | 0.15395 | 0.14764 | 0.14196 | 0.13664 | 0.13181 | 0.1268 | 0.12211 | 0.11772 | 0.11363 | 0.10987 | 0.10562 | 0.10139 | 0.097281
CA | Commercial | School | Existing | Interior Lighting | Exempted Lighting | 0.0014639 | 0.0013893 | 0.0012854 | 0.0011643 | 0.0010088 | 0.00090263 | 0.0008287 | 0.00077598 | 0.00073723 | 0.00070596 | 0.00067851 | 0.00065145 | 0.00062311 | 0.00059703 | 0.00056863 | 0.00053852 | 0.00050928 | 0.00048217 | 0.00046303 | 0.00044791 | 0.00043521 | 0.00042386
CA | Commercial | School | Existing | Interior Lighting | High-Bay Lighting | 0.37563 | 0.36325 | 0.35065 | 0.33792 | 0.32415 | 0.31036 | 0.29661 | 0.28296 | 0.26946 | 0.25547 | 0.24171 | 0.2282 | 0.21582 | 0.20445 | 0.19352 | 0.18348 | 0.17425 | 0.16574 | 0.15787 | 0.15058 | 0.14386 | 0.13765
CA | Commercial | School | Existing | Interior Lighting | Linear Lighting | 2.3419 | 2.2888 | 2.2337 | 2.1775 | 2.1127 | 2.0475 | 1.9822 | 1.9172 | 1.8529 | 1.7835 | 1.7152 | 1.6482 | 1.5826 | 1.5185 | 1.4517 | 1.3866 | 1.3231 | 1.2614 | 1.2013 | 1.1429 | 1.092 | 1.0467
CA | Commercial | School | Existing | Exterior Lighting | General Service Lighting | 0.081865 | 0.07862 | 0.074748 | 0.070462 | 0.064764 | 0.058862 | 0.054313 | 0.050763 | 0.047954 | 0.045475 | 0.043372 | 0.0415 | 0.039763 | 0.038205 | 0.036574 | 0.035054 | 0.033644 | 0.032337 | 0.031147 | 0.029777 | 0.028415 | 0.027092
CA | Commercial | School | Existing | Exterior Lighting | Area Lighting | 0.0041149 | 0.0039895 | 0.0038619 | 0.0037327 | 0.0035911 | 0.0034489 | 0.0033066 | 0.0031647 | 0.0030236 | 0.0028756 | 0.002729 | 0.0025844 | 0.0024514 | 0.0023289 | 0.0022101 | 0.0021008 | 0.0019999 | 0.0019065 | 0.00182 | 0.0017395 | 0.0016651 | 0.0015962
CA | Commercial | School | Existing | Exterior Lighting | Linear Lighting | 0.15762 | 0.15404 | 0.15034 | 0.14655 | 0.1422 | 0.1378 | 0.13341 | 0.12903 | 0.12471 | 0.12004 | 0.11544 | 0.11093 | 0.10652 | 0.1022 | 0.097705 | 0.093322 | 0.089052 | 0.084896 | 0.080853 | 0.076922 | 0.073495 | 0.070445
CA | Commercial | School | Existing | Refrigeration | Walk-in Refrigerator/Freezer | 0.021614 | 0.021646 | 0.021679 | 0.021711 | 0.021744 | 0.021777 | 0.02181 | 0.021842 | 0.021875 | 0.021908 | 0.021941 | 0.021974 | 0.022007 | 0.02204 | 0.022073 | 0.022106 | 0.02214 | 0.022173 | 0.022206 | 0.02224 | 0.022273 | 0.022307
CA | Commercial | School | Existing | Refrigeration | Reach-in Refrigerator/Freezer | 0.084801 | 0.084322 | 0.083847 | 0.083374 | 0.082904 | 0.082436 | 0.081971 | 0.081509 | 0.081049 | 0.080592 | 0.080138 | 0.079686 | 0.079236 | 0.078789 | 0.078345 | 0.077903 | 0.077464 | 0.077027 | 0.076593 | 0.076161 | 0.075731 | 0.075304
CA | Commercial | School | Existing | Refrigeration | Glass Door Display | 0.05399 | 0.053237 | 0.052495 | 0.051763 | 0.051041 | 0.050329 | 0.049627 | 0.048935 | 0.048253 | 0.04758 | 0.046916 | 0.046262 | 0.045617 | 0.044981 | 0.044353 | 0.043735 | 0.043125 | 0.042524 | 0.041931 | 0.041346 | 0.040769 | 0.040201
CA | Commercial | School | Existing | Refrigeration | Open Display Case | 0.1547 | 0.15254 | 0.15041 | 0.14832 | 0.14625 | 0.14421 | 0.1422 | 0.14021 | 0.13826 | 0.13633 | 0.13443 | 0.13255 | 0.13071 | 0.12888 | 0.12709 | 0.12531 | 0.12357 | 0.12184 | 0.12014 | 0.11847 | 0.11682 | 0.11519
CA | Commercial | School | Existing | Refrigeration | Icemaker | 0.22802 | 0.22484 | 0.22171 | 0.21861 | 0.21557 | 0.21256 | 0.2096 | 0.20667 | 0.20379 | 0.20095 | 0.19815 | 0.19538 | 0.19266 | 0.18997 | 0.18732 | 0.18471 | 0.18213 | 0.17959 | 0.17709 | 0.17462 | 0.17219 | 0.16978
CA | Commercial | School | Existing | Refrigeration | Vending Machine | 0.1614 | 0.15956 | 0.15775 | 0.15596 | 0.15418 | 0.15243 | 0.1507 | 0.14899 | 0.14729 | 0.14562 | 0.14396 | 0.14233 | 0.14071 | 0.13911 | 0.13753 | 0.13597 | 0.13442 | 0.1329 | 0.13139 | 0.12989 | 0.12842 | 0.12696
CA | Commercial | School | Existing | Food Preparation | Oven | 0.12229 | 0.12007 | 0.11788 | 0.11574 | 0.11364 | 0.11157 | 0.10954 | 0.10755 | 0.10559 | 0.10367 | 0.10179 | 0.099939 | 0.098122 | 0.096338 | 0.094586 | 0.092866 | 0.091178 | 0.08952 | 0.087892 | 0.086294 | 0.084725 | 0.083185
CA | Commercial | School | Existing | Food Preparation | Fryer | 0.069517 | 0.068254 | 0.067013 | 0.065794 | 0.064598 | 0.063423 | 0.06227 | 0.061138 | 0.060026 | 0.058935 | 0.057864 | 0.056811 | 0.055779 | 0.054764 | 0.053769 | 0.052791 | 0.051831 | 0.050889 | 0.049964 | 0.049055 | 0.048163 | 0.047288
CA | Commercial | School | Existing | Food Preparation | Dishwasher | 0.070329 | 0.06905 | 0.067795 | 0.066562 | 0.065352 | 0.064164 | 0.062997 | 0.061852 | 0.060727 | 0.059623 | 0.058539 | 0.057475 | 0.05643 | 0.055404 | 0.054396 | 0.053407 | 0.052436 | 0.051483 | 0.050547 | 0.049628 | 0.048726 | 0.04784
CA | Commercial | School | Existing | Food Preparation | Hot Food Container | 0.016588 | 0.016287 | 0.015991 | 0.0157 | 0.015414 | 0.015134 | 0.014859 | 0.014589 | 0.014324 | 0.014063 | 0.013807 | 0.013556 | 0.01331 | 0.013068 | 0.01283 | 0.012597 | 0.012368 | 0.012143 | 0.011922 | 0.011706 | 0.011493 | 0.011284
CA | Commercial | School | Existing | Food Preparation | Steamer | 0.043799 | 0.043003 | 0.042221 | 0.041453 | 0.0407 | 0.03996 | 0.039233 | 0.03852 | 0.037819 | 0.037132 | 0.036457 | 0.035794 | 0.035143 | 0.034504 | 0.033877 | 0.033261 | 0.032656 | 0.032062 | 0.031479 | 0.030907 | 0.030345 | 0.029793
CA | Commercial | School | Existing | Food Preparation | Griddle | 0.096837 | 0.095077 | 0.093348 | 0.091651 | 0.089984 | 0.088348 | 0.086742 | 0.085165 | 0.083616 | 0.082096 | 0.080603 | 0.079138 | 0.077699 | 0.076286 | 0.074899 | 0.073537 | 0.0722 | 0.070888 | 0.069599 | 0.068333 | 0.067091 | 0.065871
CA | Commercial | School | Existing | Office Equipment | Desktop Computer | 0.65579 | 0.62942 | 0.60411 | 0.57982 | 0.5565 | 0.53412 | 0.51264 | 0.49203 | 0.47224 | 0.45325 | 0.43503 | 0.41753 | 0.40074 | 0.38463 | 0.36916 | 0.35432 | 0.34007 | 0.32639 | 0.31327 | 0.30067 | 0.28858 | 0.27698
CA | Commercial | School | Existing | Office Equipment | Laptop | 0.13946 | 0.14002 | 0.14059 | 0.14116 | 0.14173 | 0.1423 | 0.14288 | 0.14346 | 0.14404 | 0.14462 | 0.14521 | 0.1458 | 0.14639 | 0.14698 | 0.14757 | 0.14817 | 0.14877 | 0.14938 | 0.14998 | 0.15059 | 0.1512 | 0.15181
CA | Commercial | School | Existing | Office Equipment | Server | 0.42803 | 0.42957 | 0.43111 | 0.43266 | 0.43422 | 0.43578 | 0.43734 | 0.43891 | 0.44049 | 0.44207 | 0.44366 | 0.44525 | 0.44685 | 0.44846 | 0.45007 | 0.45169 | 0.45331 | 0.45494 | 0.45657 | 0.45821 | 0.45986 | 0.46151
CA | Commercial | School | Existing | Office Equipment | Monitor | 0.11073 | 0.10923 | 0.10775 | 0.10629 | 0.10484 | 0.10342 | 0.10202 | 0.10063 | 0.099268 | 0.097922 | 0.096593 | 0.095283 | 0.09399 | 0.092715 | 0.091457 | 0.090216 | 0.088993 | 0.087785 | 0.086594 | 0.085419 | 0.084261 | 0.083117
CA | Commercial | School | Existing | Office Equipment | Printer/Copier/Fax | 0.085423 | 0.085221 | 0.085019 | 0.084817 | 0.084616 | 0.084416 | 0.084216 | 0.084016 | 0.083817 | 0.083618 | 0.08342 | 0.083222 | 0.083025 | 0.082828 | 0.082632 | 0.082436 | 0.082241 | 0.082046 | 0.081851 | 0.081657 | 0.081464 | 0.081271
CA | Commercial | School | Existing | Office Equipment | POS Terminal | 0.021146 | 0.020817 | 0.020493 | 0.020175 | 0.019861 | 0.019552 | 0.019248 | 0.018949 | 0.018654 | 0.018364 | 0.018079 | 0.017798 | 0.017521 | 0.017248 | 0.01698 | 0.016716 | 0.016456 | 0.0162 | 0.015949 | 0.015701 | 0.015456 | 0.015216
CA | Commercial | School | Existing | Miscellaneous | Non-HVAC Motors | 0.17191 | 0.16878 | 0.16571 | 0.1627 | 0.15974 | 0.15684 | 0.15399 | 0.15119 | 0.14844 | 0.14574 | 0.14309 | 0.14049 | 0.13793 | 0.13543 | 0.13296 | 0.13055 | 0.12817 | 0.12584 | 0.12355 | 0.12131 | 0.1191 | 0.11694
CA | Commercial | School | Existing | Miscellaneous | Pool Pump | 0.0024832 | 0.0024111 | 0.0023297 | 0.0022424 | 0.0021515 | 0.0020588 | 0.0019655 | 0.0018886 | 0.0018239 | 0.0017685 | 0.0017199 | 0.0016765 | 0.0016371 | 0.0016008 | 0.0015669 | 0.0015348 | 0.0015043 | 0.001475 | 0.0014468 | 0.0014194 | 0.0013928 | 0.0013669
CA | Commercial | School | Existing | Miscellaneous | Pool Heater | 0.0029526 | 0.0028989 | 0.0028462 | 0.0027944 | 0.0027436 | 0.0026938 | 0.0026448 | 0.0025967 | 0.0025495 | 0.0025031 | 0.0024576 | 0.0024129 | 0.0023691 | 0.002326 | 0.0022837 | 0.0022422 | 0.0022014 | 0.0021614 | 0.0021221 | 0.0020835 | 0.0020456 | 0.0020084
CA | Commercial | School | Existing | Miscellaneous | Clothes Washer | 0.00021492 | 0.00021101 | 0.00020717 | 0.00020341 | 0.00019971 | 0.00019608 | 0.00019251 | 0.00018901 | 0.00018558 | 0.0001822 | 0.00017889 | 0.00017564 | 0.00017244 | 0.00016931 | 0.00016623 | 0.00016321 | 0.00016024 | 0.00015733 | 0.00015447 | 0.00015166 | 0.0001489 | 0.00014619
CA | Commercial | School | Existing | Miscellaneous | Clothes Dryer | 0.0030296 | 0.0029745 | 0.0029204 | 0.0028673 | 0.0028152 | 0.002764 | 0.0027137 | 0.0026644 | 0.002616 | 0.0025684 | 0.0025217 | 0.0024758 | 0.0024308 | 0.0023866 | 0.0023432 | 0.0023006 | 0.0022588 | 0.0022177 | 0.0021774 | 0.0021378 | 0.002099 | 0.0020608
CA | Commercial | School | Existing | Miscellaneous | Electric Vehicle Chargers | 0 | 0 | 0 | 0 | 0 | 0 | 0 | 0 | 0 | 0 | 0 | 0 | 0 | 0 | 0 | 0 | 0 | 0 | 0 | 0 | 0 | 0
CA | Commercial | School | Existing | Miscellaneous | Other Miscellaneous | 0.3975 | 0.40584 | 0.41435 | 0.42304 | 0.43191 | 0.44096 | 0.45021 | 0.45965 | 0.46929 | 0.47913 | 0.48917 | 0.49943 | 0.5099 | 0.52059 | 0.53151 | 0.54265 | 0.55403 | 0.56565 | 0.57751 | 0.58962 | 0.60198 | 0.6146
CA | Commercial | School | Existing | Generation | Solar PV | -0.6533 | -0.71994 | -0.76809 | -0.81653 | -0.86519 | -0.91698 | -0.96644 | -1.016 | -1.0657 | -1.1135 | -1.1579 | -1.2006 | -1.2478 | -1.2912 | -1.333 | -1.3713 | -1.4082 | -1.4436 | -1.4776 | -1.5102 | -1.5432 | -1.5732
CA | Commercial | School | New | Cooling | Air-Cooled Chiller | 0 | 0.0023056 | 0.0041426 | 0.0059449 | 0.0076987 | 0.0094665 | 0.011209 | 0.012954 | 0.014674 | 0.016397 | 0.018094 | 0.01978 | 0.021469 | 0.023147 | 0.024813 | 0.02648 | 0.028137 | 0.029784 | 0.03142 | 0.033046 | 0.034646 | 0.036251
CA | Commercial | School | New | Cooling | Water-Cooled Chiller | 0 | 0.010343 | 0.018584 | 0.02667 | 0.034537 | 0.042468 | 0.050283 | 0.058115 | 0.06583 | 0.07356 | 0.081173 | 0.088734 | 0.096312 | 0.10384 | 0.11131 | 0.11879 | 0.12623 | 0.13361 | 0.14095 | 0.14825 | 0.15542 | 0.16262
CA | Commercial | School | New | Cooling | RTU | 0 | 0.021597 | 0.036595 | 0.051309 | 0.065628 | 0.080079 | 0.094321 | 0.10859 | 0.12265 | 0.13674 | 0.15061 | 0.16439 | 0.1782 | 0.19159 | 0.20492 | 0.21828 | 0.23159 | 0.24484 | 0.25802 | 0.27114 | 0.28406 | 0.29704
CA | Commercial | School | New | Cooling | Packaged Terminal AC | 0 | 0.001497 | 0.0026897 | 0.0038599 | 0.0049986 | 0.0061464 | 0.0072776 | 0.008411 | 0.0095276 | 0.010646 | 0.011748 | 0.012843 | 0.013939 | 0.015029 | 0.01611 | 0.017193 | 0.018269 | 0.019338 | 0.0204 | 0.021456 | 0.022495 | 0.023537
CA | Commercial | School | New | Cooling | Packaged Terminal HP | 0 | 0.0010987 | 0.0019741 | 0.0028329 | 0.0036686 | 0.004511 | 0.0053412 | 0.006173 | 0.0069925 | 0.0078137 | 0.0086224 | 0.0094255 | 0.01023 | 0.01103 | 0.011824 | 0.012618 | 0.013408 | 0.014193 | 0.014972 | 0.015747 | 0.016509 | 0.017274
CA | Commercial | School | New | Cooling | Air-Source Heat Pump | 0 | 0.003428 | 0.0059074 | 0.0083401 | 0.010707 | 0.013095 | 0.015449 | 0.017807 | 0.02013 | 0.022458 | 0.024751 | 0.027028 | 0.029279 | 0.031518 | 0.033743 | 0.035972 | 0.038189 | 0.040394 | 0.042586 | 0.044765 | 0.04691 | 0.049064
CA | Commercial | School | New | Cooling | Geothermal Heat Pump | 0 | 0.0017759 | 0.0031909 | 0.0045792 | 0.00593 | 0.0072917 | 0.0086336 | 0.0099783 | 0.011303 | 0.01263 | 0.013937 | 0.015236 | 0.016537 | 0.017829 | 0.019112 | 0.020397 | 0.021673 | 0.022941 | 0.024202 | 0.025454 | 0.026686 | 0.027923
CA | Commercial | School | New | Space Heating | Electric Furnace | 0 | 0 | 0 | 0 | 0 | 0 | 0 | 0 | 0 | 0 | 0 | 0 | 0 | 0 | 0 | 0 | 0 | 0 | 0 | 0 | 0 | 0
CA | Commercial | School | New | Space Heating | Electric Room Heat | 0 | 0.0049357 | 0.0088683 | 0.012774 | 0.016481 | 0.020041 | 0.023466 | 0.026923 | 0.030048 | 0.033208 | 0.036243 | 0.039335 | 0.042067 | 0.04486 | 0.047565 | 0.050373 | 0.052711 | 0.05516 | 0.057528 | 0.060045 | 0.062001 | 0.064138
CA | Commercial | School | New | Space Heating | Packaged Terminal HP | 0 | 0.0010993 | 0.0019752 | 0.0028451 | 0.0036707 | 0.0044636 | 0.0052266 | 0.0059964 | 0.0066925 | 0.0073963 | 0.0080723 | 0.0087609 | 0.0093695 | 0.0099915 | 0.010594 | 0.01122 | 0.01174 | 0.012286 | 0.012813 | 0.013374 | 0.013809 | 0.014285
CA | Commercial | School | New | Space Heating | Air-Source Heat Pump | 0 | 0.0045502 | 0.0080689 | 0.011564 | 0.014881 | 0.018065 | 0.02113 | 0.024222 | 0.027018 | 0.029844 | 0.032559 | 0.035326 | 0.037758 | 0.040245 | 0.042656 | 0.04516 | 0.047243 | 0.049427 | 0.051539 | 0.053785 | 0.055529 | 0.057436
CA | Commercial | School | New | Space Heating | Geothermal Heat Pump | 0 | 0.0026919 | 0.0048368 | 0.0069669 | 0.0089887 | 0.01093 | 0.012799 | 0.014684 | 0.016388 | 0.018112 | 0.019767 | 0.021453 | 0.022943 | 0.024467 | 0.025942 | 0.027474 | 0.028749 | 0.030084 | 0.031376 | 0.032749 | 0.033815 | 0.034981
CA | Commercial | School | New | Ventilation | Ventilation | 0 | 0.025127 | 0.045154 | 0.064751 | 0.083941 | 0.10143 | 0.11844 | 0.13527 | 0.15162 | 0.16783 | 0.18358 | 0.19908 | 0.21442 | 0.22947 | 0.24422 | 0.25869 | 0.27287 | 0.28666 | 0.30008 | 0.3131 | 0.32563 | 0.33809
CA | Commercial | School | New | Water Heating | Water Heater | 0 | 0.0029438 | 0.0052893 | 0.0075905 | 0.0098297 | 0.012008 | 0.014125 | 0.01622 | 0.018256 | 0.020271 | 0.022229 | 0.024148 | 0.026048 | 0.027911 | 0.029738 | 0.031529 | 0.033285 | 0.034617 | 0.035923 | 0.037193 | 0.038405 | 0.039589
CA | Commercial | School | New | Interior Lighting | General Service Lighting | 0 | 0.0040501 | 0.007277 | 0.010443 | 0.013094 | 0.015673 | 0.018181 | 0.020662 | 0.023072 | 0.025213 | 0.027189 | 0.029055 | 0.030839 | 0.03258 | 0.03405 | 0.035474 | 0.036854 | 0.038194 | 0.039522 | 0.040477 | 0.041508 | 0.042569
CA | Commercial | School | New | Interior Lighting | Exempted Lighting | 0 | 1.8902e-05 | 3.3962e-05 | 4.8738e-05 | 6.0933e-05 | 7.2796e-05 | 8.4329e-05 | 9.5739e-05 | 0.00010683 | 0.00011666 | 0.0001253 | 0.00013322 | 0.00014062 | 0.00014797 | 0.00015378 | 0.00015797 | 0.00016265 | 0.00016742 | 0.00017305 | 0.00017871 | 0.00018426 | 0.00018981
CA | Commercial | School | New | Interior Lighting | High-Bay Lighting | 0 | 0.0041587 | 0.0074722 | 0.010723 | 0.01347 | 0.016142 | 0.01874 | 0.02131 | 0.023808 | 0.026058 | 0.028244 | 0.030387 | 0.032429 | 0.034374 | 0.036018 | 0.037606 | 0.039143 | 0.040632 | 0.042074 | 0.043473 | 0.044832 | 0.046188
CA | Commercial | School | New | Interior Lighting | Linear Lighting | 0 | 0.03891 | 0.069912 | 0.10033 | 0.12593 | 0.15084 | 0.17505 | 0.19901 | 0.22229 | 0.24302 | 0.26316 | 0.28291 | 0.30247 | 0.32164 | 0.33895 | 0.35593 | 0.37258 | 0.3889 | 0.40491 | 0.4206 | 0.4336 | 0.44517
CA | Commercial | School | New | Exterior Lighting | General Service Lighting | 0 | 0.0011993 | 0.0021549 | 0.0030924 | 0.0038526 | 0.004592 | 0.005311 | 0.0060222 | 0.0067134 | 0.0073154 | 0.0078646 | 0.0083781 | 0.0088647 | 0.0093391 | 0.0097145 | 0.010076 | 0.010425 | 0.010763 | 0.011098 | 0.011304 | 0.01154 | 0.011787
CA | Commercial | School | New | Exterior Lighting | Area Lighting | 0 | 5.2042e-05 | 9.3507e-05 | 0.00013419 | 0.00016861 | 0.00020209 | 0.00023465 | 0.00026685 | 0.00029815 | 0.00032627 | 0.00035359 | 0.00038038 | 0.0004059 | 0.0004302 | 0.00045068 | 0.00047046 | 0.00048959 | 0.00050811 | 0.00052605 | 0.00054344 | 0.00056033 | 0.00057719
CA | Commercial | School | New | Exterior Lighting | Linear Lighting | 0 | 0.0026188 | 0.0047054 | 0.0067525 | 0.0084758 | 0.010152 | 0.011782 | 0.013394 | 0.014961 | 0.016356 | 0.017712 | 0.019041 | 0.020357 | 0.021648 | 0.022813 | 0.023956 | 0.025076 | 0.026175 | 0.027252 | 0.028308 | 0.029183 | 0.029962
CA | Commercial | School | New | Refrigeration | Walk-in Refrigerator/Freezer | 0 | 0.00047528 | 0.00087109 | 0.0012751 | 0.0016844 | 0.0020989 | 0.0025186 | 0.0029501 | 0.0033869 | 0.0038361 | 0.0042909 | 0.0047548 | 0.0052317 | 0.0057183 | 0.0062148 | 0.0067213 | 0.0072379 | 0.007765 | 0.0083028 | 0.0088513 | 0.0094065 | 0.0099772
CA | Commercial | School | New | Refrigeration | Reach-in Refrigerator/Freezer | 0 | 0.0018514 | 0.0033691 | 0.0048966 | 0.0064221 | 0.0079454 | 0.009466 | 0.011009 | 0.012549 | 0.014112 | 0.015672 | 0.017243 | 0.018837 | 0.020442 | 0.022058 | 0.023686 | 0.025325 | 0.026975 | 0.028637 | 0.030312 | 0.031983 | 0.033682
CA | Commercial | School | New | Refrigeration | Glass Door Display | 0 | 0.0011673 | 0.0021035 | 0.0030275 | 0.0039321 | 0.0048175 | 0.0056837 | 0.0065457 | 0.0073889 | 0.0082284 | 0.0090494 | 0.0098595 | 0.010666 | 0.011463 | 0.012249 | 0.013025 | 0.013791 | 0.014547 | 0.015293 | 0.01603 | 0.016749 | 0.017467
CA | Commercial | School | New | Refrigeration | Open Display Case | 0 | 0.0033447 | 0.0060272 | 0.0086747 | 0.011267 | 0.013803 | 0.016285 | 0.018755 | 0.021172 | 0.023577 | 0.025929 | 0.02825 | 0.030562 | 0.032844 | 0.035097 | 0.03732 | 0.039514 | 0.04168 | 0.043819 | 0.045929 | 0.047991 | 0.050048
CA | Commercial | School | New | Refrigeration | Icemaker | 0 | 0.00493 | 0.0088839 | 0.012786 | 0.016607 | 0.020346 | 0.024004 | 0.027645 | 0.031207 | 0.034752 | 0.038219 | 0.041641 | 0.045049 | 0.048412 | 0.051732 | 0.055009 | 0.058243 | 0.061436 | 0.064588 | 0.067699 | 0.070738 | 0.073771
CA | Commercial | School | New | Refrigeration | Vending Machine | 0 | 0.0034895 | 0.0062881 | 0.0090503 | 0.011754 | 0.014401 | 0.01699 | 0.019567 | 0.022088 | 0.024598 | 0.027052 | 0.029474 | 0.031886 | 0.034266 | 0.036616 | 0.038936 | 0.041225 | 0.043485 | 0.045716 | 0.047918 | 0.050069 | 0.052215
CA | Commercial | School | New | Food Preparation | Oven | 0 | 0.0026631 | 0.0048336 | 0.0070071 | 0.0091666 | 0.011312 | 0.013442 | 0.015593 | 0.017728 | 0.019885 | 0.022027 | 0.024173 | 0.02634 | 0.028511 | 0.030686 | 0.032866 | 0.03505 | 0.037238 | 0.039431 | 0.041629 | 0.043812 | 0.046021
CA | Commercial | School | New | Food Preparation | Fryer | 0 | 0.0014986 | 0.0026927 | 0.0038641 | 0.0050041 | 0.0061129 | 0.0071909 | 0.0082574 | 0.0092939 | 0.01032 | 0.011316 | 0.012293 | 0.01326 | 0.014209 | 0.015139 | 0.016051 | 0.016945 | 0.017821 | 0.018681 | 0.019524 | 0.020341 | 0.021151
CA | Commercial | School | New | Food Preparation | Dishwasher | 0 | 0.0015338 | 0.002788 | 0.0040477 | 0.0053029 | 0.0065535 | 0.0077992 | 0.0090604 | 0.010317 | 0.011589 | 0.012856 | 0.014129 | 0.015418 | 0.016714 | 0.018016 | 0.019324 | 0.020638 | 0.021959 | 0.023287 | 0.024621 | 0.025951 | 0.027299
CA | Commercial | School | New | Food Preparation | Hot Food Container | 0 | 0.00036177 | 0.0006576 | 0.00095471 | 0.0012508 | 0.0015458 | 0.0018396 | 0.002137 | 0.0024334 | 0.0027334 | 0.0030323 | 0.0033326 | 0.0036367 | 0.0039423 | 0.0042493 | 0.0045578 | 0.0048679 | 0.0051795 | 0.0054926 | 0.0058074 | 0.0061209 | 0.0064389
CA | Commercial | School | New | Food Preparation | Steamer | 0 | 0.00095522 | 0.0017363 | 0.0025208 | 0.0033025 | 0.0040814 | 0.0048572 | 0.0056426 | 0.006425 | 0.0072173 | 0.0080065 | 0.0087992 | 0.0096023 | 0.010409 | 0.01122 | 0.012034 | 0.012853 | 0.013676 | 0.014503 | 0.015334 | 0.016161 | 0.017001
CA | Commercial | School | New | Food Preparation | Griddle | 0 | 0.0020876 | 0.0037509 | 0.0053827 | 0.0069706 | 0.0085152 | 0.010017 | 0.011503 | 0.012946 | 0.014375 | 0.015763 | 0.017124 | 0.018471 | 0.019793 | 0.021088 | 0.022358 | 0.023604 | 0.024825 | 0.026022 | 0.027196 | 0.028334 | 0.029462
CA | Commercial | School | New | Office Equipment | Desktop Computer | 0 | 0.01382 | 0.024274 | 0.034053 | 0.043109 | 0.05148 | 0.0592 | 0.066454 | 0.073118 | 0.079365 | 0.085076 | 0.090347 | 0.095269 | 0.099793 | 0.10394 | 0.10773 | 0.11118 | 0.1143 | 0.11713 | 0.11967 | 0.12188 | 0.12388
CA | Commercial | School | New | Office Equipment | Laptop | 0 | 0.0030744 | 0.005649 | 0.0082902 | 0.010979 | 0.013715 | 0.0165 | 0.019376 | 0.022302 | 0.025324 | 0.028398 | 0.031548 | 0.034801 | 0.038134 | 0.04155 | 0.045051 | 0.048637 | 0.052312 | 0.056077 | 0.059933 | 0.063855 | 0.067901
CA | Commercial | School | New | Office Equipment | Server | 0 | 0.0093759 | 0.017118 | 0.02496 | 0.032844 | 0.040768 | 0.04873 | 0.056858 | 0.065026 | 0.073365 | 0.081745 | 0.090232 | 0.098899 | 0.10768 | 0.11658 | 0.12559 | 0.13472 | 0.14397 | 0.15335 | 0.16284 | 0.17239 | 0.18214
CA | Commercial | School | New | Office Equipment | Monitor | 0 | 0.0023983 | 0.0043294 | 0.0062422 | 0.0081217 | 0.0099679 | 0.011781 | 0.013592 | 0.01537 | 0.017146 | 0.01889 | 0.020618 | 0.022344 | 0.024055 | 0.02575 | 0.027429 | 0.029094 | 0.030743 | 0.032377 | 0.033997 | 0.035585 | 0.037176
CA | Commercial | School | New | Office Equipment | Printer/Copier/Fax | 0 | 0.0018579 | 0.0033678 | 0.004876 | 0.0063706 | 0.0078514 | 0.0093181 | 0.010795 | 0.012258 | 0.013732 | 0.015192 | 0.01665 | 0.01812 | 0.019588 | 0.021056 | 0.022523 | 0.023989 | 0.025454 | 0.026919 | 0.028384 | 0.029834 | 0.031298
CA | Commercial | School | New | Office Equipment | POS Terminal | 0 | 0.00045585 | 0.00081905 | 0.0011754 | 0.0015221 | 0.0018594 | 0.0021873 | 0.0025117 | 0.002827 | 0.003139 | 0.0034421 | 0.0037393 | 0.0040335 | 0.004322 | 0.0046049 | 0.0048823 | 0.0051542 | 0.0054209 | 0.0056824 | 0.0059387 | 0.0061872 | 0.0064335
CA | Commercial | School | New | Miscellaneous | Non-HVAC Motors | 0 | 0.0037059 | 0.0066586 | 0.0095555 | 0.012374 | 0.015116 | 0.017782 | 0.02042 | 0.022983 | 0.025519 | 0.027983 | 0.030399 | 0.032791 | 0.035136 | 0.037436 | 0.039691 | 0.041902 | 0.04407 | 0.046196 | 0.04828 | 0.0503 | 0.052303
CA | Commercial | School | New | Miscellaneous | Pool Pump | 0 | 4.3267e-05 | 7.774e-05 | 0.00011156 | 0.00014447 | 0.00017649 | 0.00020761 | 0.0002384 | 0.00026833 | 0.00029794 | 0.00032671 | 0.00035491 | 0.00038284 | 0.00041022 | 0.00043707 | 0.0004634 | 0.00048921 | 0.00051452 | 0.00053934 | 0.00056367 | 0.00058725 | 0.00061064
CA | Commercial | School | New | Miscellaneous | Pool Heater | 0 | 6.365e-05 | 0.00011436 | 0.00016412 | 0.00021254 | 0.00025963 | 0.00030542 | 0.00035071 | 0.00039474 | 0.0004383 | 0.00048062 | 0.00052212 | 0.0005632 | 0.00060348 | 0.00064298 | 0.00068171 | 0.00071969 | 0.00075692 | 0.00079343 | 0.00082922 | 0.00086391 | 0.00089832
CA | Commercial | School | New | Miscellaneous | Clothes Washer | 0 | 4.6331e-06 | 8.3245e-06 | 1.1946e-05 | 1.547e-05 | 1.8898e-05 | 2.2231e-05 | 2.5528e-05 | 2.8733e-05 | 3.1904e-05 | 3.4984e-05 | 3.8005e-05 | 4.0995e-05 | 4.3927e-05 | 4.6802e-05 | 4.9621e-05 | 5.2386e-05 | 5.5096e-05 | 5.7753e-05 | 6.0359e-05 | 6.2884e-05 | 6.5388e-05
CA | Commercial | School | New | Miscellaneous | Clothes Dryer | 0 | 6.531e-05 | 0.00011735 | 0.0001684 | 0.00021808 | 0.0002664 | 0.00031338 | 0.00035986 | 0.00040503 | 0.00044973 | 0.00049316 | 0.00053573 | 0.00057788 | 0.00061922 | 0.00065975 | 0.00069949 | 0.00073845 | 0.00077666 | 0.00081412 | 0.00085085 | 0.00088644 | 0.00092174
CA | Commercial | School | New | Miscellaneous | Electric Vehicle Chargers | 0 | 0 | 0 | 0 | 0 | 0 | 0 | 0 | 0 | 0 | 0 | 0 | 0 | 0 | 0 | 0 | 0 | 0 | 0 | 0 | 0 | 0
CA | Commercial | School | New | Miscellaneous | Other Miscellaneous | 0 | 0.0089109 | 0.016649 | 0.024845 | 0.033458 | 0.042501 | 0.05199 | 0.062081 | 0.07266 | 0.083896 | 0.095665 | 0.10807 | 0.12122 | 0.13507 | 0.14965 | 0.16499 | 0.18112 | 0.19809 | 0.21593 | 0.23466 | 0.25423 | 0.2749
CA | Commercial | School | New | Generation | Solar PV | 0 | -0.015808 | -0.030863 | -0.047955 | -0.067022 | -0.08838 | -0.1116 | -0.13723 | -0.165 | -0.19498 | -0.22644 | -0.25979 | -0.29663 | -0.33501 | -0.37531 | -0.41694 | -0.46037 | -0.50555 | -0.55246 | -0.60106 | -0.65173 | -0.70363
CA | Commercial | Lodging | Existing | Cooling | Air-Cooled Chiller | 0.041655 | 0.040558 | 0.03945 | 0.03834 | 0.037234 | 0.036378 | 0.035524 | 0.034678 | 0.033844 | 0.033027 | 0.032229 | 0.031454 | 0.030705 | 0.029983 | 0.029291 | 0.028643 | 0.028027 | 0.027451 | 0.02691 | 0.026402 | 0.025924 | 0.025472
CA | Commercial | Lodging | Existing | Cooling | Water-Cooled Chiller | 0.17907 | 0.17634 | 0.17365 | 0.171 | 0.1684 | 0.16693 | 0.16546 | 0.164 | 0.16254 | 0.16109 | 0.15964 | 0.15819 | 0.15675 | 0.15531 | 0.15388 | 0.15252 | 0.15117 | 0.14982 | 0.14847 | 0.14713 | 0.14579 | 0.14445
CA | Commercial | Lodging | Existing | Cooling | RTU | 0.62237 | 0.61279 | 0.60075 | 0.58865 | 0.57655 | 0.56817 | 0.55968 | 0.5511 | 0.54246 | 0.53376 | 0.52505 | 0.51632 | 0.50759 | 0.49917 | 0.49124 | 0.48398 | 0.47711 | 0.47057 | 0.46433 | 0.45837 | 0.45264 | 0.44712
CA | Commercial | Lodging | Existing | Cooling | Packaged Terminal AC | 1.4751 | 1.4524 | 1.4301 | 1.4081 | 1.3864 | 1.3741 | 1.3617 | 1.3495 | 1.3373 | 1.3251 | 1.3129 | 1.3008 | 1.2888 | 1.2768 | 1.2649 | 1.2536 | 1.2423 | 1.2311 | 1.2199 | 1.2088 | 1.1977 | 1.1866
CA | Commercial | Lodging | Existing | Cooling | Packaged Terminal HP | 0.51505 | 0.50712 | 0.49932 | 0.49164 | 0.48408 | 0.47977 | 0.47547 | 0.47119 | 0.46692 | 0.46266 | 0.45842 | 0.4542 | 0.45 | 0.44581 | 0.44164 | 0.4377 | 0.43377 | 0.42986 | 0.42595 | 0.42206 | 0.41819 | 0.41433
CA | Commercial | Lodging | Existing | Cooling | Air-Source Heat Pump | 0.20115 | 0.19741 | 0.19314 | 0.18887 | 0.18464 | 0.18164 | 0.17865 | 0.17567 | 0.17272 | 0.16981 | 0.16695 | 0.16414 | 0.16143 | 0.15886 | 0.15642 | 0.15415 | 0.15199 | 0.14991 | 0.14792 | 0.146 | 0.14414 | 0.14235
CA | Commercial | Lodging | Existing | Cooling | Geothermal Heat Pump | 0.21035 | 0.20539 | 0.20038 | 0.19538 | 0.19045 | 0.18685 | 0.18331 | 0.17989 | 0.17659 | 0.17344 | 0.17046 | 0.16767 | 0.16504 | 0.16255 | 0.1602 | 0.15803 | 0.15596 | 0.15398 | 0.15208 | 0.15025 | 0.14848 | 0.14677
CA | Commercial | Lodging | Existing | Space Heating | Electric Furnace | 0.048 | 0.047262 | 0.046535 | 0.045989 | 0.045114 | 0.044216 | 0.043336 | 0.042631 | 0.041623 | 0.040791 | 0.039974 | 0.039322 | 0.038386 | 0.037614 | 0.036857 | 0.036249 | 0.035377 | 0.034658 | 0.033952 | 0.033386 | 0.03258 | 0.031914
CA | Commercial | Lodging | Existing | Space Heating | Electric Room Heat | 1.622 | 1.5971 | 1.5725 | 1.5541 | 1.5245 | 1.4942 | 1.4644 | 1.4406 | 1.4065 | 1.3784 | 1.3508 | 1.3288 | 1.2972 | 1.2711 | 1.2455 | 1.2249 | 1.1955 | 1.1712 | 1.1473 | 1.1282 | 1.101 | 1.0784
CA | Commercial | Lodging | Existing | Space Heating | Packaged Terminal HP | 0.56943 | 0.56067 | 0.55205 | 0.54557 | 0.53519 | 0.52455 | 0.5141 | 0.50574 | 0.49378 | 0.48391 | 0.47422 | 0.46648 | 0.45538 | 0.44622 | 0.43724 | 0.43002 | 0.41968 | 0.41115 | 0.40278 | 0.39607 | 0.3865 | 0.3786
CA | Commercial | Lodging | Existing | Space Heating | Air-Source Heat Pump | 0.2471 | 0.2433 | 0.23932 | 0.23625 | 0.23149 | 0.22661 | 0.2218 | 0.2179 | 0.21245 | 0.20789 | 0.20342 | 0.19979 | 0.19474 | 0.19056 | 0.18649 | 0.1832 | 0.17861 | 0.17481 | 0.17111 | 0.16813 | 0.16395 | 0.16049
CA | Commercial | Lodging | Existing | Space Heating | Geothermal Heat Pump | 0.24819 | 0.24394 | 0.23973 | 0.23645 | 0.23147 | 0.2264 | 0.22144 | 0.21741 | 0.21188 | 0.20728 | 0.20281 | 0.19922 | 0.19423 | 0.19011 | 0.1861 | 0.18287 | 0.17833 | 0.17458 | 0.17092 | 0.16798 | 0.16384 | 0.16042
CA | Commercial | Lodging | Existing | Ventilation | Ventilation | 3.2363 | 3.1499 | 3.0627 | 2.9757 | 2.8894 | 2.8003 | 2.7129 | 2.6276 | 2.5447 | 2.4647 | 2.3878 | 2.3139 | 2.2435 | 2.1765 | 2.1131 | 2.0533 | 1.9971 | 1.9442 | 1.8942 | 1.8465 | 1.8012 | 1.7584
CA | Commercial | Lodging | Existing | Water Heating | Water Heater | 0.8102 | 0.77951 | 0.74932 | 0.71942 | 0.69055 | 0.66228 | 0.63433 | 0.60701 | 0.5807 | 0.555 | 0.5316 | 0.5104 | 0.49077 | 0.47266 | 0.45556 | 0.43813 | 0.42224 | 0.40731 | 0.39378 | 0.3812 | 0.36919 | 0.35825
CA | Commercial | Lodging | Existing | Interior Lighting | General Service Lighting | 4.2079 | 4.0366 | 3.826 | 3.5886 | 3.2878 | 2.9737 | 2.7334 | 2.5477 | 2.4024 | 2.2778 | 2.1741 | 2.084 | 2.0025 | 1.9303 | 1.8573 | 1.79 | 1.7278 | 1.6705 | 1.6184 | 1.559 | 1.5001 | 1.4428
CA | Commercial | Lodging | Existing | Interior Lighting | Exempted Lighting | 0.018001 | 0.016941 | 0.015396 | 0.013557 | 0.011308 | 0.0097939 | 0.0087638 | 0.0080517 | 0.0075489 | 0.0071669 | 0.0068532 | 0.0065628 | 0.0062718 | 0.0060111 | 0.0057317 | 0.0054373 | 0.0051525 | 0.0048894 | 0.0047068 | 0.0045648 | 0.0044472 | 0.004343
CA | Commercial | Lodging | Existing | Interior Lighting | High-Bay Lighting | 0.036925 | 0.035812 | 0.034672 | 0.033511 | 0.03224 | 0.03096 | 0.029676 | 0.028395 | 0.027121 | 0.02579 | 0.024474 | 0.023177 | 0.021986 | 0.02089 | 0.019833 | 0.018861 | 0.017966 | 0.017139 | 0.016374 | 0.015665 | 0.01501 | 0.014404
CA | Commercial | Lodging | Existing | Interior Lighting | Linear Lighting | 1.1392 | 1.1165 | 1.0928 | 1.0684 | 1.0397 | 1.0105 | 0.9811 | 0.95172 | 0.92249 | 0.89054 | 0.85897 | 0.82785 | 0.79724 | 0.76718 | 0.73561 | 0.70469 | 0.67445 | 0.64488 | 0.61601 | 0.58781 | 0.5633 | 0.54151
CA | Commercial | Lodging | Existing | Exterior Lighting | General Service Lighting | 0.2984 | 0.28562 | 0.2698 | 0.25192 | 0.22899 | 0.20503 | 0.18678 | 0.17277 | 0.16188 | 0.1526 | 0.14494 | 0.13831 | 0.13234 | 0.12709 | 0.1217 | 0.11675 | 0.1122 | 0.10802 | 0.10425 | 0.09988 | 0.095537 | 0.09131
CA | Commercial | Lodging | Existing | Exterior Lighting | Area Lighting | 0.16364 | 0.1591 | 0.15445 | 0.14971 | 0.14444 | 0.13912 | 0.13376 | 0.12838 | 0.12301 | 0.11732 | 0.11166 | 0.10604 | 0.10087 | 0.096103 | 0.091461 | 0.087184 | 0.083232 | 0.079574 | 0.076178 | 0.073017 | 0.070094 | 0.067384
CA | Commercial | Lodging | Existing | Exterior Lighting | Linear Lighting | 0.054406 | 0.053326 | 0.052193 | 0.051027 | 0.049654 | 0.04826 | 0.046857 | 0.045454 | 0.044058 | 0.042533 | 0.041025 | 0.039538 | 0.038076 | 0.036641 | 0.035133 | 0.033656 | 0.032212 | 0.0308 | 0.029421 | 0.028074 | 0.026903 | 0.025863
CA | Commercial | Lodging | Existing | Refrigeration | Walk-in Refrigerator/Freezer | 0.0121 | 0.01268 | 0.013289 | 0.013927 | 0.014596 | 0.015297 | 0.016031 | 0.016801 | 0.017607 | 0.018452 | 0.019338 | 0.020267 | 0.02124 | 0.022259 | 0.023328 | 0.024448 | 0.025622 | 0.026852 | 0.028141 | 0.029492 | 0.030908 | 0.032392
CA | Commercial | Lodging | Existing | Refrigeration | Reach-in Refrigerator/Freezer | 0.16975 | 0.17049 | 0.17123 | 0.17198 | 0.17273 | 0.17348 | 0.17424 | 0.175 | 0.17576 | 0.17653 | 0.17729 | 0.17807 | 0.17884 | 0.17962 | 0.1804 | 0.18119 | 0.18198 | 0.18277 | 0.18357 | 0.18437 | 0.18517 | 0.18598
CA | Commercial | Lodging | Existing | Refrigeration | Glass Door Display | 0.17161 | 0.16978 | 0.16796 | 0.16617 | 0.1644 | 0.16264 | 0.1609 | 0.15919 | 0.15749 | 0.15581 | 0.15414 | 0.1525 | 0.15087 | 0.14926 | 0.14767 | 0.14609 | 0.14453 | 0.14299 | 0.14146 | 0.13995 | 0.13846 | 0.13698
CA | Commercial | Lodging | Existing | Refrigeration | Open Display Case | 0.49171 | 0.48646 | 0.48126 | 0.47613 | 0.47104 | 0.46602 | 0.46104 | 0.45612 | 0.45125 | 0.44643 | 0.44167 | 0.43695 | 0.43229 | 0.42767 | 0.42311 | 0.41859 | 0.41412 | 0.4097 | 0.40533 | 0.401 | 0.39672 | 0.39249
CA | Commercial | Lodging | Existing | Refrigeration | Icemaker | 0.90596 | 0.89629 | 0.88672 | 0.87725 | 0.86789 | 0.85862 | 0.84946 | 0.84039 | 0.83142 | 0.82254 | 0.81376 | 0.80508 | 0.79648 | 0.78798 | 0.77957 | 0.77125 | 0.76301 | 0.75487 | 0.74681 | 0.73884 | 0.73095 | 0.72315
CA | Commercial | Lodging | Existing | Refrigeration | Vending Machine | 0.27287 | 0.27073 | 0.26861 | 0.26651 | 0.26442 | 0.26235 | 0.2603 | 0.25826 | 0.25623 | 0.25423 | 0.25224 | 0.25026 | 0.2483 | 0.24636 | 0.24443 | 0.24251 | 0.24061 | 0.23873 | 0.23686 | 0.235 | 0.23316 | 0.23134
CA | Commercial | Lodging | Existing | Food Preparation | Oven | 0.23647 | 0.23283 | 0.22925 | 0.22572 | 0.22225 | 0.21883 | 0.21546 | 0.21215 | 0.20888 | 0.20567 | 0.20251 | 0.19939 | 0.19632 | 0.1933 | 0.19033 | 0.1874 | 0.18452 | 0.18168 | 0.17888 | 0.17613 | 0.17342 | 0.17075
CA | Commercial | Lodging | Existing | Food Preparation | Fryer | 0.22048 | 0.21709 | 0.21375 | 0.21046 | 0.20722 | 0.20403 | 0.20089 | 0.1978 | 0.19476 | 0.19176 | 0.18881 | 0.18591 | 0.18305 | 0.18023 | 0.17746 | 0.17473 | 0.17204 | 0.1694 | 0.16679 | 0.16422 | 0.1617 | 0.15921
CA | Commercial | Lodging | Existing | Food Preparation | Dishwasher | 0.3462 | 0.34087 | 0.33563 | 0.33046 | 0.32538 | 0.32037 | 0.31544 | 0.31059 | 0.30581 | 0.30111 | 0.29648 | 0.29191 | 0.28742 | 0.283 | 0.27865 | 0.27436 | 0.27014 | 0.26598 | 0.26189 | 0.25786 | 0.2539 | 0.24999
CA | Commercial | Lodging | Existing | Food Preparation | Hot Food Container | 0.081656 | 0.0804 | 0.079163 | 0.077945 | 0.076746 | 0.075565 | 0.074403 | 0.073258 | 0.072131 | 0.071021 | 0.069929 | 0.068853 | 0.067794 | 0.066751 | 0.065724 | 0.064713 | 0.063717 | 0.062737 | 0.061772 | 0.060821 | 0.059886 | 0.058964
CA | Commercial | Lodging | Existing | Food Preparation | Steamer | 0.2156 | 0.21229 | 0.20902 | 0.2058 | 0.20264 | 0.19952 | 0.19645 | 0.19343 | 0.19045 | 0.18752 | 0.18464 | 0.1818 | 0.179 | 0.17625 | 0.17354 | 0.17087 | 0.16824 | 0.16565 | 0.1631 | 0.16059 | 0.15812 | 0.15569
CA | Commercial | Lodging | Existing | Food Preparation | Griddle | 0.47668 | 0.46935 | 0.46213 | 0.45502 | 0.44802 | 0.44113 | 0.43434 | 0.42766 | 0.42108 | 0.4146 | 0.40822 | 0.40194 | 0.39576 | 0.38967 | 0.38367 | 0.37777 | 0.37196 | 0.36624 | 0.3606 | 0.35506 | 0.34959 | 0.34421
CA | Commercial | Lodging | Existing | Office Equipment | Desktop Computer | 0.084957 | 0.081773 | 0.078708 | 0.075758 | 0.072919 | 0.070186 | 0.067556 | 0.065024 | 0.062587 | 0.060241 | 0.057984 | 0.05581 | 0.053719 | 0.051706 | 0.049768 | 0.047903 | 0.046107 | 0.044379 | 0.042716 | 0.041115 | 0.039574 | 0.038091
CA | Commercial | Lodging | Existing | Office Equipment | Laptop | 0.091302 | 0.091933 | 0.092569 | 0.093209 | 0.093853 | 0.094501 | 0.095154 | 0.095812 | 0.096474 | 0.097141 | 0.097812 | 0.098488 | 0.099169 | 0.099854 | 0.10054 | 0.10124 | 0.10194 | 0.10264 | 0.10335 | 0.10407 | 0.10479 | 0.10551
CA | Commercial | Lodging | Existing | Office Equipment | Server | 0.055589 | 0.055947 | 0.056308 | 0.056671 | 0.057037 | 0.057405 | 0.057775 | 0.058148 | 0.058523 | 0.058901 | 0.059281 | 0.059663 | 0.060048 | 0.060436 | 0.060826 | 0.061218 | 0.061613 | 0.06201 | 0.062411 | 0.062813 | 0.063218 | 0.063626
CA | Commercial | Lodging | Existing | Office Equipment | Monitor | 0.014345 | 0.014191 | 0.014038 | 0.013887 | 0.013738 | 0.01359 | 0.013444 | 0.013299 | 0.013156 | 0.013015 | 0.012875 | 0.012736 | 0.012599 | 0.012464 | 0.01233 | 0.012197 | 0.012066 | 0.011936 | 0.011808 | 0.011681 | 0.011555 | 0.011431
CA | Commercial | Lodging | Existing | Office Equipment | Printer/Copier/Fax | 0.13021 | 0.13027 | 0.13034 | 0.1304 | 0.13046 | 0.13052 | 0.13058 | 0.13064 | 0.1307 | 0.13077 | 0.13083 | 0.13089 | 0.13095 | 0.13101 | 0.13108 | 0.13114 | 0.1312 | 0.13126 | 0.13132 | 0.13138 | 0.13145 | 0.13151
CA | Commercial | Lodging | Existing | Office Equipment | POS Terminal | 0.1315 | 0.1297 | 0.12792 | 0.12616 | 0.12443 | 0.12272 | 0.12104 | 0.11938 | 0.11774 | 0.11612 | 0.11453 | 0.11296 | 0.11141 | 0.10988 | 0.10837 | 0.10688 | 0.10542 | 0.10397 | 0.10254 | 0.10114 | 0.099748 | 0.098379
CA | Commercial | Lodging | Existing | Miscellaneous | Non-HVAC Motors | 0.56879 | 0.56004 | 0.55142 | 0.54294 | 0.53459 | 0.52636 | 0.51827 | 0.51029 | 0.50244 | 0.49471 | 0.4871 | 0.47961 | 0.47223 | 0.46496 | 0.45781 | 0.45077 | 0.44383 | 0.437 | 0.43028 | 0.42366 | 0.41714 | 0.41073
CA | Commercial | Lodging | Existing | Miscellaneous | Pool Pump | 0.099571 | 0.096954 | 0.09395 | 0.090686 | 0.087258 | 0.083735 | 0.080167 | 0.07725 | 0.074819 | 0.07275 | 0.070953 | 0.069361 | 0.067924 | 0.066606 | 0.06538 | 0.064225 | 0.063127 | 0.062074 | 0.06106 | 0.060076 | 0.059119 | 0.058185
CA | Commercial | Lodging | Existing | Miscellaneous | Pool Heater | 0.25236 | 0.24848 | 0.24465 | 0.24089 | 0.23718 | 0.23354 | 0.22994 | 0.2264 | 0.22292 | 0.21949 | 0.21612 | 0.21279 | 0.20952 | 0.20629 | 0.20312 | 0.19999 | 0.19692 | 0.19389 | 0.19091 | 0.18797 | 0.18508 | 0.18223
CA | Commercial | Lodging | Existing | Miscellaneous | Clothes Washer | 0.0012155 | 0.0011968 | 0.0011784 | 0.0011603 | 0.0011424 | 0.0011249 | 0.0011076 | 0.0010905 | 0.0010737 | 0.0010572 | 0.001041 | 0.0010249 | 0.0010092 | 0.00099365 | 0.00097837 | 0.00096331 | 0.00094849 | 0.0009339 | 0.00091953 | 0.00090539 | 0.00089146 | 0.00087774
CA | Commercial | Lodging | Existing | Miscellaneous | Clothes Dryer | 0.0090673 | 0.0089278 | 0.0087904 | 0.0086552 | 0.008522 | 0.0083909 | 0.0082618 | 0.0081347 | 0.0080096 | 0.0078864 | 0.007765 | 0.0076456 | 0.0075279 | 0.0074121 | 0.0072981 | 0.0071858 | 0.0070753 | 0.0069664 | 0.0068592 | 0.0067537 | 0.0066498 | 0.0065475
CA | Commercial | Lodging | Existing | Miscellaneous | Electric Vehicle Chargers | 0.00026886 | 0.00069036 | 0.00087702 | 0.0010863 | 0.0013581 | 0.0017125 | 0.0021947 | 0.002845 | 0.0037018 | 0.0047977 | 0.0062091 | 0.0077658 | 0.0094666 | 0.011306 | 0.013261 | 0.015287 | 0.017403 | 0.019552 | 0.021715 | 0.023914 | 0.026318 | 0.028949
CA | Commercial | Lodging | Existing | Miscellaneous | Other Miscellaneous | 2.7903 | 2.8569 | 2.9251 | 2.995 | 3.0665 | 3.1397 | 3.2147 | 3.2914 | 3.37 | 3.4505 | 3.5329 | 3.6172 | 3.7036 | 3.792 | 3.8826 | 3.9753 | 4.0702 | 4.1674 | 4.2669 | 4.3687 | 4.473 | 4.5798
CA | Commercial | Lodging | Existing | Generation | Solar PV | -1.0393 | -1.1486 | -1.2289 | -1.3102 | -1.3922 | -1.4797 | -1.564 | -1.6489 | -1.7344 | -1.8175 | -1.8953 | -1.9708 | -2.054 | -2.1316 | -2.2069 | -2.2768 | -2.3446 | -2.4104 | -2.4742 | -2.536 | -2.5988 | -2.6568
CA | Commercial | Lodging | New | Cooling | Air-Cooled Chiller | 0 | 0.00043574 | 0.00077189 | 0.0011026 | 0.0014249 | 0.0017502 | 0.0020713 | 0.0023943 | 0.0027129 | 0.0030336 | 0.0033497 | 0.0036645 | 0.0039813 | 0.0042967 | 0.0046109 | 0.004926 | 0.00524 | 0.0055529 | 0.0058646 | 0.0061751 | 0.0064809 | 0.0067889
CA | Commercial | Lodging | New | Cooling | Water-Cooled Chiller | 0 | 0.0025536 | 0.0045235 | 0.0064618 | 0.0083504 | 0.010257 | 0.012138 | 0.014031 | 0.015899 | 0.017778 | 0.01963 | 0.021475 | 0.023332 | 0.02518 | 0.027021 | 0.028868 | 0.030708 | 0.032542 | 0.034368 | 0.036188 | 0.03798 | 0.039785
CA | Commercial | Lodging | New | Cooling | RTU | 0 | 0.010429 | 0.017441 | 0.024341 | 0.031064 | 0.03786 | 0.044566 | 0.051313 | 0.057969 | 0.064666 | 0.07127 | 0.077846 | 0.084463 | 0.090895 | 0.097315 | 0.10377 | 0.11022 | 0.11665 | 0.12306 | 0.12947 | 0.13578 | 0.14214
CA | Commercial | Lodging | New | Cooling | Packaged Terminal AC | 0 | 0.027673 | 0.049022 | 0.070027 | 0.090494 | 0.11116 | 0.13154 | 0.15206 | 0.1723 | 0.19266 | 0.21273 | 0.23273 | 0.25285 | 0.27288 | 0.29283 | 0.31285 | 0.33279 | 0.35266 | 0.37245 | 0.39217 | 0.41159 | 0.43116
CA | Commercial | Lodging | New | Cooling | Packaged Terminal HP | 0 | 0.0096624 | 0.017117 | 0.024451 | 0.031597 | 0.038811 | 0.04593 | 0.053094 | 0.060159 | 0.067269 | 0.074279 | 0.08126 | 0.088284 | 0.09528 | 0.10225 | 0.10923 | 0.1162 | 0.12313 | 0.13005 | 0.13693 | 0.14371 | 0.15054
CA | Commercial | Lodging | New | Cooling | Air-Source Heat Pump | 0 | 0.0031606 | 0.0053742 | 0.007552 | 0.0096741 | 0.011818 | 0.013934 | 0.016063 | 0.018163 | 0.020276 | 0.02236 | 0.024435 | 0.026495 | 0.028548 | 0.030595 | 0.03265 | 0.0347 | 0.036743 | 0.038781 | 0.040811 | 0.042812 | 0.044829
CA | Commercial | Lodging | New | Cooling | Geothermal Heat Pump | 0 | 0.0030346 | 0.0053757 | 0.007679 | 0.0099235 | 0.012189 | 0.014425 | 0.016675 | 0.018894 | 0.021127 | 0.023328 | 0.025521 | 0.027727 | 0.029924 | 0.032111 | 0.034306 | 0.036493 | 0.038672 | 0.040843 | 0.043005 | 0.045135 | 0.04728
CA | Commercial | Lodging | New | Space Heating | Electric Furnace | 0 | 0.00090049 | 0.0015952 | 0.0022872 | 0.0029447 | 0.003577 | 0.0041862 | 0.0048037 | 0.0053629 | 0.0059308 | 0.006477 | 0.007035 | 0.0075309 | 0.008039 | 0.0085328 | 0.0090463 | 0.0094766 | 0.0099279 | 0.010366 | 0.010832 | 0.011196 | 0.011596
CA | Commercial | Lodging | New | Space Heating | Electric Room Heat | 0 | 0.03043 | 0.053905 | 0.077289 | 0.099509 | 0.12087 | 0.14146 | 0.16233 | 0.18122 | 0.20042 | 0.21887 | 0.23773 | 0.25449 | 0.27166 | 0.28834 | 0.3057 | 0.32024 | 0.33549 | 0.35028 | 0.36602 | 0.37835 | 0.39184
CA | Commercial | Lodging | New | Space Heating | Packaged Terminal HP | 0 | 0.010683 | 0.018924 | 0.027133 | 0.034934 | 0.042434 | 0.049662 | 0.056987 | 0.063621 | 0.070358 | 0.076838 | 0.083457 | 0.08934 | 0.095368 | 0.10123 | 0.10732 | 0.11242 | 0.11778 | 0.12297 | 0.1285 | 0.13282 | 0.13756
CA | Commercial | Lodging | New | Space Heating | Air-Source Heat Pump | 0 | 0.0046356 | 0.0081066 | 0.011565 | 0.014849 | 0.018008 | 0.021051 | 0.024136 | 0.026929 | 0.029766 | 0.032495 | 0.035282 | 0.037747 | 0.040274 | 0.042732 | 0.045288 | 0.047429 | 0.049676 | 0.051857 | 0.054179 | 0.055995 | 0.057985
CA | Commercial | Lodging | New | Space Heating | Geothermal Heat Pump | 0 | 0.0045106 | 0.0079904 | 0.011457 | 0.01475 | 0.017917 | 0.020969 | 0.024062 | 0.026863 | 0.029708 | 0.032444 | 0.035238 | 0.037723 | 0.040268 | 0.042741 | 0.045313 | 0.047469 | 0.049729 | 0.051923 | 0.054256 | 0.056083 | 0.058083
CA | Commercial | Lodging | New | Ventilation | Ventilation | 0 | 0.044379 | 0.078572 | 0.11222 | 0.14493 | 0.17501 | 0.20429 | 0.23339 | 0.26174 | 0.28996 | 0.31742 | 0.34442 | 0.3713 | 0.39773 | 0.42363 | 0.44911 | 0.47419 | 0.49862 | 0.52248 | 0.54565 | 0.568 | 0.59032
CA | Commercial | Lodging | New | Water Heating | Water Heater | 0 | 0.0094 | 0.016407 | 0.023301 | 0.029717 | 0.035967 | 0.042268 | 0.048197 | 0.053966 | 0.059701 | 0.064845 | 0.069812 | 0.074682 | 0.079474 | 0.08419 | 0.087706 | 0.091428 | 0.09514 | 0.098912 | 0.10266 | 0.10624 | 0.10992
CA | Commercial | Lodging | New | Interior Lighting | General Service Lighting | 0 | 0.049177 | 0.087115 | 0.12444 | 0.15575 | 0.18623 | 0.21592 | 0.24541 | 0.27411 | 0.2997 | 0.32335 | 0.34576 | 0.36732 | 0.38842 | 0.40634 | 0.42377 | 0.44072 | 0.45724 | 0.47366 | 0.48562 | 0.4986 | 0.512
CA | Commercial | Lodging | New | Interior Lighting | Exempted Lighting | 0 | 0.00015873 | 0.00028118 | 0.00040166 | 0.00050123 | 0.00059822 | 0.00069264 | 0.00078646 | 0.00087776 | 0.00095907 | 0.0010305 | 0.0010963 | 0.0011583 | 0.00122 | 0.0012693 | 0.001305 | 0.0013453 | 0.0013865 | 0.0014349 | 0.0014836 | 0.0015313 | 0.0015793
CA | Commercial | Lodging | New | Interior Lighting | High-Bay Lighting | 0 | 0.00037486 | 0.00066405 | 0.00094858 | 0.0011893 | 0.0014238 | 0.0016522 | 0.001879 | 0.0020998 | 0.0022995 | 0.0024937 | 0.0026848 | 0.0028676 | 0.0030424 | 0.0031908 | 0.0033347 | 0.0034746 | 0.0036106 | 0.0037429 | 0.0038717 | 0.0039969 | 0.0041226
CA | Commercial | Lodging | New | Interior Lighting | Linear Lighting | 0 | 0.01651 | 0.029247 | 0.041779 | 0.052343 | 0.062632 | 0.072648 | 0.082601 | 0.092287 | 0.10095 | 0.10938 | 0.11767 | 0.12591 | 0.13401 | 0.14135 | 0.14857 | 0.15567 | 0.16265 | 0.16951 | 0.17626 | 0.18188 | 0.18693
CA | Commercial | Lodging | New | Exterior Lighting | General Service Lighting | 0 | 0.0033092 | 0.0058621 | 0.0083738 | 0.010413 | 0.0124 | 0.014334 | 0.016256 | 0.018126 | 0.019761 | 0.021254 | 0.022656 | 0.023993 | 0.025301 | 0.026342 | 0.02735 | 0.028327 | 0.029275 | 0.030221 | 0.030812 | 0.031496 | 0.032213
CA | Commercial | Lodging | New | Exterior Lighting | Area Lighting | 0 | 0.001801 | 0.0031904 | 0.0045575 | 0.0057158 | 0.0068439 | 0.0079423 | 0.0090336 | 0.010096 | 0.011054 | 0.011986 | 0.012903 | 0.01378 | 0.014619 | 0.015328 | 0.016017 | 0.016685 | 0.017335 | 0.017967 | 0.018581 | 0.019179 | 0.019779
CA | Commercial | Lodging | New | Exterior Lighting | Linear Lighting | 0 | 0.00078854 | 0.0013969 | 0.0019954 | 0.0024999 | 0.0029913 | 0.0034697 | 0.0039451 | 0.0044077 | 0.0048215 | 0.005224 | 0.0056198 | 0.0060134 | 0.0064005 | 0.006751 | 0.0070958 | 0.0074348 | 0.0077681 | 0.0080959 | 0.0084182 | 0.0086865 | 0.0089279
CA | Commercial | Lodging | New | Refrigeration | Walk-in Refrigerator/Freezer | 0 | 0.00024161 | 0.00045555 | 0.00069264 | 0.00095272 | 0.0012374 | 0.0015486 | 0.0018931 | 0.0022686 | 0.0026829 | 0.0031334 | 0.0036258 | 0.004167 | 0.0047573 | 0.0054007 | 0.0061013 | 0.0068634 | 0.0076918 | 0.0085916 | 0.0095682 | 0.010622 | 0.011769
CA | Commercial | Lodging | New | Refrigeration | Reach-in Refrigerator/Freezer | 0 | 0.0032484 | 0.0058699 | 0.0085531 | 0.011275 | 0.014034 | 0.016831 | 0.019719 | 0.022646 | 0.025666 | 0.028727 | 0.031857 | 0.035087 | 0.038389 | 0.041766 | 0.045218 | 0.048748 | 0.052356 | 0.056045 | 0.059815 | 0.063635 | 0.067574
CA | Commercial | Lodging | New | Refrigeration | Glass Door Display | 0 | 0.0032299 | 0.0057402 | 0.0082265 | 0.010665 | 0.013057 | 0.015402 | 0.017747 | 0.020046 | 0.022345 | 0.024598 | 0.02683 | 0.029063 | 0.031275 | 0.033465 | 0.035635 | 0.037784 | 0.039913 | 0.042021 | 0.04411 | 0.046154 | 0.048203
CA | Commercial | Lodging | New | Refrigeration | Open Display Case | 0 | 0.0092546 | 0.016447 | 0.023571 | 0.03056 | 0.037413 | 0.044132 | 0.050851 | 0.057437 | 0.064026 | 0.070482 | 0.076875 | 0.083274 | 0.089611 | 0.095888 | 0.10211 | 0.10826 | 0.11436 | 0.1204 | 0.12639 | 0.13224 | 0.13812
CA | Commercial | Lodging | New | Refrigeration | Icemaker | 0 | 0.017051 | 0.030304 | 0.04343 | 0.056306 | 0.068933 | 0.081311 | 0.093692 | 0.10583 | 0.11797 | 0.12986 | 0.14164 | 0.15343 | 0.16511 | 0.17667 | 0.18813 | 0.19947 | 0.21071 | 0.22184 | 0.23287 | 0.24366 | 0.25448
CA | Commercial | Lodging | New | Refrigeration | Vending Machine | 0 | 0.0051358 | 0.0091274 | 0.013081 | 0.016959 | 0.020762 | 0.024491 | 0.028219 | 0.031874 | 0.035531 | 0.039114 | 0.042661 | 0.046212 | 0.049729 | 0.053213 | 0.056663 | 0.06008 | 0.063464 | 0.066817 | 0.070138 | 0.073389 | 0.076647
CA | Commercial | Lodging | New | Food Preparation | Oven | 0 | 0.0045495 | 0.0082649 | 0.012108 | 0.016046 | 0.02008 | 0.024212 | 0.028518 | 0.032927 | 0.037519 | 0.042219 | 0.047071 | 0.052121 | 0.057333 | 0.062711 | 0.06826 | 0.073983 | 0.079886 | 0.085974 | 0.092251 | 0.098669 | 0.10534
CA | Commercial | Lodging | New | Food Preparation | Fryer | 0 | 0.0041363 | 0.0073272 | 0.010467 | 0.013526 | 0.016506 | 0.019406 | 0.022289 | 0.025094 | 0.027882 | 0.030594 | 0.03326 | 0.035912 | 0.03852 | 0.041084 | 0.043606 | 0.046086 | 0.048524 | 0.050922 | 0.05328 | 0.055568 | 0.057847
CA | Commercial | Lodging | New | Food Preparation | Dishwasher | 0 | 0.0065846 | 0.011826 | 0.017127 | 0.022439 | 0.02776 | 0.033091 | 0.038531 | 0.043981 | 0.049543 | 0.055115 | 0.060748 | 0.066498 | 0.072314 | 0.078196 | 0.084144 | 0.090159 | 0.096243 | 0.1024 | 0.10862 | 0.11485 | 0.12122
CA | Commercial | Lodging | New | Food Preparation | Hot Food Container | 0 | 0.0015531 | 0.0027893 | 0.0040396 | 0.0052925 | 0.0065478 | 0.007805 | 0.0090883 | 0.010374 | 0.011686 | 0.013 | 0.014328 | 0.015685 | 0.017056 | 0.018444 | 0.019847 | 0.021266 | 0.0227 | 0.024152 | 0.02562 | 0.02709 | 0.028591
CA | Commercial | Lodging | New | Food Preparation | Steamer | 0 | 0.0041007 | 0.0073648 | 0.010666 | 0.013974 | 0.017289 | 0.020608 | 0.023997 | 0.02739 | 0.030854 | 0.034324 | 0.037832 | 0.041414 | 0.045035 | 0.048698 | 0.052403 | 0.056149 | 0.059938 | 0.06377 | 0.067645 | 0.071527 | 0.075491
CA | Commercial | Lodging | New | Food Preparation | Griddle | 0 | 0.0089427 | 0.015842 | 0.02263 | 0.029244 | 0.035686 | 0.041957 | 0.048189 | 0.054253 | 0.060281 | 0.066145 | 0.07191 | 0.077643 | 0.083281 | 0.088826 | 0.094278 | 0.099639 | 0.10491 | 0.11009 | 0.11519 | 0.12014 | 0.12507
CA | Commercial | Lodging | New | Office Equipment | Desktop Computer | 0 | 0.001558 | 0.0026981 | 0.0037677 | 0.0047596 | 0.0056778 | 0.0065259 | 0.0073269 | 0.0080639 | 0.0087588 | 0.0093951 | 0.0099848 | 0.010539 | 0.011051 | 0.011522 | 0.011955 | 0.012351 | 0.012713 | 0.013042 | 0.013339 | 0.0136 | 0.01384
CA | Commercial | Lodging | New | Office Equipment | Laptop | 0 | 0.0017516 | 0.0031732 | 0.0046355 | 0.0061261 | 0.0076448 | 0.0091919 | 0.010796 | 0.01243 | 0.014124 | 0.015849 | 0.01762 | 0.019456 | 0.021341 | 0.023277 | 0.025266 | 0.027307 | 0.029403 | 0.031554 | 0.033763 | 0.03601 | 0.038336
CA | Commercial | Lodging | New | Office Equipment | Server | 0 | 0.0010597 | 0.0019074 | 0.0027685 | 0.0036353 | 0.0045075 | 0.0053851 | 0.0062845 | 0.0071893 | 0.0081167 | 0.0090496 | 0.0099969 | 0.010968 | 0.011954 | 0.012955 | 0.013971 | 0.015004 | 0.016052 | 0.017116 | 0.018197 | 0.019284 | 0.020399
CA | Commercial | Lodging | New | Office Equipment | Monitor | 0 | 0.00027038 | 0.00048122 | 0.00069065 | 0.00089671 | 0.0010994 | 0.0012987 | 0.0014986 | 0.0016951 | 0.0018923 | 0.0020861 | 0.0022786 | 0.0024718 | 0.0026638 | 0.0028545 | 0.0030439 | 0.0032321 | 0.0034191 | 0.0036049 | 0.0037896 | 0.0039709 | 0.0041532
CA | Commercial | Lodging | New | Office Equipment | Printer/Copier/Fax | 0 | 0.0024645 | 0.0044046 | 0.0063479 | 0.0082761 | 0.010189 | 0.012086 | 0.014005 | 0.015907 | 0.017832 | 0.01974 | 0.021652 | 0.023586 | 0.025523 | 0.027464 | 0.029409 | 0.031358 | 0.03331 | 0.035267 | 0.037228 | 0.039172 | 0.041141
CA | Commercial | Lodging | New | Office Equipment | POS Terminal | 0 | 0.002467 | 0.0043702 | 0.0062428 | 0.0080674 | 0.0098446 | 0.011575 | 0.013294 | 0.014967 | 0.01663 | 0.018247 | 0.019838 | 0.021419 | 0.022975 | 0.024504 | 0.026008 | 0.027487 | 0.028942 | 0.030372 | 0.031778 | 0.033143 | 0.034502
CA | Commercial | Lodging | New | Miscellaneous | Non-HVAC Motors | 0 | 0.010671 | 0.018903 | 0.027002 | 0.034894 | 0.042581 | 0.050065 | 0.0575 | 0.064737 | 0.071929 | 0.078925 | 0.085805 | 0.092646 | 0.099373 | 0.10599 | 0.11249 | 0.11889 | 0.12518 | 0.13137 | 0.13745 | 0.14335 | 0.14923
CA | Commercial | Lodging | New | Miscellaneous | Pool Pump | 0 | 0.0015098 | 0.0026745 | 0.0038205 | 0.0049371 | 0.0060247 | 0.0070836 | 0.0081356 | 0.0091595 | 0.010177 | 0.011167 | 0.01214 | 0.013108 | 0.01406 | 0.014996 | 0.015917 | 0.016822 | 0.017712 | 0.018587 | 0.019448 | 0.020283 | 0.021115
CA | Commercial | Lodging | New | Miscellaneous | Pool Heater | 0 | 0.0047343 | 0.0083867 | 0.01198 | 0.015482 | 0.018892 | 0.022212 | 0.025512 | 0.028722 | 0.031913 | 0.035017 | 0.03807 | 0.041105 | 0.04409 | 0.047025 | 0.049911 | 0.05275 | 0.05554 | 0.058285 | 0.060983 | 0.063603 | 0.066211
CA | Commercial | Lodging | New | Miscellaneous | Clothes Washer | 0 | 2.2804e-05 | 4.0396e-05 | 5.7705e-05 | 7.4571e-05 | 9.0998e-05 | 0.00010699 | 0.00012288 | 0.00013835 | 0.00015372 | 0.00016867 | 0.00018337 | 0.00019799 | 0.00021237 | 0.0002265 | 0.00024041 | 0.00025408 | 0.00026752 | 0.00028074 | 0.00029374 | 0.00030635 | 0.00031892
CA | Commercial | Lodging | New | Miscellaneous | Clothes Dryer | 0 | 0.0001701 | 0.00030133 | 0.00043045 | 0.00055626 | 0.0006788 | 0.00079809 | 0.00091663 | 0.001032 | 0.0011466 | 0.0012582 | 0.0013678 | 0.0014769 | 0.0015841 | 0.0016896 | 0.0017933 | 0.0018953 | 0.0019956 | 0.0020942 | 0.0021911 | 0.0022852 | 0.002379
CA | Commercial | Lodging | New | Miscellaneous | Electric Vehicle Chargers | 0 | 1.3669e-05 | 3.09e-05 | 5.509e-05 | 8.985e-05 | 0.00013979 | 0.00021325 | 0.00032175 | 0.00047802 | 0.00069853 | 0.0010069 | 0.0013901 | 0.0018579 | 0.0024168 | 0.0030705 | 0.0038155 | 0.0046622 | 0.0056012 | 0.0066301 | 0.0077587 | 0.0090447 | 0.010518
CA | Commercial | Lodging | New | Miscellaneous | Other Miscellaneous | 0 | 0.054434 | 0.10027 | 0.14895 | 0.20016 | 0.25399 | 0.31054 | 0.37088 | 0.43421 | 0.50168 | 0.57243 | 0.64714 | 0.7266 | 0.81044 | 0.89886 | 0.99207 | 1.0903 | 1.1938 | 1.3027 | 1.4174 | 1.5372 | 1.664
CA | Commercial | Lodging | New | Generation | Solar PV | 0 | -0.021885 | -0.042127 | -0.065158 | -0.090872 | -0.11971 | -0.15108 | -0.1858 | -0.22347 | -0.26425 | -0.30709 | -0.35259 | -0.40297 | -0.45557 | -0.51092 | -0.5682 | -0.62807 | -0.69048 | -0.7554 | -0.82278 | -0.8931 | -0.96534
CA | Commercial | Warehouse | Existing | Cooling | Air-Cooled Chiller | 0 | 0 | 0 | 0 | 0 | 0 | 0 | 0 | 0 | 0 | 0 | 0 | 0 | 0 | 0 | 0 | 0 | 0 | 0 | 0 | 0 | 0
CA | Commercial | Warehouse | Existing | Cooling | Water-Cooled Chiller | 0 | 0 | 0 | 0 | 0 | 0 | 0 | 0 | 0 | 0 | 0 | 0 | 0 | 0 | 0 | 0 | 0 | 0 | 0 | 0 | 0 | 0
CA | Commercial | Warehouse | Existing | Cooling | RTU | 2.1198 | 2.0833 | 2.0385 | 1.9937 | 1.949 | 1.9171 | 1.8849 | 1.8525 | 1.82 | 1.7874 | 1.7549 | 1.7225 | 1.6902 | 1.659 | 1.6296 | 1.6025 | 1.5767 | 1.5522 | 1.5287 | 1.5063 | 1.4846 | 1.4638
CA | Commercial | Warehouse | Existing | Cooling | Packaged Terminal AC | 0.13248 | 0.1302 | 0.12795 | 0.12575 | 0.12358 | 0.12225 | 0.12092 | 0.11961 | 0.1183 | 0.117 | 0.11571 | 0.11443 | 0.11316 | 0.11189 | 0.11064 | 0.10944 | 0.10826 | 0.10708 | 0.10591 | 0.10474 | 0.10358 | 0.10243
CA | Commercial | Warehouse | Existing | Cooling | Packaged Terminal HP | 0.039117 | 0.038443 | 0.03778 | 0.037128 | 0.036488 | 0.036095 | 0.035704 | 0.035316 | 0.03493 | 0.034547 | 0.034166 | 0.033787 | 0.033411 | 0.033038 | 0.032667 | 0.032315 | 0.031964 | 0.031616 | 0.03127 | 0.030926 | 0.030584 | 0.030245
CA | Commercial | Warehouse | Existing | Cooling | Air-Source Heat Pump | 0.22374 | 0.21917 | 0.21402 | 0.2089 | 0.20383 | 0.20015 | 0.19648 | 0.19284 | 0.18924 | 0.1857 | 0.18223 | 0.17882 | 0.17554 | 0.17242 | 0.16945 | 0.16668 | 0.16403 | 0.16148 | 0.15903 | 0.15667 | 0.15439 | 0.15218
CA | Commercial | Warehouse | Existing | Cooling | Geothermal Heat Pump | 0 | 0 | 0 | 0 | 0 | 0 | 0 | 0 | 0 | 0 | 0 | 0 | 0 | 0 | 0 | 0 | 0 | 0 | 0 | 0 | 0 | 0
CA | Commercial | Warehouse | Existing | Space Heating | Electric Furnace | 0.050485 | 0.049614 | 0.048759 | 0.048096 | 0.047092 | 0.046068 | 0.045066 | 0.044249 | 0.043122 | 0.04218 | 0.041257 | 0.040508 | 0.039469 | 0.038602 | 0.037754 | 0.037061 | 0.036101 | 0.0353 | 0.034517 | 0.033877 | 0.032997 | 0.032261
CA | Commercial | Warehouse | Existing | Space Heating | Electric Room Heat | 0.26007 | 0.25558 | 0.25118 | 0.24776 | 0.24259 | 0.23732 | 0.23215 | 0.22795 | 0.22214 | 0.21729 | 0.21253 | 0.20867 | 0.20332 | 0.19886 | 0.19449 | 0.19092 | 0.18597 | 0.18185 | 0.17781 | 0.17452 | 0.16998 | 0.16619
CA | Commercial | Warehouse | Existing | Space Heating | Packaged Terminal HP | 0.028575 | 0.028083 | 0.027598 | 0.027223 | 0.026655 | 0.026076 | 0.025508 | 0.025046 | 0.024408 | 0.023875 | 0.023352 | 0.022928 | 0.02234 | 0.02185 | 0.021369 | 0.020977 | 0.020434 | 0.019981 | 0.019537 | 0.019175 | 0.018677 | 0.01826
CA | Commercial | Warehouse | Existing | Space Heating | Air-Source Heat Pump | 0.1816 | 0.17847 | 0.17522 | 0.17265 | 0.16885 | 0.16498 | 0.16118 | 0.15804 | 0.1538 | 0.15021 | 0.1467 | 0.14381 | 0.13991 | 0.13665 | 0.13348 | 0.13088 | 0.12736 | 0.12442 | 0.12155 | 0.11921 | 0.11603 | 0.11337
CA | Commercial | Warehouse | Existing | Space Heating | Geothermal Heat Pump | 0 | 0 | 0 | 0 | 0 | 0 | 0 | 0 | 0 | 0 | 0 | 0 | 0 | 0 | 0 | 0 | 0 | 0 | 0 | 0 | 0 | 0
CA | Commercial | Warehouse | Existing | Ventilation | Ventilation | 1.76 | 1.7109 | 1.6617 | 1.6127 | 1.5645 | 1.514 | 1.4646 | 1.4164 | 1.3697 | 1.3248 | 1.2816 | 1.2403 | 1.2008 | 1.1633 | 1.1278 | 1.0943 | 1.0629 | 1.0331 | 1.0049 | 0.97811 | 0.95256 | 0.92838
CA | Commercial | Warehouse | Existing | Water Heating | Water Heater | 0.41881 | 0.40073 | 0.38325 | 0.36687 | 0.35071 | 0.3357 | 0.32131 | 0.30806 | 0.29591 | 0.2841 | 0.27288 | 0.2627 | 0.25337 | 0.24488 | 0.2371 | 0.2285 | 0.22077 | 0.21297 | 0.20602 | 0.19966 | 0.19391 | 0.18789
CA | Commercial | Warehouse | Existing | Interior Lighting | General Service Lighting | 0.31238 | 0.29716 | 0.27835 | 0.25713 | 0.2315 | 0.2048 | 0.18454 | 0.16902 | 0.15702 | 0.14703 | 0.13889 | 0.13199 | 0.12592 | 0.12066 | 0.11552 | 0.11085 | 0.1066 | 0.10272 | 0.099221 | 0.09532 | 0.091489 | 0.087785
CA | Commercial | Warehouse | Existing | Interior Lighting | Exempted Lighting | 0.0001263 | 0.00011954 | 0.00010998 | 9.8743e-05 | 8.4577e-05 | 7.4952e-05 | 6.831e-05 | 6.3627e-05 | 6.0233e-05 | 5.755e-05 | 5.5244e-05 | 5.3012e-05 | 5.0702e-05 | 4.8592e-05 | 4.6304e-05 | 4.388e-05 | 4.1527e-05 | 3.9349e-05 | 3.7818e-05 | 3.6616e-05 | 3.561e-05 | 3.4714e-05
CA | Commercial | Warehouse | Existing | Interior Lighting | High-Bay Lighting | 1.0075 | 0.97519 | 0.94227 | 0.90892 | 0.87272 | 0.83639 | 0.80011 | 0.76402 | 0.72825 | 0.69112 | 0.65452 | 0.61853 | 0.58554 | 0.55522 | 0.52604 | 0.49924 | 0.47458 | 0.45183 | 0.43079 | 0.41128 | 0.3933 | 0.37668
CA | Commercial | Warehouse | Existing | Interior Lighting | Linear Lighting | 1.8652 | 1.8248 | 1.7827 | 1.7396 | 1.6897 | 1.6392 | 1.5886 | 1.5382 | 1.4882 | 1.434 | 1.3806 | 1.3282 | 1.2767 | 1.2263 | 1.1737 | 1.1223 | 1.0722 | 1.0233 | 0.97571 | 0.92937 | 0.88898 | 0.85303
CA | Commercial | Warehouse | Existing | Exterior Lighting | General Service Lighting | 0.92484 | 0.87863 | 0.82136 | 0.75666 | 0.67737 | 0.59476 | 0.53223 | 0.48452 | 0.44776 | 0.41724 | 0.39243 | 0.37146 | 0.35299 | 0.33705 | 0.32121 | 0.30685 | 0.29381 | 0.28195 | 0.2713 | 0.25923 | 0.24734 | 0.23584
CA | Commercial | Warehouse | Existing | Exterior Lighting | Area Lighting | 0.025405 | 0.024655 | 0.023889 | 0.023112 | 0.022257 | 0.021396 | 0.020532 | 0.01967 | 0.018811 | 0.017907 | 0.017011 | 0.016125 | 0.01531 | 0.014559 | 0.013829 | 0.013158 | 0.012538 | 0.011964 | 0.011432 | 0.010937 | 0.010479 | 0.010055
CA | Commercial | Warehouse | Existing | Exterior Lighting | Linear Lighting | 1.9622 | 1.9196 | 1.8754 | 1.8301 | 1.7775 | 1.7244 | 1.6712 | 1.6182 | 1.5656 | 1.5086 | 1.4524 | 1.3972 | 1.3431 | 1.2901 | 1.2347 | 1.1807 | 1.1279 | 1.0765 | 1.0265 | 0.9777 | 0.93521 | 0.89739
CA | Commercial | Warehouse | Existing | Refrigeration | Walk-in Refrigerator/Freezer | 0.026912 | 0.029043 | 0.031344 | 0.033827 | 0.036506 | 0.039398 | 0.042519 | 0.045887 | 0.049522 | 0.053444 | 0.057678 | 0.062246 | 0.067177 | 0.072498 | 0.078241 | 0.084439 | 0.091127 | 0.098346 | 0.10614 | 0.11454 | 0.12362 | 0.13341
CA | Commercial | Warehouse | Existing | Refrigeration | Reach-in Refrigerator/Freezer | 0.0071079 | 0.0075267 | 0.0079702 | 0.0084398 | 0.008937 | 0.0094636 | 0.010021 | 0.010612 | 0.011237 | 0.011899 | 0.0126 | 0.013342 | 0.014128 | 0.014961 | 0.015842 | 0.016776 | 0.017764 | 0.018811 | 0.019919 | 0.021093 | 0.022335 | 0.023651
CA | Commercial | Warehouse | Existing | Refrigeration | Glass Door Display | 0.17868 | 0.17946 | 0.18025 | 0.18104 | 0.18184 | 0.18263 | 0.18344 | 0.18424 | 0.18505 | 0.18586 | 0.18668 | 0.1875 | 0.18832 | 0.18915 | 0.18998 | 0.19081 | 0.19165 | 0.19249 | 0.19334 | 0.19418 | 0.19504 | 0.19589
CA | Commercial | Warehouse | Existing | Refrigeration | Open Display Case | 0.24773 | 0.24881 | 0.24991 | 0.251 | 0.25211 | 0.25321 | 0.25432 | 0.25544 | 0.25656 | 0.25769 | 0.25882 | 0.25995 | 0.26109 | 0.26224 | 0.26339 | 0.26455 | 0.26571 | 0.26688 | 0.26805 | 0.26922 | 0.27041 | 0.27159
CA | Commercial | Warehouse | Existing | Refrigeration | Icemaker | 0.15214 | 0.15281 | 0.15348 | 0.15416 | 0.15483 | 0.15551 | 0.15619 | 0.15688 | 0.15757 | 0.15826 | 0.15896 | 0.15965 | 0.16035 | 0.16106 | 0.16176 | 0.16247 | 0.16319 | 0.1639 | 0.16462 | 0.16535 | 0.16607 | 0.1668
CA | Commercial | Warehouse | Existing | Refrigeration | Vending Machine | 0.086151 | 0.087359 | 0.088585 | 0.089828 | 0.091088 | 0.092366 | 0.093662 | 0.094976 | 0.096308 | 0.097659 | 0.099029 | 0.10042 | 0.10183 | 0.10326 | 0.1047 | 0.10617 | 0.10766 | 0.10917 | 0.1107 | 0.11226 | 0.11383 | 0.11543
CA | Commercial | Warehouse | Existing | Food Preparation | Oven | 0.011211 | 0.011018 | 0.010828 | 0.010641 | 0.010458 | 0.010277 | 0.0101 | 0.0099259 | 0.0097548 | 0.0095866 | 0.0094213 | 0.0092589 | 0.0090992 | 0.0089424 | 0.0087882 | 0.0086367 | 0.0084878 | 0.0083414 | 0.0081976 | 0.0080563 | 0.0079174 | 0.0077808
CA | Commercial | Warehouse | Existing | Food Preparation | Fryer | 0.0068691 | 0.0067507 | 0.0066343 | 0.0065199 | 0.0064075 | 0.006297 | 0.0061884 | 0.0060817 | 0.0059769 | 0.0058738 | 0.0057726 | 0.005673 | 0.0055752 | 0.0054791 | 0.0053846 | 0.0052918 | 0.0052005 | 0.0051109 | 0.0050228 | 0.0049362 | 0.0048511 | 0.0047674
CA | Commercial | Warehouse | Existing | Food Preparation | Dishwasher | 0.0066951 | 0.0065796 | 0.0064662 | 0.0063547 | 0.0062451 | 0.0061375 | 0.0060317 | 0.0059277 | 0.0058255 | 0.005725 | 0.0056263 | 0.0055293 | 0.005434 | 0.0053403 | 0.0052482 | 0.0051577 | 0.0050688 | 0.0049814 | 0.0048955 | 0.0048111 | 0.0047282 | 0.0046466
CA | Commercial | Warehouse | Existing | Food Preparation | Hot Food Container | 0.0017793 | 0.0017487 | 0.0017185 | 0.0016889 | 0.0016598 | 0.0016311 | 0.001603 | 0.0015754 | 0.0015482 | 0.0015215 | 0.0014953 | 0.0014695 | 0.0014442 | 0.0014193 | 0.0013948 | 0.0013708 | 0.0013471 | 0.0013239 | 0.0013011 | 0.0012786 | 0.0012566 | 0.0012349
CA | Commercial | Warehouse | Existing | Food Preparation | Steamer | 0.0046981 | 0.0046171 | 0.0045375 | 0.0044593 | 0.0043824 | 0.0043068 | 0.0042326 | 0.0041596 | 0.0040879 | 0.0040174 | 0.0039481 | 0.00388 | 0.0038131 | 0.0037474 | 0.0036828 | 0.0036193 | 0.0035569 | 0.0034956 | 0.0034353 | 0.0033761 | 0.0033179 | 0.0032607
CA | Commercial | Warehouse | Existing | Food Preparation | Griddle | 0.010387 | 0.010208 | 0.010032 | 0.0098591 | 0.0096891 | 0.0095221 | 0.0093579 | 0.0091966 | 0.009038 | 0.0088822 | 0.008729 | 0.0085785 | 0.0084306 | 0.0082853 | 0.0081424 | 0.008002 | 0.0078641 | 0.0077285 | 0.0075952 | 0.0074643 | 0.0073356 | 0.0072091
CA | Commercial | Warehouse | Existing | Office Equipment | Desktop Computer | 0.012525 | 0.012033 | 0.01156 | 0.011106 | 0.01067 | 0.01025 | 0.0098476 | 0.0094606 | 0.0090889 | 0.0087318 | 0.0083887 | 0.008059 | 0.0077424 | 0.0074382 | 0.0071459 | 0.0068651 | 0.0065954 | 0.0063362 | 0.0060872 | 0.0058481 | 0.0056183 | 0.0053975
CA | Commercial | Warehouse | Existing | Office Equipment | Laptop | 0.0026635 | 0.0026768 | 0.0026903 | 0.0027038 | 0.0027173 | 0.0027309 | 0.0027446 | 0.0027584 | 0.0027722 | 0.0027861 | 0.0028001 | 0.0028141 | 0.0028282 | 0.0028424 | 0.0028566 | 0.0028709 | 0.0028853 | 0.0028998 | 0.0029143 | 0.0029289 | 0.0029436 | 0.0029584
CA | Commercial | Warehouse | Existing | Office Equipment | Server | 0.64785 | 0.6508 | 0.65376 | 0.65674 | 0.65973 | 0.66273 | 0.66575 | 0.66878 | 0.67183 | 0.67489 | 0.67796 | 0.68105 | 0.68415 | 0.68726 | 0.69039 | 0.69354 | 0.6967 | 0.69987 | 0.70305 | 0.70626 | 0.70947 | 0.7127
CA | Commercial | Warehouse | Existing | Office Equipment | Monitor | 0.0021149 | 0.0020882 | 0.0020618 | 0.0020358 | 0.0020101 | 0.0019847 | 0.0019597 | 0.001935 | 0.0019105 | 0.0018864 | 0.0018626 | 0.0018391 | 0.0018159 | 0.001793 | 0.0017703 | 0.001748 | 0.0017259 | 0.0017041 | 0.0016826 | 0.0016614 | 0.0016404 | 0.0016197
CA | Commercial | Warehouse | Existing | Office Equipment | Printer/Copier/Fax | 0.0094462 | 0.0094329 | 0.0094195 | 0.0094062 | 0.0093929 | 0.0093796 | 0.0093663 | 0.0093531 | 0.0093399 | 0.0093266 | 0.0093134 | 0.0093003 | 0.0092871 | 0.009274 | 0.0092608 | 0.0092477 | 0.0092347 | 0.0092216 | 0.0092085 | 0.0091955 | 0.0091825 | 0.0091695
CA | Commercial | Warehouse | Existing | Office Equipment | POS Terminal | 0.0075989 | 0.0074775 | 0.0073579 | 0.0072403 | 0.0071246 | 0.0070107 | 0.0068986 | 0.0067883 | 0.0066798 | 0.006573 | 0.0064679 | 0.0063645 | 0.0062628 | 0.0061627 | 0.0060641 | 0.0059672 | 0.0058718 | 0.0057779 | 0.0056856 | 0.0055947 | 0.0055053 | 0.0054172
CA | Commercial | Warehouse | Existing | Miscellaneous | Non-HVAC Motors | 0.51115 | 0.50233 | 0.49367 | 0.48516 | 0.4768 | 0.46858 | 0.4605 | 0.45256 | 0.44476 | 0.43709 | 0.42955 | 0.42215 | 0.41487 | 0.40771 | 0.40068 | 0.39378 | 0.38699 | 0.38031 | 0.37376 | 0.36731 | 0.36098 | 0.35476
CA | Commercial | Warehouse | Existing | Miscellaneous | Pool Pump | 0 | 0 | 0 | 0 | 0 | 0 | 0 | 0 | 0 | 0 | 0 | 0 | 0 | 0 | 0 | 0 | 0 | 0 | 0 | 0 | 0 | 0
CA | Commercial | Warehouse | Existing | Miscellaneous | Pool Heater | 0 | 0 | 0 | 0 | 0 | 0 | 0 | 0 | 0 | 0 | 0 | 0 | 0 | 0 | 0 | 0 | 0 | 0 | 0 | 0 | 0 | 0
CA | Commercial | Warehouse | Existing | Miscellaneous | Clothes Washer | 0 | 0 | 0 | 0 | 0 | 0 | 0 | 0 | 0 | 0 | 0 | 0 | 0 | 0 | 0 | 0 | 0 | 0 | 0 | 0 | 0 | 0
CA | Commercial | Warehouse | Existing | Miscellaneous | Clothes Dryer | 0 | 0 | 0 | 0 | 0 | 0 | 0 | 0 | 0 | 0 | 0 | 0 | 0 | 0 | 0 | 0 | 0 | 0 | 0 | 0 | 0 | 0
CA | Commercial | Warehouse | Existing | Miscellaneous | Electric Vehicle Chargers | 0 | 0 | 0 | 0 | 0 | 0 | 0 | 0 | 0 | 0 | 0 | 0 | 0 | 0 | 0 | 0 | 0 | 0 | 0 | 0 | 0 | 0
CA | Commercial | Warehouse | Existing | Miscellaneous | Other Miscellaneous | 1.5483 | 1.5823 | 1.617 | 1.6525 | 1.6888 | 1.7258 | 1.7637 | 1.8024 | 1.842 | 1.8824 | 1.9237 | 1.9659 | 2.0091 | 2.0532 | 2.0982 | 2.1443 | 2.1913 | 2.2394 | 2.2886 | 2.3388 | 2.3901 | 2.4426
CA | Commercial | Warehouse | Existing | Generation | Solar PV | -1.1633 | -1.2832 | -1.3703 | -1.4581 | -1.5465 | -1.6406 | -1.7308 | -1.8213 | -1.9122 | -2 | -2.0816 | -2.1605 | -2.2475 | -2.328 | -2.4056 | -2.4772 | -2.5462 | -2.6127 | -2.6768 | -2.7385 | -2.801 | -2.8581
CA | Commercial | Warehouse | New | Cooling | Air-Cooled Chiller | 0 | 0 | 0 | 0 | 0 | 0 | 0 | 0 | 0 | 0 | 0 | 0 | 0 | 0 | 0 | 0 | 0 | 0 | 0 | 0 | 0 | 0
CA | Commercial | Warehouse | New | Cooling | Water-Cooled Chiller | 0 | 0 | 0 | 0 | 0 | 0 | 0 | 0 | 0 | 0 | 0 | 0 | 0 | 0 | 0 | 0 | 0 | 0 | 0 | 0 | 0 | 0
CA | Commercial | Warehouse | New | Cooling | RTU | 0 | 0.032196 | 0.054341 | 0.076088 | 0.09726 | 0.11864 | 0.13972 | 0.16087 | 0.18172 | 0.20264 | 0.22325 | 0.24374 | 0.2643 | 0.28425 | 0.30413 | 0.32409 | 0.34397 | 0.36378 | 0.38352 | 0.40317 | 0.42253 | 0.442
CA | Commercial | Warehouse | New | Cooling | Packaged Terminal AC | 0 | 0.0027314 | 0.0048868 | 0.0070034 | 0.0090641 | 0.011142 | 0.013192 | 0.015248 | 0.017274 | 0.019308 | 0.021311 | 0.023303 | 0.025301 | 0.027288 | 0.029263 | 0.031241 | 0.033208 | 0.035165 | 0.037111 | 0.039047 | 0.040952 | 0.042865
CA | Commercial | Warehouse | New | Cooling | Packaged Terminal HP | 0 | 0.00080648 | 0.0014429 | 0.0020678 | 0.0026763 | 0.0032899 | 0.003895 | 0.0045021 | 0.0051005 | 0.0057009 | 0.0062924 | 0.0068804 | 0.0074705 | 0.0080571 | 0.0086402 | 0.0092242 | 0.0098051 | 0.010383 | 0.010958 | 0.011529 | 0.012091 | 0.012656
CA | Commercial | Warehouse | New | Cooling | Air-Source Heat Pump | 0 | 0.0031881 | 0.005472 | 0.0077148 | 0.0098984 | 0.012102 | 0.014276 | 0.016456 | 0.018606 | 0.020762 | 0.022887 | 0.024999 | 0.027091 | 0.029172 | 0.031242 | 0.033318 | 0.035384 | 0.037441 | 0.039488 | 0.041525 | 0.043531 | 0.045547
CA | Commercial | Warehouse | New | Cooling | Geothermal Heat Pump | 0 | 0 | 0 | 0 | 0 | 0 | 0 | 0 | 0 | 0 | 0 | 0 | 0 | 0 | 0 | 0 | 0 | 0 | 0 | 0 | 0 | 0
CA | Commercial | Warehouse | New | Space Heating | Electric Furnace | 0 | 0.0010408 | 0.0018622 | 0.0026787 | 0.003454 | 0.004199 | 0.0049162 | 0.0056409 | 0.0062966 | 0.0069605 | 0.0075985 | 0.008249 | 0.0088249 | 0.0094141 | 0.0099855 | 0.010579 | 0.011074 | 0.011593 | 0.012095 | 0.012629 | 0.013045 | 0.0135
CA | Commercial | Warehouse | New | Space Heating | Electric Room Heat | 0 | 0.0053618 | 0.0095929 | 0.013799 | 0.017793 | 0.021631 | 0.025325 | 0.029059 | 0.032436 | 0.035856 | 0.039143 | 0.042494 | 0.045461 | 0.048496 | 0.051439 | 0.054496 | 0.057047 | 0.05972 | 0.062308 | 0.065059 | 0.067202 | 0.069545
CA | Commercial | Warehouse | New | Space Heating | Packaged Terminal HP | 0 | 0.00058914 | 0.001054 | 0.0015162 | 0.0019551 | 0.0023767 | 0.0027827 | 0.0031929 | 0.003564 | 0.0039398 | 0.0043009 | 0.0046691 | 0.0049951 | 0.0053286 | 0.005652 | 0.0059879 | 0.0062681 | 0.0065618 | 0.0068461 | 0.0071484 | 0.007384 | 0.0076414
CA | Commercial | Warehouse | New | Space Heating | Air-Source Heat Pump | 0 | 0.0037441 | 0.0066117 | 0.0094628 | 0.01217 | 0.01477 | 0.017273 | 0.019804 | 0.022092 | 0.024409 | 0.026636 | 0.028907 | 0.030908 | 0.032955 | 0.034942 | 0.037007 | 0.038728 | 0.040534 | 0.042282 | 0.044142 | 0.04559 | 0.047174
CA | Commercial | Warehouse | New | Space Heating | Geothermal Heat Pump | 0 | 0 | 0 | 0 | 0 | 0 | 0 | 0 | 0 | 0 | 0 | 0 | 0 | 0 | 0 | 0 | 0 | 0 | 0 | 0 | 0 | 0
CA | Commercial | Warehouse | New | Ventilation | Ventilation | 0 | 0.027383 | 0.048991 | 0.07021 | 0.090967 | 0.10948 | 0.12749 | 0.14533 | 0.16268 | 0.17993 | 0.1967 | 0.21315 | 0.22947 | 0.24548 | 0.26119 | 0.27662 | 0.29176 | 0.30643 | 0.32069 | 0.33454 | 0.34784 | 0.36109
CA | Commercial | Warehouse | New | Water Heating | Water Heater | 0 | 0.0067041 | 0.011893 | 0.016988 | 0.021755 | 0.026394 | 0.030796 | 0.035157 | 0.039398 | 0.043442 | 0.047064 | 0.050522 | 0.053877 | 0.057149 | 0.060345 | 0.062945 | 0.065641 | 0.068048 | 0.070519 | 0.072988 | 0.075431 | 0.07754
CA | Commercial | Warehouse | New | Interior Lighting | General Service Lighting | 0 | 0.0034156 | 0.0061109 | 0.0087577 | 0.010976 | 0.013134 | 0.015234 | 0.017313 | 0.019336 | 0.021134 | 0.022795 | 0.024365 | 0.025869 | 0.027339 | 0.028582 | 0.029788 | 0.030958 | 0.032095 | 0.033224 | 0.034039 | 0.034921 | 0.035829
CA | Commercial | Warehouse | New | Interior Lighting | Exempted Lighting | 0 | 1.4509e-06 | 2.5959e-06 | 3.7202e-06 | 4.6487e-06 | 5.5524e-06 | 6.4313e-06 | 7.3021e-06 | 8.1489e-06 | 8.9007e-06 | 9.5618e-06 | 1.0168e-05 | 1.0737e-05 | 1.1301e-05 | 1.175e-05 | 1.2073e-05 | 1.2436e-05 | 1.2807e-05 | 1.3243e-05 | 1.3681e-05 | 1.4111e-05 | 1.4542e-05
CA | Commercial | Warehouse | New | Interior Lighting | High-Bay Lighting | 0 | 0.010674 | 0.019098 | 0.02737 | 0.034363 | 0.04117 | 0.04779 | 0.054349 | 0.060727 | 0.06648 | 0.072071 | 0.077559 | 0.082796 | 0.08779 | 0.092017 | 0.096107 | 0.10007 | 0.10391 | 0.10764 | 0.11126 | 0.11478 | 0.1183
CA | Commercial | Warehouse | New | Interior Lighting | Linear Lighting | 0 | 0.029745 | 0.053217 | 0.076268 | 0.095682 | 0.11457 | 0.13295 | 0.15116 | 0.16886 | 0.18465 | 0.2 | 0.21506 | 0.23 | 0.24465 | 0.2579 | 0.27091 | 0.28367 | 0.2962 | 0.3085 | 0.32056 | 0.33058 | 0.33952
CA | Commercial | Warehouse | New | Exterior Lighting | General Service Lighting | 0 | 0.009757 | 0.017456 | 0.025017 | 0.031152 | 0.037122 | 0.042929 | 0.048682 | 0.054276 | 0.059155 | 0.063607 | 0.067776 | 0.071734 | 0.075599 | 0.078662 | 0.08162 | 0.084478 | 0.087244 | 0.089996 | 0.091698 | 0.093653 | 0.095699
CA | Commercial | Warehouse | New | Exterior Lighting | Area Lighting | 0 | 0.00030729 | 0.00054977 | 0.0007879 | 0.0009895 | 0.0011857 | 0.0013765 | 0.0015656 | 0.0017494 | 0.0019149 | 0.0020756 | 0.0022334 | 0.002384 | 0.0025275 | 0.0026487 | 0.0027659 | 0.0028794 | 0.0029894 | 0.003096 | 0.0031996 | 0.0033002 | 0.0034009
CA | Commercial | Warehouse | New | Exterior Lighting | Linear Lighting | 0 | 0.031292 | 0.055985 | 0.080234 | 0.10066 | 0.12053 | 0.13987 | 0.15902 | 0.17765 | 0.19426 | 0.2104 | 0.22625 | 0.24196 | 0.25738 | 0.27132 | 0.285 | 0.29842 | 0.3116 | 0.32454 | 0.33723 | 0.34777 | 0.35718
CA | Commercial | Warehouse | New | Refrigeration | Walk-in Refrigerator/Freezer | 0 | 0.00060929 | 0.0011971 | 0.001884 | 0.0026776 | 0.003591 | 0.0046384 | 0.0058497 | 0.0072311 | 0.0088193 | 0.010623 | 0.012676 | 0.01502 | 0.01768 | 0.020694 | 0.024103 | 0.027953 | 0.032297 | 0.037192 | 0.042701 | 0.048872 | 0.055827
CA | Commercial | Warehouse | New | Refrigeration | Reach-in Refrigerator/Freezer | 0 | 0.0001579 | 0.00030439 | 0.00047005 | 0.0006555 | 0.00086257 | 0.0010932 | 0.0013528 | 0.0016408 | 0.0019635 | 0.0023206 | 0.002717 | 0.003159 | 0.0036486 | 0.0041901 | 0.0047886 | 0.0054492 | 0.0061776 | 0.00698 | 0.0078632 | 0.0088303 | 0.0098973
CA | Commercial | Warehouse | New | Refrigeration | Glass Door Display | 0 | 0.0037427 | 0.006803 | 0.0099054 | 0.013025 | 0.016161 | 0.019312 | 0.022533 | 0.02577 | 0.029079 | 0.032404 | 0.035773 | 0.039218 | 0.042709 | 0.046248 | 0.049836 | 0.053472 | 0.057159 | 0.060896 | 0.064685 | 0.068492 | 0.072385
CA | Commercial | Warehouse | New | Refrigeration | Open Display Case | 0 | 0.005189 | 0.0094319 | 0.013733 | 0.018058 | 0.022406 | 0.026775 | 0.031241 | 0.035729 | 0.040316 | 0.044925 | 0.049597 | 0.054373 | 0.059213 | 0.06412 | 0.069094 | 0.074136 | 0.079247 | 0.084428 | 0.089681 | 0.09496 | 0.10036
CA | Commercial | Warehouse | New | Refrigeration | Icemaker | 0 | 0.0031869 | 0.0057927 | 0.0084344 | 0.011091 | 0.013761 | 0.016444 | 0.019187 | 0.021943 | 0.02476 | 0.027591 | 0.030461 | 0.033394 | 0.036366 | 0.03938 | 0.042435 | 0.045531 | 0.04867 | 0.051853 | 0.055078 | 0.058321 | 0.061636
CA | Commercial | Warehouse | New | Refrigeration | Vending Machine | 0 | 0.0018045 | 0.0032801 | 0.0047759 | 0.00628 | 0.0077919 | 0.0093115 | 0.010864 | 0.012425 | 0.01402 | 0.015624 | 0.017248 | 0.018909 | 0.020592 | 0.022299 | 0.024028 | 0.025782 | 0.027559 | 0.029361 | 0.031188 | 0.033024 | 0.034901
CA | Commercial | Warehouse | New | Food Preparation | Oven | 0 | 0.00024809 | 0.00047643 | 0.00073288 | 0.0010181 | 0.0013346 | 0.0016849 | 0.002077 | 0.0025095 | 0.0029917 | 0.0035221 | 0.004108 | 0.0047579 | 0.0054741 | 0.0062625 | 0.0071295 | 0.0080819 | 0.009127 | 0.010273 | 0.011529 | 0.012897 | 0.0144
CA | Commercial | Warehouse | New | Food Preparation | Fryer | 0 | 0.00014162 | 0.00025337 | 0.00036312 | 0.00046997 | 0.00057395 | 0.0006751 | 0.0007753 | 0.00087274 | 0.0009693 | 0.0010631 | 0.0011553 | 0.0012466 | 0.0013362 | 0.0014242 | 0.0015105 | 0.0015953 | 0.0016784 | 0.0017601 | 0.0018402 | 0.0019179 | 0.001995
CA | Commercial | Warehouse | New | Food Preparation | Dishwasher | 0 | 0.00014816 | 0.00028452 | 0.00043767 | 0.000608 | 0.000797 | 0.0010062 | 0.0012404 | 0.0014987 | 0.0017866 | 0.0021033 | 0.0024532 | 0.0028413 | 0.0032691 | 0.0037399 | 0.0042577 | 0.0048264 | 0.0054506 | 0.0061349 | 0.0068847 | 0.0077018 | 0.0085993
CA | Commercial | Warehouse | New | Food Preparation | Hot Food Container | 0 | 3.9376e-05 | 7.5615e-05 | 0.00011632 | 0.00016159 | 0.00021182 | 0.00026742 | 0.00032965 | 0.0003983 | 0.00047482 | 0.000559 | 0.00065199 | 0.00075513 | 0.00086881 | 0.00099395 | 0.0011315 | 0.0012827 | 0.0014486 | 0.0016305 | 0.0018297 | 0.0020469 | 0.0022854
CA | Commercial | Warehouse | New | Food Preparation | Steamer | 0 | 0.00010397 | 0.00019965 | 0.00030712 | 0.00042665 | 0.00055927 | 0.00070609 | 0.00087039 | 0.0010517 | 0.0012537 | 0.001476 | 0.0017215 | 0.0019938 | 0.002294 | 0.0026244 | 0.0029877 | 0.0033868 | 0.0038248 | 0.004305 | 0.0048312 | 0.0054045 | 0.0060343
CA | Commercial | Warehouse | New | Food Preparation | Griddle | 0 | 0.00021415 | 0.00038314 | 0.0005491 | 0.00071066 | 0.0008679 | 0.0010209 | 0.0011724 | 0.0013197 | 0.0014657 | 0.0016077 | 0.0017469 | 0.001885 | 0.0020206 | 0.0021536 | 0.0022842 | 0.0024123 | 0.0025381 | 0.0026615 | 0.0027826 | 0.0029001 | 0.0030168
CA | Commercial | Warehouse | New | Office Equipment | Desktop Computer | 0 | 0.00025244 | 0.0004415 | 0.00061854 | 0.00078258 | 0.00093428 | 0.0010743 | 0.001206 | 0.0013272 | 0.0014409 | 0.001545 | 0.0016411 | 0.0017311 | 0.001814 | 0.00189 | 0.0019596 | 0.0020231 | 0.0020808 | 0.0021331 | 0.0021801 | 0.0022212 | 0.0022587
CA | Commercial | Warehouse | New | Office Equipment | Laptop | 0 | 5.6157e-05 | 0.00010275 | 0.00015058 | 0.0001993 | 0.00024891 | 0.00029941 | 0.00035164 | 0.00040479 | 0.00045976 | 0.00051569 | 0.00057306 | 0.00063236 | 0.00069318 | 0.00075555 | 0.0008195 | 0.00088507 | 0.00095231 | 0.0010212 | 0.0010919 | 0.0011638 | 0.001238
CA | Commercial | Warehouse | New | Office Equipment | Server | 0 | 0.013572 | 0.024672 | 0.035928 | 0.047249 | 0.058632 | 0.070076 | 0.081773 | 0.093533 | 0.10555 | 0.11764 | 0.12989 | 0.14241 | 0.15511 | 0.16799 | 0.18104 | 0.19428 | 0.2077 | 0.22131 | 0.2351 | 0.24898 | 0.26316
CA | Commercial | Warehouse | New | Office Equipment | Monitor | 0 | 4.3808e-05 | 7.8745e-05 | 0.00011338 | 0.00014744 | 0.0001809 | 0.00021378 | 0.00024667 | 0.00027898 | 0.0003113 | 0.00034304 | 0.00037452 | 0.00040602 | 0.00043726 | 0.00046824 | 0.00049896 | 0.00052943 | 0.00055965 | 0.00058963 | 0.00061936 | 0.00064854 | 0.0006778
CA | Commercial | Warehouse | New | Office Equipment | Printer/Copier/Fax | 0 | 0.00019648 | 0.00035466 | 0.00051279 | 0.00066958 | 0.00082499 | 0.00097901 | 0.0011343 | 0.0012882 | 0.0014435 | 0.0015973 | 0.0017511 | 0.0019063 | 0.0020616 | 0.0022168 | 0.0023721 | 0.0025275 | 0.0026829 | 0.0028384 | 0.0029939 | 0.0031481 | 0.0033038
CA | Commercial | Warehouse | New | Office Equipment | POS Terminal | 0 | 0.00015667 | 0.00028029 | 0.0004017 | 0.0005199 | 0.00063493 | 0.00074683 | 0.00085768 | 0.00096547 | 0.0010723 | 0.0011761 | 0.001278 | 0.001379 | 0.0014782 | 0.0015755 | 0.001671 | 0.0017648 | 0.0018568 | 0.0019471 | 0.0020357 | 0.0021216 | 0.002207
CA | Commercial | Warehouse | New | Miscellaneous | Non-HVAC Motors | 0 | 0.010538 | 0.018854 | 0.027021 | 0.034971 | 0.042709 | 0.050236 | 0.057692 | 0.064943 | 0.072128 | 0.079112 | 0.085966 | 0.092761 | 0.099431 | 0.10598 | 0.1124 | 0.11871 | 0.1249 | 0.13097 | 0.13693 | 0.14271 | 0.14845
CA | Commercial | Warehouse | New | Miscellaneous | Pool Pump | 0 | 0 | 0 | 0 | 0 | 0 | 0 | 0 | 0 | 0 | 0 | 0 | 0 | 0 | 0 | 0 | 0 | 0 | 0 | 0 | 0 | 0
CA | Commercial | Warehouse | New | Miscellaneous | Pool Heater | 0 | 0 | 0 | 0 | 0 | 0 | 0 | 0 | 0 | 0 | 0 | 0 | 0 | 0 | 0 | 0 | 0 | 0 | 0 | 0 | 0 | 0
CA | Commercial | Warehouse | New | Miscellaneous | Clothes Washer | 0 | 0 | 0 | 0 | 0 | 0 | 0 | 0 | 0 | 0 | 0 | 0 | 0 | 0 | 0 | 0 | 0 | 0 | 0 | 0 | 0 | 0
CA | Commercial | Warehouse | New | Miscellaneous | Clothes Dryer | 0 | 0 | 0 | 0 | 0 | 0 | 0 | 0 | 0 | 0 | 0 | 0 | 0 | 0 | 0 | 0 | 0 | 0 | 0 | 0 | 0 | 0
CA | Commercial | Warehouse | New | Miscellaneous | Electric Vehicle Chargers | 0 | 0 | 0 | 0 | 0 | 0 | 0 | 0 | 0 | 0 | 0 | 0 | 0 | 0 | 0 | 0 | 0 | 0 | 0 | 0 | 0 | 0
CA | Commercial | Warehouse | New | Miscellaneous | Other Miscellaneous | 0 | 0.033195 | 0.061757 | 0.092036 | 0.12387 | 0.1573 | 0.1924 | 0.22977 | 0.26896 | 0.31063 | 0.3543 | 0.40034 | 0.44921 | 0.50071 | 0.55496 | 0.61208 | 0.67219 | 0.73544 | 0.80196 | 0.87189 | 0.94493 | 1.0221
CA | Commercial | Warehouse | New | Generation | Solar PV | 0 | -0.02692 | -0.052335 | -0.081209 | -0.11343 | -0.14954 | -0.18881 | -0.23219 | -0.27921 | -0.33003 | -0.38338 | -0.43997 | -0.50252 | -0.56773 | -0.63627 | -0.70711 | -0.78105 | -0.85803 | -0.938 | -1.0209 | -1.1074 | -1.196
CA | Commercial | Warehouse, Controlled Atm. | Existing | Cooling | Air-Cooled Chiller | 0.087313 | 0.085797 | 0.084306 | 0.08284 | 0.081399 | 0.08051 | 0.079626 | 0.078747 | 0.077875 | 0.077008 | 0.076147 | 0.075293 | 0.074446 | 0.073604 | 0.07277 | 0.071977 | 0.071189 | 0.070407 | 0.06963 | 0.068859 | 0.068094 | 0.067334
CA | Commercial | Warehouse, Controlled Atm. | Existing | Cooling | Water-Cooled Chiller | 0.010571 | 0.01039 | 0.010212 | 0.010038 | 0.0098663 | 0.0097617 | 0.0096576 | 0.0095542 | 0.0094514 | 0.0093491 | 0.0092475 | 0.0091464 | 0.009046 | 0.0089461 | 0.0088469 | 0.0087524 | 0.0086584 | 0.0085649 | 0.0084719 | 0.0083793 | 0.0082874 | 0.008196
CA | Commercial | Warehouse, Controlled Atm. | Existing | Cooling | RTU | 0.11134 | 0.10942 | 0.10707 | 0.10471 | 0.10237 | 0.10069 | 0.098997 | 0.097296 | 0.095589 | 0.09388 | 0.092173 | 0.090469 | 0.088773 | 0.087134 | 0.085589 | 0.084166 | 0.082814 | 0.081525 | 0.080293 | 0.079111 | 0.077975 | 0.076879
CA | Commercial | Warehouse, Controlled Atm. | Existing | Cooling | Packaged Terminal AC | 0.0070268 | 0.0069057 | 0.0067866 | 0.0066696 | 0.0065546 | 0.006484 | 0.0064138 | 0.006344 | 0.0062747 | 0.0062058 | 0.0061374 | 0.0060694 | 0.0060018 | 0.0059348 | 0.0058682 | 0.0058049 | 0.0057419 | 0.0056793 | 0.0056172 | 0.0055554 | 0.005494 | 0.0054331
CA | Commercial | Warehouse, Controlled Atm. | Existing | Cooling | Packaged Terminal HP | 0.00067021 | 0.00065866 | 0.0006473 | 0.00063614 | 0.00062517 | 0.00061844 | 0.00061174 | 0.00060509 | 0.00059848 | 0.00059191 | 0.00058538 | 0.00057889 | 0.00057245 | 0.00056606 | 0.00055971 | 0.00055367 | 0.00054766 | 0.00054169 | 0.00053576 | 0.00052987 | 0.00052402 | 0.0005182
CA | Commercial | Warehouse, Controlled Atm. | Existing | Cooling | Air-Source Heat Pump | 0.0105 | 0.010285 | 0.010044 | 0.0098036 | 0.0095659 | 0.0093928 | 0.0092206 | 0.0090498 | 0.0088811 | 0.008715 | 0.0085519 | 0.0083921 | 0.0082382 | 0.0080918 | 0.007952 | 0.0078222 | 0.0076978 | 0.0075783 | 0.0074634 | 0.0073525 | 0.0072455 | 0.0071418
CA | Commercial | Warehouse, Controlled Atm. | Existing | Cooling | Geothermal Heat Pump | 0 | 0 | 0 | 0 | 0 | 0 | 0 | 0 | 0 | 0 | 0 | 0 | 0 | 0 | 0 | 0 | 0 | 0 | 0 | 0 | 0 | 0
CA | Commercial | Warehouse, Controlled Atm. | Existing | Space Heating | Electric Furnace | 0.00089847 | 0.00088298 | 0.00086775 | 0.00085596 | 0.00083809 | 0.00081987 | 0.00080202 | 0.00078749 | 0.00076743 | 0.00075066 | 0.00073425 | 0.00072091 | 0.00070242 | 0.000687 | 0.0006719 | 0.00065956 | 0.00064248 | 0.00062824 | 0.00061428 | 0.00060291 | 0.00058724 | 0.00057414
CA | Commercial | Warehouse, Controlled Atm. | Existing | Space Heating | Electric Room Heat | 0.0046284 | 0.0045486 | 0.0044702 | 0.0044094 | 0.0043173 | 0.0042235 | 0.0041316 | 0.0040567 | 0.0039533 | 0.003867 | 0.0037824 | 0.0037137 | 0.0036185 | 0.003539 | 0.0034612 | 0.0033977 | 0.0033097 | 0.0032363 | 0.0031644 | 0.0031058 | 0.0030251 | 0.0029577
CA | Commercial | Warehouse, Controlled Atm. | Existing | Space Heating | Packaged Terminal HP | 0.00013027 | 0.00012802 | 0.00012581 | 0.0001241 | 0.00012151 | 0.00011887 | 0.00011628 | 0.00011418 | 0.00011127 | 0.00010884 | 0.00010646 | 0.00010452 | 0.00010184 | 9.9607e-05 | 9.7418e-05 | 9.563e-05 | 9.3153e-05 | 9.1087e-05 | 8.9064e-05 | 8.7415e-05 | 8.5144e-05 | 8.3245e-05
CA | Commercial | Warehouse, Controlled Atm. | Existing | Space Heating | Air-Source Heat Pump | 0.0022676 | 0.0022285 | 0.0021879 | 0.0021559 | 0.0021084 | 0.00206 | 0.0020126 | 0.0019734 | 0.0019204 | 0.0018757 | 0.0018319 | 0.0017958 | 0.0017471 | 0.0017064 | 0.0016668 | 0.0016343 | 0.0015904 | 0.0015536 | 0.0015178 | 0.0014885 | 0.0014488 | 0.0014156
CA | Commercial | Warehouse, Controlled Atm. | Existing | Space Heating | Geothermal Heat Pump | 0 | 0 | 0 | 0 | 0 | 0 | 0 | 0 | 0 | 0 | 0 | 0 | 0 | 0 | 0 | 0 | 0 | 0 | 0 | 0 | 0 | 0
CA | Commercial | Warehouse, Controlled Atm. | Existing | Ventilation | Ventilation | 0.12681 | 0.12327 | 0.11972 | 0.11619 | 0.11272 | 0.10908 | 0.10552 | 0.10205 | 0.098689 | 0.095452 | 0.09234 | 0.089361 | 0.086518 | 0.083816 | 0.081258 | 0.078845 | 0.076578 | 0.074435 | 0.072405 | 0.070472 | 0.068632 | 0.066889
CA | Commercial | Warehouse, Controlled Atm. | Existing | Water Heating | Water Heater | 0.024856 | 0.023784 | 0.022746 | 0.021774 | 0.020815 | 0.019924 | 0.01907 | 0.018283 | 0.017562 | 0.016862 | 0.016196 | 0.015591 | 0.015037 | 0.014534 | 0.014072 | 0.013562 | 0.013103 | 0.01264 | 0.012227 | 0.01185 | 0.011509 | 0.011151
CA | Commercial | Warehouse, Controlled Atm. | Existing | Interior Lighting | General Service Lighting | 0.0095529 | 0.0090876 | 0.0085123 | 0.0078635 | 0.0070795 | 0.0062631 | 0.0056434 | 0.0051689 | 0.0048017 | 0.0044963 | 0.0042473 | 0.0040365 | 0.0038509 | 0.0036901 | 0.0035327 | 0.0033899 | 0.00326 | 0.0031413 | 0.0030343 | 0.002915 | 0.0027978 | 0.0026846
CA | Commercial | Warehouse, Controlled Atm. | Existing | Interior Lighting | Exempted Lighting | 3.8623e-06 | 3.6557e-06 | 3.3632e-06 | 3.0197e-06 | 2.5865e-06 | 2.2921e-06 | 2.089e-06 | 1.9458e-06 | 1.842e-06 | 1.76e-06 | 1.6894e-06 | 1.6212e-06 | 1.5505e-06 | 1.486e-06 | 1.416e-06 | 1.3419e-06 | 1.27e-06 | 1.2033e-06 | 1.1565e-06 | 1.1198e-06 | 1.089e-06 | 1.0616e-06
CA | Commercial | Warehouse, Controlled Atm. | Existing | Interior Lighting | High-Bay Lighting | 0.030809 | 0.029823 | 0.028816 | 0.027796 | 0.026689 | 0.025578 | 0.024468 | 0.023365 | 0.022271 | 0.021135 | 0.020016 | 0.018915 | 0.017907 | 0.016979 | 0.016087 | 0.015267 | 0.014513 | 0.013817 | 0.013174 | 0.012578 | 0.012028 | 0.011519
CA | Commercial | Warehouse, Controlled Atm. | Existing | Interior Lighting | Linear Lighting | 0.057041 | 0.055803 | 0.054517 | 0.053199 | 0.051672 | 0.050129 | 0.048582 | 0.04704 | 0.045511 | 0.043854 | 0.042221 | 0.040617 | 0.039043 | 0.037502 | 0.035893 | 0.034322 | 0.032789 | 0.031294 | 0.029839 | 0.028421 | 0.027186 | 0.026087
CA | Commercial | Warehouse, Controlled Atm. | Existing | Exterior Lighting | General Service Lighting | 0.028283 | 0.02687 | 0.025118 | 0.02314 | 0.020715 | 0.018189 | 0.016276 | 0.014817 | 0.013693 | 0.01276 | 0.012001 | 0.01136 | 0.010795 | 0.010307 | 0.0098229 | 0.0093838 | 0.0089851 | 0.0086223 | 0.0082968 | 0.0079276 | 0.0075639 | 0.0072122
CA | Commercial | Warehouse, Controlled Atm. | Existing | Exterior Lighting | Area Lighting | 0.00077693 | 0.00075397 | 0.00073055 | 0.00070679 | 0.00068064 | 0.00065431 | 0.00062791 | 0.00060154 | 0.00057527 | 0.00054762 | 0.00052022 | 0.00049312 | 0.0004682 | 0.00044523 | 0.00042292 | 0.00040238 | 0.00038342 | 0.00036588 | 0.0003496 | 0.00033446 | 0.00032047 | 0.0003075
CA | Commercial | Warehouse, Controlled Atm. | Existing | Exterior Lighting | Linear Lighting | 0.060007 | 0.058705 | 0.057352 | 0.055966 | 0.054359 | 0.052735 | 0.051108 | 0.049486 | 0.047878 | 0.046134 | 0.044417 | 0.042729 | 0.041073 | 0.039453 | 0.03776 | 0.036106 | 0.034494 | 0.032922 | 0.03139 | 0.029899 | 0.0286 | 0.027443
CA | Commercial | Warehouse, Controlled Atm. | Existing | Refrigeration | Walk-in Refrigerator/Freezer | 1.1653 | 1.151 | 1.137 | 1.123 | 1.1093 | 1.0957 | 1.0823 | 1.0691 | 1.056 | 1.0431 | 1.0304 | 1.0178 | 1.0053 | 0.99302 | 0.98087 | 0.96887 | 0.95702 | 0.94532 | 0.93376 | 0.92234 | 0.91106 | 0.89992
CA | Commercial | Warehouse, Controlled Atm. | Existing | Refrigeration | Reach-in Refrigerator/Freezer | 0.0008556 | 0.00090601 | 0.0009594 | 0.0010159 | 0.0010758 | 0.0011392 | 0.0012063 | 0.0012774 | 0.0013526 | 0.0014323 | 0.0015167 | 0.0016061 | 0.0017007 | 0.0018009 | 0.001907 | 0.0020194 | 0.0021383 | 0.0022643 | 0.0023977 | 0.002539 | 0.0026886 | 0.002847
CA | Commercial | Warehouse, Controlled Atm. | Existing | Refrigeration | Glass Door Display | 0.0015864 | 0.0015934 | 0.0016003 | 0.0016074 | 0.0016144 | 0.0016215 | 0.0016286 | 0.0016358 | 0.001643 | 0.0016502 | 0.0016574 | 0.0016647 | 0.001672 | 0.0016793 | 0.0016867 | 0.0016941 | 0.0017015 | 0.001709 | 0.0017165 | 0.0017241 | 0.0017316 | 0.0017392
CA | Commercial | Warehouse, Controlled Atm. | Existing | Refrigeration | Open Display Case | 0.013636 | 0.013696 | 0.013756 | 0.013817 | 0.013877 | 0.013938 | 0.014 | 0.014061 | 0.014123 | 0.014185 | 0.014247 | 0.01431 | 0.014372 | 0.014435 | 0.014499 | 0.014562 | 0.014626 | 0.014691 | 0.014755 | 0.01482 | 0.014885 | 0.01495
CA | Commercial | Warehouse, Controlled Atm. | Existing | Refrigeration | Icemaker | 0.025346 | 0.024987 | 0.024634 | 0.024285 | 0.023941 | 0.023602 | 0.023268 | 0.022939 | 0.022614 | 0.022294 | 0.021978 | 0.021667 | 0.02136 | 0.021058 | 0.02076 | 0.020466 | 0.020176 | 0.019891 | 0.019609 | 0.019332 | 0.019058 | 0.018788
CA | Commercial | Warehouse, Controlled Atm. | Existing | Refrigeration | Vending Machine | 0.013741 | 0.013573 | 0.013407 | 0.013243 | 0.013081 | 0.012921 | 0.012763 | 0.012607 | 0.012453 | 0.012301 | 0.01215 | 0.012002 | 0.011855 | 0.01171 | 0.011567 | 0.011425 | 0.011286 | 0.011147 | 0.011011 | 0.010876 | 0.010743 | 0.010612
CA | Commercial | Warehouse, Controlled Atm. | Existing | Food Preparation | Oven | 0.0030886 | 0.0030354 | 0.002983 | 0.0029316 | 0.0028811 | 0.0028314 | 0.0027826 | 0.0027346 | 0.0026874 | 0.0026411 | 0.0025956 | 0.0025508 | 0.0025068 | 0.0024636 | 0.0024211 | 0.0023794 | 0.0023384 | 0.0022981 | 0.0022584 | 0.0022195 | 0.0021812 | 0.0021436
CA | Commercial | Warehouse, Controlled Atm. | Existing | Food Preparation | Fryer | 0.0018924 | 0.0018598 | 0.0018277 | 0.0017962 | 0.0017653 | 0.0017348 | 0.0017049 | 0.0016755 | 0.0016466 | 0.0016182 | 0.0015903 | 0.0015629 | 0.001536 | 0.0015095 | 0.0014835 | 0.0014579 | 0.0014328 | 0.0014081 | 0.0013838 | 0.0013599 | 0.0013365 | 0.0013134
CA | Commercial | Warehouse, Controlled Atm. | Existing | Food Preparation | Dishwasher | 0.0018445 | 0.0018127 | 0.0017814 | 0.0017507 | 0.0017205 | 0.0016909 | 0.0016617 | 0.0016331 | 0.0016049 | 0.0015772 | 0.0015501 | 0.0015233 | 0.0014971 | 0.0014713 | 0.0014459 | 0.001421 | 0.0013965 | 0.0013724 | 0.0013487 | 0.0013255 | 0.0013026 | 0.0012802
CA | Commercial | Warehouse, Controlled Atm. | Existing | Food Preparation | Hot Food Container | 0.00049021 | 0.00048175 | 0.00047345 | 0.00046529 | 0.00045726 | 0.00044938 | 0.00044163 | 0.00043402 | 0.00042653 | 0.00041918 | 0.00041195 | 0.00040485 | 0.00039787 | 0.00039101 | 0.00038427 | 0.00037764 | 0.00037113 | 0.00036473 | 0.00035844 | 0.00035226 | 0.00034619 | 0.00034022
CA | Commercial | Warehouse, Controlled Atm. | Existing | Food Preparation | Steamer | 0.0012943 | 0.001272 | 0.0012501 | 0.0012285 | 0.0012073 | 0.0011865 | 0.0011661 | 0.001146 | 0.0011262 | 0.0011068 | 0.0010877 | 0.001069 | 0.0010505 | 0.0010324 | 0.0010146 | 0.00099712 | 0.00097993 | 0.00096303 | 0.00094643 | 0.00093011 | 0.00091407 | 0.00089831
CA | Commercial | Warehouse, Controlled Atm. | Existing | Food Preparation | Griddle | 0.0028617 | 0.0028123 | 0.0027638 | 0.0027162 | 0.0026694 | 0.0026233 | 0.0025781 | 0.0025337 | 0.00249 | 0.002447 | 0.0024049 | 0.0023634 | 0.0023226 | 0.0022826 | 0.0022432 | 0.0022046 | 0.0021666 | 0.0021292 | 0.0020925 | 0.0020564 | 0.002021 | 0.0019861
CA | Commercial | Warehouse, Controlled Atm. | Existing | Office Equipment | Desktop Computer | 0.0019918 | 0.0019135 | 0.0018383 | 0.0017661 | 0.0016967 | 0.00163 | 0.001566 | 0.0015045 | 0.0014453 | 0.0013885 | 0.001334 | 0.0012816 | 0.0012312 | 0.0011828 | 0.0011364 | 0.0010917 | 0.0010488 | 0.0010076 | 0.00096801 | 0.00092998 | 0.00089343 | 0.00085833
CA | Commercial | Warehouse, Controlled Atm. | Existing | Office Equipment | Laptop | 0.00042356 | 0.00042568 | 0.00042781 | 0.00042996 | 0.00043211 | 0.00043428 | 0.00043646 | 0.00043864 | 0.00044084 | 0.00044305 | 0.00044527 | 0.0004475 | 0.00044975 | 0.000452 | 0.00045427 | 0.00045654 | 0.00045883 | 0.00046113 | 0.00046344 | 0.00046577 | 0.0004681 | 0.00047045
CA | Commercial | Warehouse, Controlled Atm. | Existing | Office Equipment | Server | 0.0093233 | 0.0093658 | 0.0094084 | 0.0094513 | 0.0094943 | 0.0095375 | 0.009581 | 0.0096246 | 0.0096684 | 0.0097124 | 0.0097567 | 0.0098011 | 0.0098457 | 0.0098906 | 0.0099356 | 0.0099808 | 0.010026 | 0.010072 | 0.010118 | 0.010164 | 0.01021 | 0.010257
CA | Commercial | Warehouse, Controlled Atm. | Existing | Office Equipment | Monitor | 0.00033632 | 0.00033207 | 0.00032788 | 0.00032374 | 0.00031965 | 0.00031562 | 0.00031164 | 0.0003077 | 0.00030382 | 0.00029998 | 0.0002962 | 0.00029246 | 0.00028877 | 0.00028512 | 0.00028152 | 0.00027797 | 0.00027446 | 0.000271 | 0.00026758 | 0.0002642 | 0.00026087 | 0.00025757
CA | Commercial | Warehouse, Controlled Atm. | Existing | Office Equipment | Printer/Copier/Fax | 0.0015022 | 0.0015 | 0.0014979 | 0.0014958 | 0.0014937 | 0.0014916 | 0.0014895 | 0.0014874 | 0.0014853 | 0.0014831 | 0.0014811 | 0.001479 | 0.0014769 | 0.0014748 | 0.0014727 | 0.0014706 | 0.0014685 | 0.0014664 | 0.0014644 | 0.0014623 | 0.0014602 | 0.0014582
CA | Commercial | Warehouse, Controlled Atm. | Existing | Office Equipment | POS Terminal | 0.002014 | 0.0019818 | 0.0019501 | 0.001919 | 0.0018883 | 0.0018581 | 0.0018284 | 0.0017992 | 0.0017704 | 0.0017421 | 0.0017142 | 0.0016868 | 0.0016599 | 0.0016333 | 0.0016072 | 0.0015815 | 0.0015563 | 0.0015314 | 0.0015069 | 0.0014828 | 0.0014591 | 0.0014358
CA | Commercial | Warehouse, Controlled Atm. | Existing | Miscellaneous | Non-HVAC Motors | 0.049837 | 0.048978 | 0.048133 | 0.047303 | 0.046488 | 0.045686 | 0.044899 | 0.044124 | 0.043364 | 0.042616 | 0.041881 | 0.041159 | 0.04045 | 0.039752 | 0.039067 | 0.038393 | 0.037731 | 0.037081 | 0.036441 | 0.035813 | 0.035196 | 0.034589
CA | Commercial | Warehouse, Controlled Atm. | Existing | Miscellaneous | Pool Pump | 0 | 0 | 0 | 0 | 0 | 0 | 0 | 0 | 0 | 0 | 0 | 0 | 0 | 0 | 0 | 0 | 0 | 0 | 0 | 0 | 0 | 0
CA | Commercial | Warehouse, Controlled Atm. | Existing | Miscellaneous | Pool Heater | 0 | 0 | 0 | 0 | 0 | 0 | 0 | 0 | 0 | 0 | 0 | 0 | 0 | 0 | 0 | 0 | 0 | 0 | 0 | 0 | 0 | 0
CA | Commercial | Warehouse, Controlled Atm. | Existing | Miscellaneous | Clothes Washer | 0 | 0 | 0 | 0 | 0 | 0 | 0 | 0 | 0 | 0 | 0 | 0 | 0 | 0 | 0 | 0 | 0 | 0 | 0 | 0 | 0 | 0
CA | Commercial | Warehouse, Controlled Atm. | Existing | Miscellaneous | Clothes Dryer | 0 | 0 | 0 | 0 | 0 | 0 | 0 | 0 | 0 | 0 | 0 | 0 | 0 | 0 | 0 | 0 | 0 | 0 | 0 | 0 | 0 | 0
CA | Commercial | Warehouse, Controlled Atm. | Existing | Miscellaneous | Electric Vehicle Chargers | 0 | 0 | 0 | 0 | 0 | 0 | 0 | 0 | 0 | 0 | 0 | 0 | 0 | 0 | 0 | 0 | 0 | 0 | 0 | 0 | 0 | 0
CA | Commercial | Warehouse, Controlled Atm. | Existing | Miscellaneous | Other Miscellaneous | 0.14631 | 0.14952 | 0.1528 | 0.15615 | 0.15958 | 0.16308 | 0.16666 | 0.17032 | 0.17406 | 0.17788 | 0.18178 | 0.18577 | 0.18985 | 0.19401 | 0.19827 | 0.20262 | 0.20707 | 0.21161 | 0.21625 | 0.221 | 0.22585 | 0.23081
CA | Commercial | Warehouse, Controlled Atm. | Existing | Generation | Solar PV | -0.035575 | -0.039242 | -0.041906 | -0.044591 | -0.047294 | -0.050173 | -0.05293 | -0.055699 | -0.058477 | -0.061161 | -0.063659 | -0.066071 | -0.068731 | -0.071193 | -0.073568 | -0.075756 | -0.077866 | -0.0799 | -0.08186 | -0.083747 | -0.085659 | -0.087405
CA | Commercial | Warehouse, Controlled Atm. | New | Cooling | Air-Cooled Chiller | 0 | 0.0012093 | 0.0021635 | 0.0031006 | 0.004013 | 0.0049331 | 0.0058404 | 0.0067507 | 0.0076479 | 0.0085481 | 0.0094351 | 0.010317 | 0.011202 | 0.012081 | 0.012955 | 0.013831 | 0.014702 | 0.015569 | 0.01643 | 0.017287 | 0.01813 | 0.018978
CA | Commercial | Warehouse, Controlled Atm. | New | Cooling | Water-Cooled Chiller | 0 | 0.00014689 | 0.00026279 | 0.00037662 | 0.00048744 | 0.0005992 | 0.00070941 | 0.00081998 | 0.00092896 | 0.0010383 | 0.001146 | 0.0012531 | 0.0013606 | 0.0014675 | 0.0015737 | 0.00168 | 0.0017858 | 0.001891 | 0.0019957 | 0.0020998 | 0.0022022 | 0.0023052
CA | Commercial | Warehouse, Controlled Atm. | New | Cooling | RTU | 0 | 0.001691 | 0.0028541 | 0.0039963 | 0.0051083 | 0.0062313 | 0.0073385 | 0.0084495 | 0.0095445 | 0.010643 | 0.011726 | 0.012802 | 0.013882 | 0.01493 | 0.015974 | 0.017022 | 0.018066 | 0.019107 | 0.020143 | 0.021175 | 0.022192 | 0.023215
CA | Commercial | Warehouse, Controlled Atm. | New | Cooling | Packaged Terminal AC | 0 | 0.00014487 | 0.00025919 | 0.00037146 | 0.00048076 | 0.00059099 | 0.00069968 | 0.00080874 | 0.00091623 | 0.0010241 | 0.0011303 | 0.001236 | 0.001342 | 0.0014473 | 0.0015521 | 0.001657 | 0.0017613 | 0.0018651 | 0.0019684 | 0.002071 | 0.0021721 | 0.0022736
CA | Commercial | Warehouse, Controlled Atm. | New | Cooling | Packaged Terminal HP | 0 | 1.3818e-05 | 2.4722e-05 | 3.5429e-05 | 4.5854e-05 | 5.6368e-05 | 6.6735e-05 | 7.7137e-05 | 8.7389e-05 | 9.7676e-05 | 0.00010781 | 0.00011789 | 0.000128 | 0.00013805 | 0.00014804 | 0.00015804 | 0.000168 | 0.00017789 | 0.00018774 | 0.00019753 | 0.00020717 | 0.00021685
CA | Commercial | Warehouse, Controlled Atm. | New | Cooling | Air-Source Heat Pump | 0 | 0.00014962 | 0.0002568 | 0.00036205 | 0.00046453 | 0.00056797 | 0.00066996 | 0.0007723 | 0.00087316 | 0.00097437 | 0.0010741 | 0.0011732 | 0.0012714 | 0.001369 | 0.0014662 | 0.0015636 | 0.0016606 | 0.0017571 | 0.0018532 | 0.0019488 | 0.0020429 | 0.0021375
CA | Commercial | Warehouse, Controlled Atm. | New | Cooling | Geothermal Heat Pump | 0 | 0 | 0 | 0 | 0 | 0 | 0 | 0 | 0 | 0 | 0 | 0 | 0 | 0 | 0 | 0 | 0 | 0 | 0 | 0 | 0 | 0
CA | Commercial | Warehouse, Controlled Atm. | New | Space Heating | Electric Furnace | 0 | 1.8524e-05 | 3.3141e-05 | 4.7672e-05 | 6.1471e-05 | 7.4728e-05 | 8.7493e-05 | 0.00010039 | 0.00011206 | 0.00012387 | 0.00013523 | 0.00014681 | 0.00015706 | 0.00016754 | 0.00017771 | 0.00018827 | 0.00019708 | 0.00020632 | 0.00021526 | 0.00022476 | 0.00023217 | 0.00024026
CA | Commercial | Warehouse, Controlled Atm. | New | Space Heating | Electric Room Heat | 0 | 9.5423e-05 | 0.00017072 | 0.00024558 | 0.00031666 | 0.00038495 | 0.00045071 | 0.00051715 | 0.00057726 | 0.00063813 | 0.00069662 | 0.00075625 | 0.00080906 | 0.00086307 | 0.00091546 | 0.00096986 | 0.0010153 | 0.0010628 | 0.0011089 | 0.0011578 | 0.001196 | 0.0012377
CA | Commercial | Warehouse, Controlled Atm. | New | Space Heating | Packaged Terminal HP | 0 | 2.6857e-06 | 4.8051e-06 | 6.9119e-06 | 8.9126e-06 | 1.0835e-05 | 1.2686e-05 | 1.4555e-05 | 1.6247e-05 | 1.796e-05 | 1.9607e-05 | 2.1285e-05 | 2.2771e-05 | 2.4292e-05 | 2.5766e-05 | 2.7297e-05 | 2.8575e-05 | 2.9914e-05 | 3.121e-05 | 3.2588e-05 | 3.3662e-05 | 3.4835e-05
CA | Commercial | Warehouse, Controlled Atm. | New | Space Heating | Air-Source Heat Pump | 0 | 4.6752e-05 | 8.2559e-05 | 0.00011816 | 0.00015196 | 0.00018443 | 0.00021569 | 0.00024728 | 0.00027586 | 0.00030479 | 0.0003326 | 0.00036096 | 0.00038594 | 0.00041151 | 0.00043631 | 0.00046209 | 0.00048359 | 0.00050613 | 0.00052796 | 0.00055119 | 0.00056927 | 0.00058904
CA | Commercial | Warehouse, Controlled Atm. | New | Space Heating | Geothermal Heat Pump | 0 | 0 | 0 | 0 | 0 | 0 | 0 | 0 | 0 | 0 | 0 | 0 | 0 | 0 | 0 | 0 | 0 | 0 | 0 | 0 | 0 | 0
CA | Commercial | Warehouse, Controlled Atm. | New | Ventilation | Ventilation | 0 | 0.0019729 | 0.0035297 | 0.0050586 | 0.0065541 | 0.007888 | 0.0091856 | 0.010471 | 0.011721 | 0.012964 | 0.014172 | 0.015357 | 0.016533 | 0.017687 | 0.018819 | 0.01993 | 0.021021 | 0.022078 | 0.023106 | 0.024103 | 0.025061 | 0.026017
CA | Commercial | Warehouse, Controlled Atm. | New | Water Heating | Water Heater | 0 | 0.00039789 | 0.00070584 | 0.0010083 | 0.0012912 | 0.0015665 | 0.0018278 | 0.0020866 | 0.0023383 | 0.0025783 | 0.0027932 | 0.0029985 | 0.0031976 | 0.0033918 | 0.0035815 | 0.0037358 | 0.0038958 | 0.0040387 | 0.0041853 | 0.0043319 | 0.0044768 | 0.004602
CA | Commercial | Warehouse, Controlled Atm. | New | Interior Lighting | General Service Lighting | 0 | 0.00010445 | 0.00018688 | 0.00026782 | 0.00033565 | 0.00040165 | 0.00046586 | 0.00052947 | 0.00059132 | 0.0006463 | 0.0006971 | 0.00074511 | 0.00079112 | 0.00083605 | 0.00087407 | 0.00091095 | 0.00094674 | 0.00098151 | 0.001016 | 0.001041 | 0.0010679 | 0.0010957
CA | Commercial | Warehouse, Controlled Atm. | New | Interior Lighting | Exempted Lighting | 0 | 4.4371e-08 | 7.9385e-08 | 1.1377e-07 | 1.4216e-07 | 1.698e-07 | 1.9668e-07 | 2.2331e-07 | 2.492e-07 | 2.722e-07 | 2.9241e-07 | 3.1096e-07 | 3.2835e-07 | 3.4561e-07 | 3.5933e-07 | 3.6922e-07 | 3.8032e-07 | 3.9164e-07 | 4.0498e-07 | 4.184e-07 | 4.3155e-07 | 4.4472e-07
CA | Commercial | Warehouse, Controlled Atm. | New | Interior Lighting | High-Bay Lighting | 0 | 0.00032644 | 0.00058403 | 0.000837 | 0.0010509 | 0.001259 | 0.0014615 | 0.0016621 | 0.0018571 | 0.002033 | 0.002204 | 0.0023718 | 0.002532 | 0.0026847 | 0.002814 | 0.0029391 | 0.0030603 | 0.0031778 | 0.0032919 | 0.0034026 | 0.0035102 | 0.0036178
CA | Commercial | Warehouse, Controlled Atm. | New | Interior Lighting | Linear Lighting | 0 | 0.00090965 | 0.0016275 | 0.0023324 | 0.0029261 | 0.0035039 | 0.0040659 | 0.0046227 | 0.0051641 | 0.005647 | 0.0061163 | 0.0065769 | 0.0070336 | 0.0074819 | 0.0078871 | 0.0082848 | 0.0086751 | 0.0090582 | 0.0094342 | 0.0098032 | 0.01011 | 0.010383
CA | Commercial | Warehouse, Controlled Atm. | New | Exterior Lighting | General Service Lighting | 0 | 0.00029838 | 0.00053384 | 0.00076507 | 0.00095266 | 0.0011352 | 0.0013128 | 0.0014888 | 0.0016598 | 0.001809 | 0.0019452 | 0.0020727 | 0.0021937 | 0.0023119 | 0.0024056 | 0.002496 | 0.0025834 | 0.002668 | 0.0027522 | 0.0028042 | 0.002864 | 0.0029266
CA | Commercial | Warehouse, Controlled Atm. | New | Exterior Lighting | Area Lighting | 0 | 9.3973e-06 | 1.6813e-05 | 2.4095e-05 | 3.026e-05 | 3.626e-05 | 4.2096e-05 | 4.7878e-05 | 5.35e-05 | 5.8559e-05 | 6.3475e-05 | 6.83e-05 | 7.2904e-05 | 7.7294e-05 | 8.1e-05 | 8.4584e-05 | 8.8054e-05 | 9.1419e-05 | 9.4681e-05 | 9.7848e-05 | 0.00010093 | 0.000104
CA | Commercial | Warehouse, Controlled Atm. | New | Exterior Lighting | Linear Lighting | 0 | 0.00095695 | 0.0017121 | 0.0024537 | 0.0030782 | 0.0036861 | 0.0042773 | 0.0048631 | 0.0054326 | 0.0059406 | 0.0064344 | 0.0069189 | 0.0073994 | 0.0078709 | 0.0082972 | 0.0087156 | 0.0091262 | 0.0095292 | 0.0099248 | 0.010313 | 0.010635 | 0.010923
CA | Commercial | Warehouse, Controlled Atm. | New | Refrigeration | Walk-in Refrigerator/Freezer | 0 | 0.024147 | 0.043422 | 0.062547 | 0.081364 | 0.099873 | 0.11807 | 0.13629 | 0.1542 | 0.17213 | 0.18976 | 0.20726 | 0.22478 | 0.24217 | 0.25943 | 0.27656 | 0.29357 | 0.31045 | 0.32721 | 0.34384 | 0.36019 | 0.37659
CA | Commercial | Warehouse, Controlled Atm. | New | Refrigeration | Reach-in Refrigerator/Freezer | 0 | 1.9007e-05 | 3.6641e-05 | 5.6581e-05 | 7.8905e-05 | 0.00010383 | 0.00013159 | 0.00016284 | 0.00019751 | 0.00023636 | 0.00027933 | 0.00032706 | 0.00038026 | 0.00043919 | 0.00050438 | 0.00057642 | 0.00065593 | 0.00074361 | 0.00084021 | 0.00094653 | 0.0010629 | 0.0011914
CA | Commercial | Warehouse, Controlled Atm. | New | Refrigeration | Glass Door Display | 0 | 3.3229e-05 | 6.04e-05 | 8.7944e-05 | 0.00011564 | 0.00014348 | 0.00017146 | 0.00020006 | 0.0002288 | 0.00025817 | 0.00028769 | 0.00031761 | 0.00034819 | 0.00037919 | 0.00041061 | 0.00044246 | 0.00047475 | 0.00050748 | 0.00054066 | 0.0005743 | 0.0006081 | 0.00064267
CA | Commercial | Warehouse, Controlled Atm. | New | Refrigeration | Open Display Case | 0 | 0.00028563 | 0.00051919 | 0.00075596 | 0.00099403 | 0.0012334 | 0.0014739 | 0.0017197 | 0.0019667 | 0.0022192 | 0.002473 | 0.0027302 | 0.002993 | 0.0032595 | 0.0035296 | 0.0038034 | 0.0040809 | 0.0043623 | 0.0046475 | 0.0049366 | 0.0052272 | 0.0055243
CA | Commercial | Warehouse, Controlled Atm. | New | Refrigeration | Icemaker | 0 | 0.00052367 | 0.00093889 | 0.0013484 | 0.0017489 | 0.0021404 | 0.0025229 | 0.0029035 | 0.0032754 | 0.0036454 | 0.0040069 | 0.0043633 | 0.0047182 | 0.0050681 | 0.0054133 | 0.0057537 | 0.0060893 | 0.0064204 | 0.0067469 | 0.007069 | 0.007383 | 0.0076963
CA | Commercial | Warehouse, Controlled Atm. | New | Refrigeration | Vending Machine | 0 | 0.00028391 | 0.00050902 | 0.00073104 | 0.00094815 | 0.0011604 | 0.0013678 | 0.0015741 | 0.0017757 | 0.0019764 | 0.0021723 | 0.0023655 | 0.002558 | 0.0027477 | 0.0029348 | 0.0031193 | 0.0033013 | 0.0034808 | 0.0036579 | 0.0038324 | 0.0040027 | 0.0041726
CA | Commercial | Warehouse, Controlled Atm. | New | Food Preparation | Oven | 0 | 6.4355e-05 | 0.00011636 | 0.00016854 | 0.00022045 | 0.00027208 | 0.00032343 | 0.00037539 | 0.00042706 | 0.00047935 | 0.00053135 | 0.00058352 | 0.00063634 | 0.00068934 | 0.00074254 | 0.00079593 | 0.00084951 | 0.00090331 | 0.0009573 | 0.0010115 | 0.0010654 | 0.0011201
CA | Commercial | Warehouse, Controlled Atm. | New | Food Preparation | Fryer | 0 | 3.9016e-05 | 6.9804e-05 | 0.00010004 | 0.00012948 | 0.00015812 | 0.00018599 | 0.0002136 | 0.00024044 | 0.00026704 | 0.0002929 | 0.00031827 | 0.00034343 | 0.00036813 | 0.00039236 | 0.00041615 | 0.0004395 | 0.00046241 | 0.0004849 | 0.00050697 | 0.00052837 | 0.00054963
CA | Commercial | Warehouse, Controlled Atm. | New | Food Preparation | Dishwasher | 0 | 3.8432e-05 | 6.949e-05 | 0.00010065 | 0.00013165 | 0.00016248 | 0.00019315 | 0.00022418 | 0.00025503 | 0.00028626 | 0.00031732 | 0.00034847 | 0.00038001 | 0.00041167 | 0.00044344 | 0.00047532 | 0.00050732 | 0.00053945 | 0.00057169 | 0.00060407 | 0.00063626 | 0.00066889
CA | Commercial | Warehouse, Controlled Atm. | New | Food Preparation | Hot Food Container | 0 | 1.0214e-05 | 1.8468e-05 | 2.6749e-05 | 3.4988e-05 | 4.3183e-05 | 5.1333e-05 | 5.9579e-05 | 6.778e-05 | 7.6079e-05 | 8.4332e-05 | 9.2612e-05 | 0.000101 | 0.00010941 | 0.00011785 | 0.00012632 | 0.00013483 | 0.00014337 | 0.00015194 | 0.00016054 | 0.0001691 | 0.00017777
CA | Commercial | Warehouse, Controlled Atm. | New | Food Preparation | Steamer | 0 | 2.6969e-05 | 4.8763e-05 | 7.0627e-05 | 9.238e-05 | 0.00011402 | 0.00013554 | 0.00015731 | 0.00017896 | 0.00020088 | 0.00022267 | 0.00024453 | 0.00026666 | 0.00028888 | 0.00031117 | 0.00033354 | 0.000356 | 0.00037854 | 0.00040117 | 0.00042389 | 0.00044648 | 0.00046937
CA | Commercial | Warehouse, Controlled Atm. | New | Food Preparation | Griddle | 0 | 5.8999e-05 | 0.00010556 | 0.00015128 | 0.00019579 | 0.00023911 | 0.00028125 | 0.00032299 | 0.00036358 | 0.00040381 | 0.00044291 | 0.00048128 | 0.00051932 | 0.00055666 | 0.00059331 | 0.00062929 | 0.00066459 | 0.00069924 | 0.00073325 | 0.00076662 | 0.00079898 | 0.00083112
CA | Commercial | Warehouse, Controlled Atm. | New | Office Equipment | Desktop Computer | 0 | 4.0143e-05 | 7.0209e-05 | 9.8361e-05 | 0.00012445 | 0.00014857 | 0.00017083 | 0.00019179 | 0.00021105 | 0.00022914 | 0.00024568 | 0.00026098 | 0.00027529 | 0.00028846 | 0.00030056 | 0.00031163 | 0.00032172 | 0.0003309 | 0.00033921 | 0.00034669 | 0.00035322 | 0.00035918
CA | Commercial | Warehouse, Controlled Atm. | New | Office Equipment | Laptop | 0 | 8.9302e-06 | 1.6339e-05 | 2.3946e-05 | 3.1694e-05 | 3.9583e-05 | 4.7613e-05 | 5.5918e-05 | 6.4371e-05 | 7.3112e-05 | 8.2007e-05 | 9.113e-05 | 0.00010056 | 0.00011023 | 0.00012015 | 0.00013032 | 0.00014075 | 0.00015144 | 0.0001624 | 0.00017364 | 0.00018506 | 0.00019687
CA | Commercial | Warehouse, Controlled Atm. | New | Office Equipment | Server | 0 | 0.00019531 | 0.00035507 | 0.00051705 | 0.00067997 | 0.00084379 | 0.0010085 | 0.0011768 | 0.001346 | 0.001519 | 0.001693 | 0.0018693 | 0.0020495 | 0.0022322 | 0.0024175 | 0.0026054 | 0.0027959 | 0.002989 | 0.0031849 | 0.0033834 | 0.0035831 | 0.0037872
CA | Commercial | Warehouse, Controlled Atm. | New | Office Equipment | Monitor | 0 | 6.9664e-06 | 1.2522e-05 | 1.803e-05 | 2.3446e-05 | 2.8768e-05 | 3.3996e-05 | 3.9226e-05 | 4.4363e-05 | 4.9503e-05 | 5.4552e-05 | 5.9556e-05 | 6.4566e-05 | 6.9534e-05 | 7.4461e-05 | 7.9346e-05 | 8.4192e-05 | 8.8998e-05 | 9.3764e-05 | 9.8493e-05 | 0.00010313 | 0.00010779
CA | Commercial | Warehouse, Controlled Atm. | New | Office Equipment | Printer/Copier/Fax | 0 | 3.1246e-05 | 5.6398e-05 | 8.1545e-05 | 0.00010648 | 0.00013119 | 0.00015568 | 0.00018038 | 0.00020486 | 0.00022954 | 0.00025401 | 0.00027847 | 0.00030315 | 0.00032784 | 0.00035253 | 0.00037722 | 0.00040193 | 0.00042664 | 0.00045137 | 0.0004761 | 0.00050061 | 0.00052538
CA | Commercial | Warehouse, Controlled Atm. | New | Office Equipment | POS Terminal | 0 | 4.1523e-05 | 7.4289e-05 | 0.00010647 | 0.00013779 | 0.00016828 | 0.00019794 | 0.00022732 | 0.00025589 | 0.0002842 | 0.00031171 | 0.00033872 | 0.00036549 | 0.00039177 | 0.00041757 | 0.00044288 | 0.00046773 | 0.00049212 | 0.00051605 | 0.00053954 | 0.00056231 | 0.00058493
CA | Commercial | Warehouse, Controlled Atm. | New | Miscellaneous | Non-HVAC Motors | 0 | 0.0010275 | 0.0018383 | 0.0026345 | 0.0034097 | 0.0041641 | 0.004898 | 0.005625 | 0.0063319 | 0.0070325 | 0.0077134 | 0.0083816 | 0.0090442 | 0.0096945 | 0.010333 | 0.010959 | 0.011574 | 0.012178 | 0.01277 | 0.013351 | 0.013915 | 0.014474
CA | Commercial | Warehouse, Controlled Atm. | New | Miscellaneous | Pool Pump | 0 | 0 | 0 | 0 | 0 | 0 | 0 | 0 | 0 | 0 | 0 | 0 | 0 | 0 | 0 | 0 | 0 | 0 | 0 | 0 | 0 | 0
CA | Commercial | Warehouse, Controlled Atm. | New | Miscellaneous | Pool Heater | 0 | 0 | 0 | 0 | 0 | 0 | 0 | 0 | 0 | 0 | 0 | 0 | 0 | 0 | 0 | 0 | 0 | 0 | 0 | 0 | 0 | 0
CA | Commercial | Warehouse, Controlled Atm. | New | Miscellaneous | Clothes Washer | 0 | 0 | 0 | 0 | 0 | 0 | 0 | 0 | 0 | 0 | 0 | 0 | 0 | 0 | 0 | 0 | 0 | 0 | 0 | 0 | 0 | 0
CA | Commercial | Warehouse, Controlled Atm. | New | Miscellaneous | Clothes Dryer | 0 | 0 | 0 | 0 | 0 | 0 | 0 | 0 | 0 | 0 | 0 | 0 | 0 | 0 | 0 | 0 | 0 | 0 | 0 | 0 | 0 | 0
CA | Commercial | Warehouse, Controlled Atm. | New | Miscellaneous | Electric Vehicle Chargers | 0 | 0 | 0 | 0 | 0 | 0 | 0 | 0 | 0 | 0 | 0 | 0 | 0 | 0 | 0 | 0 | 0 | 0 | 0 | 0 | 0 | 0
CA | Commercial | Warehouse, Controlled Atm. | New | Miscellaneous | Other Miscellaneous | 0 | 0.0031367 | 0.0058357 | 0.0086968 | 0.011705 | 0.014864 | 0.018181 | 0.021712 | 0.025415 | 0.029353 | 0.033479 | 0.03783 | 0.042448 | 0.047314 | 0.05244 | 0.057837 | 0.063518 | 0.069494 | 0.07578 | 0.082388 | 0.08929 | 0.096585
CA | Commercial | Warehouse, Controlled Atm. | New | Generation | Solar PV | 0 | -0.00082324 | -0.0016005 | -0.0024835 | -0.0034689 | -0.0045731 | -0.0057742 | -0.0071005 | -0.0085387 | -0.010093 | -0.011724 | -0.013455 | -0.015368 | -0.017362 | -0.019458 | -0.021624 | -0.023885 | -0.02624 | -0.028685 | -0.031221 | -0.033865 | -0.036576
CA | Commercial | Data Center | Existing | Cooling | Air-Cooled Chiller | 0 | 0 | 0 | 0 | 0 | 0 | 0 | 0 | 0 | 0 | 0 | 0 | 0 | 0 | 0 | 0 | 0 | 0 | 0 | 0 | 0 | 0
CA | Commercial | Data Center | Existing | Cooling | Water-Cooled Chiller | 0 | 0 | 0 | 0 | 0 | 0 | 0 | 0 | 0 | 0 | 0 | 0 | 0 | 0 | 0 | 0 | 0 | 0 | 0 | 0 | 0 | 0
CA | Commercial | Data Center | Existing | Cooling | RTU | 0 | 0 | 0 | 0 | 0 | 0 | 0 | 0 | 0 | 0 | 0 | 0 | 0 | 0 | 0 | 0 | 0 | 0 | 0 | 0 | 0 | 0
CA | Commercial | Data Center | Existing | Cooling | Packaged Terminal AC | 0 | 0 | 0 | 0 | 0 | 0 | 0 | 0 | 0 | 0 | 0 | 0 | 0 | 0 | 0 | 0 | 0 | 0 | 0 | 0 | 0 | 0
CA | Commercial | Data Center | Existing | Cooling | Packaged Terminal HP | 0 | 0 | 0 | 0 | 0 | 0 | 0 | 0 | 0 | 0 | 0 | 0 | 0 | 0 | 0 | 0 | 0 | 0 | 0 | 0 | 0 | 0
CA | Commercial | Data Center | Existing | Cooling | Air-Source Heat Pump | 0 | 0 | 0 | 0 | 0 | 0 | 0 | 0 | 0 | 0 | 0 | 0 | 0 | 0 | 0 | 0 | 0 | 0 | 0 | 0 | 0 | 0
CA | Commercial | Data Center | Existing | Cooling | Geothermal Heat Pump | 0 | 0 | 0 | 0 | 0 | 0 | 0 | 0 | 0 | 0 | 0 | 0 | 0 | 0 | 0 | 0 | 0 | 0 | 0 | 0 | 0 | 0
CA | Commercial | Data Center | Existing | Space Heating | Electric Furnace | 0 | 0 | 0 | 0 | 0 | 0 | 0 | 0 | 0 | 0 | 0 | 0 | 0 | 0 | 0 | 0 | 0 | 0 | 0 | 0 | 0 | 0
CA | Commercial | Data Center | Existing | Space Heating | Electric Room Heat | 0 | 0 | 0 | 0 | 0 | 0 | 0 | 0 | 0 | 0 | 0 | 0 | 0 | 0 | 0 | 0 | 0 | 0 | 0 | 0 | 0 | 0
CA | Commercial | Data Center | Existing | Space Heating | Packaged Terminal HP | 0 | 0 | 0 | 0 | 0 | 0 | 0 | 0 | 0 | 0 | 0 | 0 | 0 | 0 | 0 | 0 | 0 | 0 | 0 | 0 | 0 | 0
CA | Commercial | Data Center | Existing | Space Heating | Air-Source Heat Pump | 0 | 0 | 0 | 0 | 0 | 0 | 0 | 0 | 0 | 0 | 0 | 0 | 0 | 0 | 0 | 0 | 0 | 0 | 0 | 0 | 0 | 0
CA | Commercial | Data Center | Existing | Space Heating | Geothermal Heat Pump | 0 | 0 | 0 | 0 | 0 | 0 | 0 | 0 | 0 | 0 | 0 | 0 | 0 | 0 | 0 | 0 | 0 | 0 | 0 | 0 | 0 | 0
CA | Commercial | Data Center | Existing | Ventilation | Ventilation | 0 | 0 | 0 | 0 | 0 | 0 | 0 | 0 | 0 | 0 | 0 | 0 | 0 | 0 | 0 | 0 | 0 | 0 | 0 | 0 | 0 | 0
CA | Commercial | Data Center | Existing | Water Heating | Water Heater | 0 | 0 | 0 | 0 | 0 | 0 | 0 | 0 | 0 | 0 | 0 | 0 | 0 | 0 | 0 | 0 | 0 | 0 | 0 | 0 | 0 | 0
CA | Commercial | Data Center | Existing | Interior Lighting | General Service Lighting | 0 | 0 | 0 | 0 | 0 | 0 | 0 | 0 | 0 | 0 | 0 | 0 | 0 | 0 | 0 | 0 | 0 | 0 | 0 | 0 | 0 | 0
CA | Commercial | Data Center | Existing | Interior Lighting | Exempted Lighting | 0 | 0 | 0 | 0 | 0 | 0 | 0 | 0 | 0 | 0 | 0 | 0 | 0 | 0 | 0 | 0 | 0 | 0 | 0 | 0 | 0 | 0
CA | Commercial | Data Center | Existing | Interior Lighting | High-Bay Lighting | 0 | 0 | 0 | 0 | 0 | 0 | 0 | 0 | 0 | 0 | 0 | 0 | 0 | 0 | 0 | 0 | 0 | 0 | 0 | 0 | 0 | 0
CA | Commercial | Data Center | Existing | Interior Lighting | Linear Lighting | 0 | 0 | 0 | 0 | 0 | 0 | 0 | 0 | 0 | 0 | 0 | 0 | 0 | 0 | 0 | 0 | 0 | 0 | 0 | 0 | 0 | 0
CA | Commercial | Data Center | Existing | Exterior Lighting | General Service Lighting | 0 | 0 | 0 | 0 | 0 | 0 | 0 | 0 | 0 | 0 | 0 | 0 | 0 | 0 | 0 | 0 | 0 | 0 | 0 | 0 | 0 | 0
CA | Commercial | Data Center | Existing | Exterior Lighting | Area Lighting | 0 | 0 | 0 | 0 | 0 | 0 | 0 | 0 | 0 | 0 | 0 | 0 | 0 | 0 | 0 | 0 | 0 | 0 | 0 | 0 | 0 | 0
CA | Commercial | Data Center | Existing | Exterior Lighting | Linear Lighting | 0 | 0 | 0 | 0 | 0 | 0 | 0 | 0 | 0 | 0 | 0 | 0 | 0 | 0 | 0 | 0 | 0 | 0 | 0 | 0 | 0 | 0
CA | Commercial | Data Center | Existing | Refrigeration | Walk-in Refrigerator/Freezer | 0 | 0 | 0 | 0 | 0 | 0 | 0 | 0 | 0 | 0 | 0 | 0 | 0 | 0 | 0 | 0 | 0 | 0 | 0 | 0 | 0 | 0
CA | Commercial | Data Center | Existing | Refrigeration | Reach-in Refrigerator/Freezer | 0 | 0 | 0 | 0 | 0 | 0 | 0 | 0 | 0 | 0 | 0 | 0 | 0 | 0 | 0 | 0 | 0 | 0 | 0 | 0 | 0 | 0
CA | Commercial | Data Center | Existing | Refrigeration | Glass Door Display | 0 | 0 | 0 | 0 | 0 | 0 | 0 | 0 | 0 | 0 | 0 | 0 | 0 | 0 | 0 | 0 | 0 | 0 | 0 | 0 | 0 | 0
CA | Commercial | Data Center | Existing | Refrigeration | Open Display Case | 0 | 0 | 0 | 0 | 0 | 0 | 0 | 0 | 0 | 0 | 0 | 0 | 0 | 0 | 0 | 0 | 0 | 0 | 0 | 0 | 0 | 0
CA | Commercial | Data Center | Existing | Refrigeration | Icemaker | 0 | 0 | 0 | 0 | 0 | 0 | 0 | 0 | 0 | 0 | 0 | 0 | 0 | 0 | 0 | 0 | 0 | 0 | 0 | 0 | 0 | 0
CA | Commercial | Data Center | Existing | Refrigeration | Vending Machine | 0 | 0 | 0 | 0 | 0 | 0 | 0 | 0 | 0 | 0 | 0 | 0 | 0 | 0 | 0 | 0 | 0 | 0 | 0 | 0 | 0 | 0
CA | Commercial | Data Center | Existing | Food Preparation | Oven | 0 | 0 | 0 | 0 | 0 | 0 | 0 | 0 | 0 | 0 | 0 | 0 | 0 | 0 | 0 | 0 | 0 | 0 | 0 | 0 | 0 | 0
CA | Commercial | Data Center | Existing | Food Preparation | Fryer | 0 | 0 | 0 | 0 | 0 | 0 | 0 | 0 | 0 | 0 | 0 | 0 | 0 | 0 | 0 | 0 | 0 | 0 | 0 | 0 | 0 | 0
CA | Commercial | Data Center | Existing | Food Preparation | Dishwasher | 0 | 0 | 0 | 0 | 0 | 0 | 0 | 0 | 0 | 0 | 0 | 0 | 0 | 0 | 0 | 0 | 0 | 0 | 0 | 0 | 0 | 0
CA | Commercial | Data Center | Existing | Food Preparation | Hot Food Container | 0 | 0 | 0 | 0 | 0 | 0 | 0 | 0 | 0 | 0 | 0 | 0 | 0 | 0 | 0 | 0 | 0 | 0 | 0 | 0 | 0 | 0
CA | Commercial | Data Center | Existing | Food Preparation | Steamer | 0 | 0 | 0 | 0 | 0 | 0 | 0 | 0 | 0 | 0 | 0 | 0 | 0 | 0 | 0 | 0 | 0 | 0 | 0 | 0 | 0 | 0
CA | Commercial | Data Center | Existing | Food Preparation | Griddle | 0 | 0 | 0 | 0 | 0 | 0 | 0 | 0 | 0 | 0 | 0 | 0 | 0 | 0 | 0 | 0 | 0 | 0 | 0 | 0 | 0 | 0
CA | Commercial | Data Center | Existing | Office Equipment | Desktop Computer | 0 | 0 | 0 | 0 | 0 | 0 | 0 | 0 | 0 | 0 | 0 | 0 | 0 | 0 | 0 | 0 | 0 | 0 | 0 | 0 | 0 | 0
CA | Commercial | Data Center | Existing | Office Equipment | Laptop | 0 | 0 | 0 | 0 | 0 | 0 | 0 | 0 | 0 | 0 | 0 | 0 | 0 | 0 | 0 | 0 | 0 | 0 | 0 | 0 | 0 | 0
CA | Commercial | Data Center | Existing | Office Equipment | Server | 0 | 0 | 0 | 0 | 0 | 0 | 0 | 0 | 0 | 0 | 0 | 0 | 0 | 0 | 0 | 0 | 0 | 0 | 0 | 0 | 0 | 0
CA | Commercial | Data Center | Existing | Office Equipment | Monitor | 0 | 0 | 0 | 0 | 0 | 0 | 0 | 0 | 0 | 0 | 0 | 0 | 0 | 0 | 0 | 0 | 0 | 0 | 0 | 0 | 0 | 0
CA | Commercial | Data Center | Existing | Office Equipment | Printer/Copier/Fax | 0 | 0 | 0 | 0 | 0 | 0 | 0 | 0 | 0 | 0 | 0 | 0 | 0 | 0 | 0 | 0 | 0 | 0 | 0 | 0 | 0 | 0
CA | Commercial | Data Center | Existing | Office Equipment | POS Terminal | 0 | 0 | 0 | 0 | 0 | 0 | 0 | 0 | 0 | 0 | 0 | 0 | 0 | 0 | 0 | 0 | 0 | 0 | 0 | 0 | 0 | 0
CA | Commercial | Data Center | Existing | Miscellaneous | Non-HVAC Motors | 0 | 0 | 0 | 0 | 0 | 0 | 0 | 0 | 0 | 0 | 0 | 0 | 0 | 0 | 0 | 0 | 0 | 0 | 0 | 0 | 0 | 0
CA | Commercial | Data Center | Existing | Miscellaneous | Pool Pump | 0 | 0 | 0 | 0 | 0 | 0 | 0 | 0 | 0 | 0 | 0 | 0 | 0 | 0 | 0 | 0 | 0 | 0 | 0 | 0 | 0 | 0
CA | Commercial | Data Center | Existing | Miscellaneous | Pool Heater | 0 | 0 | 0 | 0 | 0 | 0 | 0 | 0 | 0 | 0 | 0 | 0 | 0 | 0 | 0 | 0 | 0 | 0 | 0 | 0 | 0 | 0
CA | Commercial | Data Center | Existing | Miscellaneous | Clothes Washer | 0 | 0 | 0 | 0 | 0 | 0 | 0 | 0 | 0 | 0 | 0 | 0 | 0 | 0 | 0 | 0 | 0 | 0 | 0 | 0 | 0 | 0
CA | Commercial | Data Center | Existing | Miscellaneous | Clothes Dryer | 0 | 0 | 0 | 0 | 0 | 0 | 0 | 0 | 0 | 0 | 0 | 0 | 0 | 0 | 0 | 0 | 0 | 0 | 0 | 0 | 0 | 0
CA | Commercial | Data Center | Existing | Miscellaneous | Electric Vehicle Chargers | 0 | 0 | 0 | 0 | 0 | 0 | 0 | 0 | 0 | 0 | 0 | 0 | 0 | 0 | 0 | 0 | 0 | 0 | 0 | 0 | 0 | 0
CA | Commercial | Data Center | Existing | Miscellaneous | Other Miscellaneous | 0 | 0 | 0 | 0 | 0 | 0 | 0 | 0 | 0 | 0 | 0 | 0 | 0 | 0 | 0 | 0 | 0 | 0 | 0 | 0 | 0 | 0
CA | Commercial | Data Center | Existing | Generation | Solar PV | 0 | 0 | 0 | 0 | 0 | 0 | 0 | 0 | 0 | 0 | 0 | 0 | 0 | 0 | 0 | 0 | 0 | 0 | 0 | 0 | 0 | 0
CA | Commercial | Data Center | New | Cooling | Air-Cooled Chiller | 0 | 0 | 0 | 0 | 0 | 0 | 0 | 0 | 0 | 0 | 0 | 0 | 0 | 0 | 0 | 0 | 0 | 0 | 0 | 0 | 0 | 0
CA | Commercial | Data Center | New | Cooling | Water-Cooled Chiller | 0 | 0 | 0 | 0 | 0 | 0 | 0 | 0 | 0 | 0 | 0 | 0 | 0 | 0 | 0 | 0 | 0 | 0 | 0 | 0 | 0 | 0
CA | Commercial | Data Center | New | Cooling | RTU | 0 | 0 | 0 | 0 | 0 | 0 | 0 | 0 | 0 | 0 | 0 | 0 | 0 | 0 | 0 | 0 | 0 | 0 | 0 | 0 | 0 | 0
CA | Commercial | Data Center | New | Cooling | Packaged Terminal AC | 0 | 0 | 0 | 0 | 0 | 0 | 0 | 0 | 0 | 0 | 0 | 0 | 0 | 0 | 0 | 0 | 0 | 0 | 0 | 0 | 0 | 0
CA | Commercial | Data Center | New | Cooling | Packaged Terminal HP | 0 | 0 | 0 | 0 | 0 | 0 | 0 | 0 | 0 | 0 | 0 | 0 | 0 | 0 | 0 | 0 | 0 | 0 | 0 | 0 | 0 | 0
CA | Commercial | Data Center | New | Cooling | Air-Source Heat Pump | 0 | 0 | 0 | 0 | 0 | 0 | 0 | 0 | 0 | 0 | 0 | 0 | 0 | 0 | 0 | 0 | 0 | 0 | 0 | 0 | 0 | 0
CA | Commercial | Data Center | New | Cooling | Geothermal Heat Pump | 0 | 0 | 0 | 0 | 0 | 0 | 0 | 0 | 0 | 0 | 0 | 0 | 0 | 0 | 0 | 0 | 0 | 0 | 0 | 0 | 0 | 0
CA | Commercial | Data Center | New | Space Heating | Electric Furnace | 0 | 0 | 0 | 0 | 0 | 0 | 0 | 0 | 0 | 0 | 0 | 0 | 0 | 0 | 0 | 0 | 0 | 0 | 0 | 0 | 0 | 0
CA | Commercial | Data Center | New | Space Heating | Electric Room Heat | 0 | 0 | 0 | 0 | 0 | 0 | 0 | 0 | 0 | 0 | 0 | 0 | 0 | 0 | 0 | 0 | 0 | 0 | 0 | 0 | 0 | 0
CA | Commercial | Data Center | New | Space Heating | Packaged Terminal HP | 0 | 0 | 0 | 0 | 0 | 0 | 0 | 0 | 0 | 0 | 0 | 0 | 0 | 0 | 0 | 0 | 0 | 0 | 0 | 0 | 0 | 0
CA | Commercial | Data Center | New | Space Heating | Air-Source Heat Pump | 0 | 0 | 0 | 0 | 0 | 0 | 0 | 0 | 0 | 0 | 0 | 0 | 0 | 0 | 0 | 0 | 0 | 0 | 0 | 0 | 0 | 0
CA | Commercial | Data Center | New | Space Heating | Geothermal Heat Pump | 0 | 0 | 0 | 0 | 0 | 0 | 0 | 0 | 0 | 0 | 0 | 0 | 0 | 0 | 0 | 0 | 0 | 0 | 0 | 0 | 0 | 0
CA | Commercial | Data Center | New | Ventilation | Ventilation | 0 | 0 | 0 | 0 | 0 | 0 | 0 | 0 | 0 | 0 | 0 | 0 | 0 | 0 | 0 | 0 | 0 | 0 | 0 | 0 | 0 | 0
CA | Commercial | Data Center | New | Water Heating | Water Heater | 0 | 0 | 0 | 0 | 0 | 0 | 0 | 0 | 0 | 0 | 0 | 0 | 0 | 0 | 0 | 0 | 0 | 0 | 0 | 0 | 0 | 0
CA | Commercial | Data Center | New | Interior Lighting | General Service Lighting | 0 | 0 | 0 | 0 | 0 | 0 | 0 | 0 | 0 | 0 | 0 | 0 | 0 | 0 | 0 | 0 | 0 | 0 | 0 | 0 | 0 | 0
CA | Commercial | Data Center | New | Interior Lighting | Exempted Lighting | 0 | 0 | 0 | 0 | 0 | 0 | 0 | 0 | 0 | 0 | 0 | 0 | 0 | 0 | 0 | 0 | 0 | 0 | 0 | 0 | 0 | 0
CA | Commercial | Data Center | New | Interior Lighting | High-Bay Lighting | 0 | 0 | 0 | 0 | 0 | 0 | 0 | 0 | 0 | 0 | 0 | 0 | 0 | 0 | 0 | 0 | 0 | 0 | 0 | 0 | 0 | 0
CA | Commercial | Data Center | New | Interior Lighting | Linear Lighting | 0 | 0 | 0 | 0 | 0 | 0 | 0 | 0 | 0 | 0 | 0 | 0 | 0 | 0 | 0 | 0 | 0 | 0 | 0 | 0 | 0 | 0
CA | Commercial | Data Center | New | Exterior Lighting | General Service Lighting | 0 | 0 | 0 | 0 | 0 | 0 | 0 | 0 | 0 | 0 | 0 | 0 | 0 | 0 | 0 | 0 | 0 | 0 | 0 | 0 | 0 | 0
CA | Commercial | Data Center | New | Exterior Lighting | Area Lighting | 0 | 0 | 0 | 0 | 0 | 0 | 0 | 0 | 0 | 0 | 0 | 0 | 0 | 0 | 0 | 0 | 0 | 0 | 0 | 0 | 0 | 0
CA | Commercial | Data Center | New | Exterior Lighting | Linear Lighting | 0 | 0 | 0 | 0 | 0 | 0 | 0 | 0 | 0 | 0 | 0 | 0 | 0 | 0 | 0 | 0 | 0 | 0 | 0 | 0 | 0 | 0
CA | Commercial | Data Center | New | Refrigeration | Walk-in Refrigerator/Freezer | 0 | 0 | 0 | 0 | 0 | 0 | 0 | 0 | 0 | 0 | 0 | 0 | 0 | 0 | 0 | 0 | 0 | 0 | 0 | 0 | 0 | 0
CA | Commercial | Data Center | New | Refrigeration | Reach-in Refrigerator/Freezer | 0 | 0 | 0 | 0 | 0 | 0 | 0 | 0 | 0 | 0 | 0 | 0 | 0 | 0 | 0 | 0 | 0 | 0 | 0 | 0 | 0 | 0
CA | Commercial | Data Center | New | Refrigeration | Glass Door Display | 0 | 0 | 0 | 0 | 0 | 0 | 0 | 0 | 0 | 0 | 0 | 0 | 0 | 0 | 0 | 0 | 0 | 0 | 0 | 0 | 0 | 0
CA | Commercial | Data Center | New | Refrigeration | Open Display Case | 0 | 0 | 0 | 0 | 0 | 0 | 0 | 0 | 0 | 0 | 0 | 0 | 0 | 0 | 0 | 0 | 0 | 0 | 0 | 0 | 0 | 0
CA | Commercial | Data Center | New | Refrigeration | Icemaker | 0 | 0 | 0 | 0 | 0 | 0 | 0 | 0 | 0 | 0 | 0 | 0 | 0 | 0 | 0 | 0 | 0 | 0 | 0 | 0 | 0 | 0
CA | Commercial | Data Center | New | Refrigeration | Vending Machine | 0 | 0 | 0 | 0 | 0 | 0 | 0 | 0 | 0 | 0 | 0 | 0 | 0 | 0 | 0 | 0 | 0 | 0 | 0 | 0 | 0 | 0
CA | Commercial | Data Center | New | Food Preparation | Oven | 0 | 0 | 0 | 0 | 0 | 0 | 0 | 0 | 0 | 0 | 0 | 0 | 0 | 0 | 0 | 0 | 0 | 0 | 0 | 0 | 0 | 0
CA | Commercial | Data Center | New | Food Preparation | Fryer | 0 | 0 | 0 | 0 | 0 | 0 | 0 | 0 | 0 | 0 | 0 | 0 | 0 | 0 | 0 | 0 | 0 | 0 | 0 | 0 | 0 | 0
CA | Commercial | Data Center | New | Food Preparation | Dishwasher | 0 | 0 | 0 | 0 | 0 | 0 | 0 | 0 | 0 | 0 | 0 | 0 | 0 | 0 | 0 | 0 | 0 | 0 | 0 | 0 | 0 | 0
CA | Commercial | Data Center | New | Food Preparation | Hot Food Container | 0 | 0 | 0 | 0 | 0 | 0 | 0 | 0 | 0 | 0 | 0 | 0 | 0 | 0 | 0 | 0 | 0 | 0 | 0 | 0 | 0 | 0
CA | Commercial | Data Center | New | Food Preparation | Steamer | 0 | 0 | 0 | 0 | 0 | 0 | 0 | 0 | 0 | 0 | 0 | 0 | 0 | 0 | 0 | 0 | 0 | 0 | 0 | 0 | 0 | 0
CA | Commercial | Data Center | New | Food Preparation | Griddle | 0 | 0 | 0 | 0 | 0 | 0 | 0 | 0 | 0 | 0 | 0 | 0 | 0 | 0 | 0 | 0 | 0 | 0 | 0 | 0 | 0 | 0
CA | Commercial | Data Center | New | Office Equipment | Desktop Computer | 0 | 0 | 0 | 0 | 0 | 0 | 0 | 0 | 0 | 0 | 0 | 0 | 0 | 0 | 0 | 0 | 0 | 0 | 0 | 0 | 0 | 0
CA | Commercial | Data Center | New | Office Equipment | Laptop | 0 | 0 | 0 | 0 | 0 | 0 | 0 | 0 | 0 | 0 | 0 | 0 | 0 | 0 | 0 | 0 | 0 | 0 | 0 | 0 | 0 | 0
CA | Commercial | Data Center | New | Office Equipment | Server | 0 | 0 | 0 | 0 | 0 | 0 | 0 | 0 | 0 | 0 | 0 | 0 | 0 | 0 | 0 | 0 | 0 | 0 | 0 | 0 | 0 | 0
CA | Commercial | Data Center | New | Office Equipment | Monitor | 0 | 0 | 0 | 0 | 0 | 0 | 0 | 0 | 0 | 0 | 0 | 0 | 0 | 0 | 0 | 0 | 0 | 0 | 0 | 0 | 0 | 0
CA | Commercial | Data Center | New | Office Equipment | Printer/Copier/Fax | 0 | 0 | 0 | 0 | 0 | 0 | 0 | 0 | 0 | 0 | 0 | 0 | 0 | 0 | 0 | 0 | 0 | 0 | 0 | 0 | 0 | 0
CA | Commercial | Data Center | New | Office Equipment | POS Terminal | 0 | 0 | 0 | 0 | 0 | 0 | 0 | 0 | 0 | 0 | 0 | 0 | 0 | 0 | 0 | 0 | 0 | 0 | 0 | 0 | 0 | 0
CA | Commercial | Data Center | New | Miscellaneous | Non-HVAC Motors | 0 | 0 | 0 | 0 | 0 | 0 | 0 | 0 | 0 | 0 | 0 | 0 | 0 | 0 | 0 | 0 | 0 | 0 | 0 | 0 | 0 | 0
CA | Commercial | Data Center | New | Miscellaneous | Pool Pump | 0 | 0 | 0 | 0 | 0 | 0 | 0 | 0 | 0 | 0 | 0 | 0 | 0 | 0 | 0 | 0 | 0 | 0 | 0 | 0 | 0 | 0
CA | Commercial | Data Center | New | Miscellaneous | Pool Heater | 0 | 0 | 0 | 0 | 0 | 0 | 0 | 0 | 0 | 0 | 0 | 0 | 0 | 0 | 0 | 0 | 0 | 0 | 0 | 0 | 0 | 0
CA | Commercial | Data Center | New | Miscellaneous | Clothes Washer | 0 | 0 | 0 | 0 | 0 | 0 | 0 | 0 | 0 | 0 | 0 | 0 | 0 | 0 | 0 | 0 | 0 | 0 | 0 | 0 | 0 | 0
CA | Commercial | Data Center | New | Miscellaneous | Clothes Dryer | 0 | 0 | 0 | 0 | 0 | 0 | 0 | 0 | 0 | 0 | 0 | 0 | 0 | 0 | 0 | 0 | 0 | 0 | 0 | 0 | 0 | 0
CA | Commercial | Data Center | New | Miscellaneous | Electric Vehicle Chargers | 0 | 0 | 0 | 0 | 0 | 0 | 0 | 0 | 0 | 0 | 0 | 0 | 0 | 0 | 0 | 0 | 0 | 0 | 0 | 0 | 0 | 0
CA | Commercial | Data Center | New | Miscellaneous | Other Miscellaneous | 0 | 0 | 0 | 0 | 0 | 0 | 0 | 0 | 0 | 0 | 0 | 0 | 0 | 0 | 0 | 0 | 0 | 0 | 0 | 0 | 0 | 0
CA | Commercial | Data Center | New | Generation | Solar PV | 0 | 0 | 0 | 0 | 0 | 0 | 0 | 0 | 0 | 0 | 0 | 0 | 0 | 0 | 0 | 0 | 0 | 0 | 0 | 0 | 0 | 0
CA | Commercial | Miscellaneous | Existing | Cooling | Air-Cooled Chiller | 0.28104 | 0.27236 | 0.26368 | 0.25506 | 0.24655 | 0.23975 | 0.23303 | 0.22642 | 0.21994 | 0.21363 | 0.20749 | 0.20155 | 0.19583 | 0.19033 | 0.18506 | 0.18012 | 0.17542 | 0.17101 | 0.16685 | 0.16293 | 0.15923 | 0.15572
CA | Commercial | Miscellaneous | Existing | Cooling | Water-Cooled Chiller | 0.15213 | 0.14911 | 0.14615 | 0.14325 | 0.14041 | 0.13853 | 0.13667 | 0.13482 | 0.133 | 0.13119 | 0.1294 | 0.12763 | 0.12587 | 0.12413 | 0.12241 | 0.12076 | 0.11913 | 0.11751 | 0.11591 | 0.11432 | 0.11275 | 0.11119
CA | Commercial | Miscellaneous | Existing | Cooling | RTU | 1.6954 | 1.6615 | 1.6212 | 1.5811 | 1.5413 | 1.5118 | 1.4822 | 1.4527 | 1.4232 | 1.3938 | 1.3646 | 1.3357 | 1.3069 | 1.2792 | 1.253 | 1.2287 | 1.2056 | 1.1835 | 1.1623 | 1.142 | 1.1224 | 1.1036
CA | Commercial | Miscellaneous | Existing | Cooling | Packaged Terminal AC | 0.15714 | 0.154 | 0.15092 | 0.1479 | 0.14494 | 0.14298 | 0.14103 | 0.13911 | 0.1372 | 0.13532 | 0.13345 | 0.1316 | 0.12977 | 0.12796 | 0.12617 | 0.12446 | 0.12276 | 0.12108 | 0.11942 | 0.11778 | 0.11615 | 0.11454
CA | Commercial | Miscellaneous | Existing | Cooling | Packaged Terminal HP | 0.077325 | 0.075778 | 0.074263 | 0.072778 | 0.071322 | 0.070356 | 0.069399 | 0.068451 | 0.067513 | 0.066584 | 0.065665 | 0.064755 | 0.063855 | 0.062965 | 0.062083 | 0.061241 | 0.060407 | 0.059581 | 0.058763 | 0.057954 | 0.057152 | 0.05636
CA | Commercial | Miscellaneous | Existing | Cooling | Air-Source Heat Pump | 0.16366 | 0.15987 | 0.15567 | 0.15153 | 0.14744 | 0.14436 | 0.14132 | 0.13831 | 0.13535 | 0.13245 | 0.1296 | 0.12683 | 0.12415 | 0.1216 | 0.11917 | 0.11689 | 0.11471 | 0.11261 | 0.11059 | 0.10864 | 0.10676 | 0.10494
CA | Commercial | Miscellaneous | Existing | Cooling | Geothermal Heat Pump | 0.024377 | 0.023689 | 0.023003 | 0.022325 | 0.021659 | 0.02115 | 0.020653 | 0.020171 | 0.019709 | 0.019267 | 0.018847 | 0.018451 | 0.018077 | 0.017721 | 0.017382 | 0.017067 | 0.016765 | 0.016474 | 0.016195 | 0.015925 | 0.015663 | 0.01541
CA | Commercial | Miscellaneous | Existing | Space Heating | Electric Furnace | 0.066927 | 0.065588 | 0.064276 | 0.063225 | 0.061731 | 0.06022 | 0.058744 | 0.057517 | 0.055895 | 0.05452 | 0.053178 | 0.052065 | 0.050588 | 0.049338 | 0.048118 | 0.047102 | 0.045754 | 0.044614 | 0.0435 | 0.042575 | 0.041352 | 0.040317
CA | Commercial | Miscellaneous | Existing | Space Heating | Electric Room Heat | 0.075684 | 0.07417 | 0.072687 | 0.071498 | 0.069808 | 0.068099 | 0.06643 | 0.065043 | 0.063208 | 0.061654 | 0.060136 | 0.058878 | 0.057207 | 0.055794 | 0.054414 | 0.053266 | 0.051741 | 0.050451 | 0.049192 | 0.048146 | 0.046763 | 0.045592
CA | Commercial | Miscellaneous | Existing | Space Heating | Packaged Terminal HP | 0.036154 | 0.035431 | 0.034723 | 0.034155 | 0.033348 | 0.032531 | 0.031734 | 0.031071 | 0.030195 | 0.029452 | 0.028727 | 0.028126 | 0.027328 | 0.026653 | 0.025994 | 0.025445 | 0.024717 | 0.024101 | 0.023499 | 0.022999 | 0.022339 | 0.021779
CA | Commercial | Miscellaneous | Existing | Space Heating | Air-Source Heat Pump | 0.085025 | 0.083325 | 0.081578 | 0.080157 | 0.078172 | 0.076164 | 0.0742 | 0.072552 | 0.070405 | 0.068572 | 0.066783 | 0.065283 | 0.063334 | 0.061685 | 0.060085 | 0.058749 | 0.057008 | 0.055535 | 0.054103 | 0.052911 | 0.051355 | 0.050036
CA | Commercial | Miscellaneous | Existing | Space Heating | Geothermal Heat Pump | 0.014052 | 0.013747 | 0.013446 | 0.0132 | 0.012862 | 0.012521 | 0.012189 | 0.011911 | 0.011554 | 0.01125 | 0.010956 | 0.010711 | 0.010394 | 0.010126 | 0.0098659 | 0.0096491 | 0.0093655 | 0.0091257 | 0.0088924 | 0.0086985 | 0.0084445 | 0.0082294
CA | Commercial | Miscellaneous | Existing | Ventilation | Ventilation | 4.6406 | 4.4958 | 4.3509 | 4.2074 | 4.0659 | 3.9221 | 3.7819 | 3.6458 | 3.5142 | 3.3878 | 3.2666 | 3.1508 | 3.0406 | 2.936 | 2.8372 | 2.7441 | 2.6567 | 2.5743 | 2.4964 | 2.422 | 2.3513 | 2.2845
CA | Commercial | Miscellaneous | Existing | Water Heating | Water Heater | 2.048 | 1.9794 | 1.9128 | 1.848 | 1.7851 | 1.7111 | 1.6395 | 1.5648 | 1.4924 | 1.4222 | 1.3589 | 1.3012 | 1.2481 | 1.1988 | 1.1548 | 1.1037 | 1.0515 | 1.0045 | 0.96189 | 0.92528 | 0.89101 | 0.85976
CA | Commercial | Miscellaneous | Existing | Interior Lighting | General Service Lighting | 2.7505 | 2.6407 | 2.5118 | 2.3705 | 2.1886 | 2.0012 | 1.8556 | 1.7409 | 1.6491 | 1.5676 | 1.4979 | 1.4356 | 1.3777 | 1.3255 | 1.272 | 1.222 | 1.1755 | 1.1322 | 1.0926 | 1.0481 | 1.0042 | 0.96161
CA | Commercial | Miscellaneous | Existing | Interior Lighting | Exempted Lighting | 0.014374 | 0.013544 | 0.012387 | 0.011039 | 0.0093715 | 0.008239 | 0.0074569 | 0.0069043 | 0.0065027 | 0.0061855 | 0.0059142 | 0.0056549 | 0.0053905 | 0.0051499 | 0.0048924 | 0.0046225 | 0.0043619 | 0.0041211 | 0.0039495 | 0.003813 | 0.0036978 | 0.0035945
CA | Commercial | Miscellaneous | Existing | Interior Lighting | High-Bay Lighting | 1.0684 | 1.0313 | 0.99357 | 0.95563 | 0.91492 | 0.87429 | 0.83393 | 0.79399 | 0.7546 | 0.71402 | 0.67421 | 0.63525 | 0.59958 | 0.56686 | 0.53548 | 0.5067 | 0.48026 | 0.45589 | 0.43339 | 0.41256 | 0.39337 | 0.37565
CA | Commercial | Miscellaneous | Existing | Interior Lighting | Linear Lighting | 6.8942 | 6.7259 | 6.5526 | 6.3766 | 6.1765 | 5.9755 | 5.7751 | 5.5765 | 5.3805 | 5.1704 | 4.9642 | 4.7625 | 4.5655 | 4.3734 | 4.1743 | 3.9807 | 3.7926 | 3.61 | 3.4327 | 3.2609 | 3.1107 | 2.9768
CA | Commercial | Miscellaneous | Existing | Exterior Lighting | General Service Lighting | 1.1083 | 1.0607 | 1.0043 | 0.94207 | 0.86134 | 0.77803 | 0.7139 | 0.66392 | 0.62441 | 0.58983 | 0.5606 | 0.53474 | 0.51091 | 0.48961 | 0.46757 | 0.44711 | 0.42817 | 0.41067 | 0.39475 | 0.37662 | 0.3587 | 0.34133
CA | Commercial | Miscellaneous | Existing | Exterior Lighting | Area Lighting | 0.040395 | 0.039092 | 0.037771 | 0.03644 | 0.034993 | 0.033545 | 0.032101 | 0.030667 | 0.029245 | 0.027762 | 0.026299 | 0.024858 | 0.023536 | 0.022318 | 0.021141 | 0.020058 | 0.019059 | 0.018136 | 0.01728 | 0.016486 | 0.015751 | 0.015072
CA | Commercial | Miscellaneous | Existing | Exterior Lighting | Linear Lighting | 0.84691 | 0.82624 | 0.80496 | 0.78333 | 0.75875 | 0.73406 | 0.70944 | 0.68505 | 0.66096 | 0.63515 | 0.60983 | 0.58505 | 0.56085 | 0.53725 | 0.51279 | 0.48901 | 0.4659 | 0.44346 | 0.42169 | 0.40058 | 0.38214 | 0.36568
CA | Commercial | Miscellaneous | Existing | Refrigeration | Walk-in Refrigerator/Freezer | 0.32684 | 0.33033 | 0.33386 | 0.33742 | 0.34103 | 0.34467 | 0.34835 | 0.35207 | 0.35583 | 0.35963 | 0.36346 | 0.36735 | 0.37127 | 0.37523 | 0.37924 | 0.38329 | 0.38738 | 0.39152 | 0.3957 | 0.39992 | 0.40419 | 0.40851
CA | Commercial | Miscellaneous | Existing | Refrigeration | Reach-in Refrigerator/Freezer | 0.072998 | 0.073549 | 0.074104 | 0.074664 | 0.075228 | 0.075796 | 0.076369 | 0.076946 | 0.077527 | 0.078112 | 0.078702 | 0.079297 | 0.079896 | 0.080499 | 0.081107 | 0.08172 | 0.082337 | 0.082959 | 0.083585 | 0.084217 | 0.084853 | 0.085493
CA | Commercial | Miscellaneous | Existing | Refrigeration | Glass Door Display | 0.078702 | 0.080635 | 0.082616 | 0.084646 | 0.086725 | 0.088856 | 0.091038 | 0.093275 | 0.095566 | 0.097914 | 0.10032 | 0.10278 | 0.10531 | 0.10789 | 0.11055 | 0.11326 | 0.11604 | 0.11889 | 0.12181 | 0.12481 | 0.12787 | 0.13101
CA | Commercial | Miscellaneous | Existing | Refrigeration | Open Display Case | 0.22551 | 0.23104 | 0.23672 | 0.24254 | 0.24849 | 0.2546 | 0.26085 | 0.26726 | 0.27383 | 0.28055 | 0.28744 | 0.2945 | 0.30174 | 0.30915 | 0.31675 | 0.32453 | 0.3325 | 0.34067 | 0.34904 | 0.35761 | 0.36639 | 0.37539
CA | Commercial | Miscellaneous | Existing | Refrigeration | Icemaker | 1.7351 | 1.7205 | 1.7061 | 1.6918 | 1.6777 | 1.6636 | 1.6497 | 1.6358 | 1.6221 | 1.6085 | 1.5951 | 1.5817 | 1.5684 | 1.5553 | 1.5423 | 1.5293 | 1.5165 | 1.5038 | 1.4912 | 1.4787 | 1.4663 | 1.454
CA | Commercial | Miscellaneous | Existing | Refrigeration | Vending Machine | 0.31356 | 0.31286 | 0.31215 | 0.31146 | 0.31076 | 0.31006 | 0.30937 | 0.30867 | 0.30798 | 0.30729 | 0.3066 | 0.30592 | 0.30523 | 0.30455 | 0.30386 | 0.30318 | 0.3025 | 0.30182 | 0.30115 | 0.30047 | 0.2998 | 0.29913
CA | Commercial | Miscellaneous | Existing | Food Preparation | Oven | 0.25761 | 0.25246 | 0.24741 | 0.24246 | 0.23761 | 0.23286 | 0.2282 | 0.22364 | 0.21917 | 0.21478 | 0.21049 | 0.20628 | 0.20215 | 0.19811 | 0.19415 | 0.19027 | 0.18646 | 0.18273 | 0.17908 | 0.17549 | 0.17198 | 0.16855
CA | Commercial | Miscellaneous | Existing | Food Preparation | Fryer | 0.15784 | 0.15469 | 0.15159 | 0.14856 | 0.14559 | 0.14268 | 0.13982 | 0.13703 | 0.13429 | 0.1316 | 0.12897 | 0.12639 | 0.12386 | 0.12138 | 0.11896 | 0.11658 | 0.11425 | 0.11196 | 0.10972 | 0.10753 | 0.10538 | 0.10327
CA | Commercial | Miscellaneous | Existing | Food Preparation | Dishwasher | 0.15384 | 0.15077 | 0.14775 | 0.1448 | 0.1419 | 0.13906 | 0.13628 | 0.13356 | 0.13088 | 0.12827 | 0.1257 | 0.12319 | 0.12072 | 0.11831 | 0.11594 | 0.11362 | 0.11135 | 0.10913 | 0.10694 | 0.1048 | 0.10271 | 0.10065
CA | Commercial | Miscellaneous | Existing | Food Preparation | Hot Food Container | 0.040887 | 0.040069 | 0.039268 | 0.038482 | 0.037713 | 0.036958 | 0.036219 | 0.035495 | 0.034785 | 0.034089 | 0.033407 | 0.032739 | 0.032084 | 0.031443 | 0.030814 | 0.030198 | 0.029594 | 0.029002 | 0.028422 | 0.027853 | 0.027296 | 0.02675
CA | Commercial | Miscellaneous | Existing | Food Preparation | Steamer | 0.10796 | 0.1058 | 0.10368 | 0.10161 | 0.099575 | 0.097584 | 0.095632 | 0.093719 | 0.091845 | 0.090008 | 0.088208 | 0.086444 | 0.084715 | 0.083021 | 0.08136 | 0.079733 | 0.078138 | 0.076576 | 0.075044 | 0.073543 | 0.072072 | 0.070631
CA | Commercial | Miscellaneous | Existing | Food Preparation | Griddle | 0.23868 | 0.23391 | 0.22923 | 0.22465 | 0.22015 | 0.21575 | 0.21144 | 0.20721 | 0.20306 | 0.199 | 0.19502 | 0.19112 | 0.1873 | 0.18355 | 0.17988 | 0.17628 | 0.17276 | 0.1693 | 0.16592 | 0.1626 | 0.15935 | 0.15616
CA | Commercial | Miscellaneous | Existing | Office Equipment | Desktop Computer | 0.028625 | 0.027423 | 0.026271 | 0.025168 | 0.024111 | 0.023099 | 0.022129 | 0.0212 | 0.02031 | 0.019457 | 0.01864 | 0.017857 | 0.017107 | 0.016389 | 0.015701 | 0.015042 | 0.01441 | 0.013805 | 0.013225 | 0.01267 | 0.012138 | 0.011628
CA | Commercial | Miscellaneous | Existing | Office Equipment | Laptop | 0.0060871 | 0.0061004 | 0.0061138 | 0.0061272 | 0.0061406 | 0.0061541 | 0.0061675 | 0.0061811 | 0.0061946 | 0.0062082 | 0.0062218 | 0.0062354 | 0.0062491 | 0.0062628 | 0.0062765 | 0.0062902 | 0.006304 | 0.0063178 | 0.0063317 | 0.0063456 | 0.0063595 | 0.0063734
CA | Commercial | Miscellaneous | Existing | Office Equipment | Server | 1.3064 | 1.3086 | 1.3109 | 1.3132 | 1.3155 | 1.3177 | 1.32 | 1.3223 | 1.3246 | 1.3269 | 1.3292 | 1.3315 | 1.3338 | 1.3361 | 1.3385 | 1.3408 | 1.3431 | 1.3454 | 1.3478 | 1.3501 | 1.3524 | 1.3548
CA | Commercial | Miscellaneous | Existing | Office Equipment | Monitor | 0.0048333 | 0.0047589 | 0.0046856 | 0.0046135 | 0.0045425 | 0.0044726 | 0.0044037 | 0.0043359 | 0.0042692 | 0.0042035 | 0.0041388 | 0.0040751 | 0.0040123 | 0.0039506 | 0.0038898 | 0.0038299 | 0.0037709 | 0.0037129 | 0.0036557 | 0.0035994 | 0.003544 | 0.0034895
CA | Commercial | Miscellaneous | Existing | Office Equipment | Printer/Copier/Fax | 0.021588 | 0.021497 | 0.021406 | 0.021316 | 0.021226 | 0.021137 | 0.021048 | 0.020959 | 0.02087 | 0.020782 | 0.020695 | 0.020607 | 0.02052 | 0.020434 | 0.020348 | 0.020262 | 0.020176 | 0.020091 | 0.020007 | 0.019922 | 0.019838 | 0.019755
CA | Commercial | Miscellaneous | Existing | Office Equipment | POS Terminal | 0.010525 | 0.01035 | 0.010177 | 0.010008 | 0.0098413 | 0.0096774 | 0.0095163 | 0.0093578 | 0.0092019 | 0.0090487 | 0.008898 | 0.0087498 | 0.0086041 | 0.0084608 | 0.0083199 | 0.0081814 | 0.0080451 | 0.0079112 | 0.0077794 | 0.0076499 | 0.0075225 | 0.0073972
CA | Commercial | Miscellaneous | Existing | Miscellaneous | Non-HVAC Motors | 0.42902 | 0.42043 | 0.41203 | 0.40379 | 0.39571 | 0.3878 | 0.38004 | 0.37244 | 0.36499 | 0.35769 | 0.35054 | 0.34353 | 0.33666 | 0.32992 | 0.32332 | 0.31686 | 0.31052 | 0.30431 | 0.29822 | 0.29226 | 0.28641 | 0.28069
CA | Commercial | Miscellaneous | Existing | Miscellaneous | Pool Pump | 0.00082105 | 0.00079573 | 0.00076746 | 0.00073733 | 0.00070613 | 0.00067444 | 0.00064268 | 0.00061639 | 0.00059419 | 0.00057505 | 0.00055822 | 0.00054313 | 0.00052939 | 0.00051669 | 0.0005048 | 0.00049356 | 0.00048284 | 0.00047257 | 0.00046266 | 0.00045308 | 0.00044377 | 0.00043471
CA | Commercial | Miscellaneous | Existing | Miscellaneous | Pool Heater | 0.0014644 | 0.0014351 | 0.0014064 | 0.0013783 | 0.0013507 | 0.0013237 | 0.0012972 | 0.0012713 | 0.0012458 | 0.0012209 | 0.0011965 | 0.0011726 | 0.0011491 | 0.0011261 | 0.0011036 | 0.0010815 | 0.0010599 | 0.0010387 | 0.0010179 | 0.00099758 | 0.00097762 | 0.00095807
CA | Commercial | Miscellaneous | Existing | Miscellaneous | Clothes Washer | 0.051164 | 0.05014 | 0.049137 | 0.048155 | 0.047192 | 0.046248 | 0.045323 | 0.044416 | 0.043528 | 0.042657 | 0.041804 | 0.040968 | 0.040149 | 0.039346 | 0.038559 | 0.037788 | 0.037032 | 0.036291 | 0.035566 | 0.034854 | 0.034157 | 0.033474
CA | Commercial | Miscellaneous | Existing | Miscellaneous | Clothes Dryer | 0.65566 | 0.64255 | 0.6297 | 0.6171 | 0.60476 | 0.59267 | 0.58081 | 0.5692 | 0.55781 | 0.54666 | 0.53572 | 0.52501 | 0.51451 | 0.50422 | 0.49413 | 0.48425 | 0.47457 | 0.46507 | 0.45577 | 0.44666 | 0.43772 | 0.42897
CA | Commercial | Miscellaneous | Existing | Miscellaneous | Electric Vehicle Chargers | 0 | 0 | 0 | 0 | 0 | 0 | 0 | 0 | 0 | 0 | 0 | 0 | 0 | 0 | 0 | 0 | 0 | 0 | 0 | 0 | 0 | 0
CA | Commercial | Miscellaneous | Existing | Miscellaneous | Other Miscellaneous | 6.5589 | 6.6841 | 6.8116 | 6.9415 | 7.0739 | 7.2089 | 7.3464 | 7.4866 | 7.6294 | 7.7749 | 7.9233 | 8.0744 | 8.2284 | 8.3854 | 8.5454 | 8.7084 | 8.8745 | 9.0438 | 9.2164 | 9.3922 | 9.5714 | 9.754
CA | Commercial | Miscellaneous | Existing | Generation | Solar PV | -1.6616 | -1.8277 | -1.9463 | -2.0652 | -2.1843 | -2.3107 | -2.4309 | -2.5508 | -2.6705 | -2.7853 | -2.8909 | -2.992 | -3.1037 | -3.2059 | -3.3035 | -3.3922 | -3.4769 | -3.5577 | -3.6348 | -3.7081 | -3.7821 | -3.8484
CA | Commercial | Miscellaneous | New | Cooling | Air-Cooled Chiller | 0 | 0.0030842 | 0.0055811 | 0.0080264 | 0.010403 | 0.012796 | 0.015152 | 0.017506 | 0.019824 | 0.02214 | 0.024418 | 0.026677 | 0.028936 | 0.031175 | 0.033395 | 0.035613 | 0.037814 | 0.039997 | 0.042163 | 0.044312 | 0.046423 | 0.048537
CA | Commercial | Miscellaneous | New | Cooling | Water-Cooled Chiller | 0 | 0.0023968 | 0.0043372 | 0.0062375 | 0.0080845 | 0.0099441 | 0.011775 | 0.013605 | 0.015405 | 0.017205 | 0.018976 | 0.020732 | 0.022487 | 0.024227 | 0.025952 | 0.027676 | 0.029386 | 0.031083 | 0.032766 | 0.034436 | 0.036077 | 0.03772
CA | Commercial | Miscellaneous | New | Cooling | RTU | 0 | 0.02868 | 0.048919 | 0.068739 | 0.088003 | 0.10742 | 0.12654 | 0.14565 | 0.16446 | 0.18325 | 0.20175 | 0.22008 | 0.23841 | 0.25615 | 0.27378 | 0.29143 | 0.30897 | 0.32641 | 0.34373 | 0.36094 | 0.37787 | 0.39483
CA | Commercial | Miscellaneous | New | Cooling | Packaged Terminal AC | 0 | 0.0036733 | 0.0066472 | 0.0095595 | 0.01239 | 0.01524 | 0.018046 | 0.02085 | 0.02361 | 0.026369 | 0.029082 | 0.031773 | 0.034463 | 0.03713 | 0.039774 | 0.042415 | 0.045036 | 0.047637 | 0.050217 | 0.052776 | 0.055291 | 0.057809
CA | Commercial | Miscellaneous | New | Cooling | Packaged Terminal HP | 0 | 0.0018075 | 0.0032709 | 0.0047039 | 0.0060968 | 0.0074992 | 0.0088799 | 0.01026 | 0.011618 | 0.012975 | 0.014311 | 0.015634 | 0.016958 | 0.01827 | 0.019571 | 0.020871 | 0.022161 | 0.023441 | 0.02471 | 0.025969 | 0.027207 | 0.028446
CA | Commercial | Miscellaneous | New | Cooling | Air-Source Heat Pump | 0 | 0.0025977 | 0.004507 | 0.0063767 | 0.008194 | 0.010025 | 0.011828 | 0.01363 | 0.015403 | 0.017176 | 0.01892 | 0.020648 | 0.022354 | 0.024047 | 0.025726 | 0.027406 | 0.029074 | 0.030729 | 0.032373 | 0.034005 | 0.035609 | 0.037216
CA | Commercial | Miscellaneous | New | Cooling | Geothermal Heat Pump | 0 | 0.00045994 | 0.0008323 | 0.001197 | 0.0015514 | 0.0019082 | 0.0022596 | 0.0026107 | 0.0029562 | 0.0033016 | 0.0036414 | 0.0039783 | 0.0043151 | 0.004649 | 0.0049801 | 0.0053109 | 0.0056391 | 0.0059647 | 0.0062877 | 0.0066081 | 0.006923 | 0.0072383
CA | Commercial | Miscellaneous | New | Space Heating | Electric Furnace | 0 | 0.0015645 | 0.002831 | 0.0040865 | 0.005277 | 0.0064188 | 0.0075165 | 0.008621 | 0.0096185 | 0.010624 | 0.011589 | 0.012571 | 0.013435 | 0.014316 | 0.015169 | 0.016053 | 0.016785 | 0.017552 | 0.018292 | 0.019078 | 0.019685 | 0.020349
CA | Commercial | Miscellaneous | New | Space Heating | Electric Room Heat | 0 | 0.0017692 | 0.0032015 | 0.0046212 | 0.0059674 | 0.0072587 | 0.0085 | 0.009749 | 0.010877 | 0.012014 | 0.013106 | 0.014215 | 0.015192 | 0.01619 | 0.017154 | 0.018153 | 0.018982 | 0.019849 | 0.020685 | 0.021574 | 0.022261 | 0.023011
CA | Commercial | Miscellaneous | New | Space Heating | Packaged Terminal HP | 0 | 0.00084513 | 0.0015293 | 0.0022076 | 0.0028507 | 0.0034675 | 0.0040605 | 0.0046571 | 0.005196 | 0.0057393 | 0.0062606 | 0.0067907 | 0.0072574 | 0.0077338 | 0.0081944 | 0.0086718 | 0.0090676 | 0.0094818 | 0.0098815 | 0.010306 | 0.010634 | 0.010992
CA | Commercial | Miscellaneous | New | Space Heating | Air-Source Heat Pump | 0 | 0.0019875 | 0.0035493 | 0.0050976 | 0.0065653 | 0.007973 | 0.0093262 | 0.010688 | 0.011918 | 0.013157 | 0.014347 | 0.015557 | 0.016617 | 0.017699 | 0.018746 | 0.019832 | 0.020732 | 0.021674 | 0.022583 | 0.02355 | 0.024296 | 0.025112
CA | Commercial | Miscellaneous | New | Space Heating | Geothermal Heat Pump | 0 | 0.00031821 | 0.00057584 | 0.00083121 | 0.0010734 | 0.0013056 | 0.0015289 | 0.0017535 | 0.0019564 | 0.002161 | 0.0023573 | 0.0025569 | 0.0027326 | 0.002912 | 0.0030854 | 0.0032652 | 0.0034142 | 0.0035702 | 0.0037207 | 0.0038805 | 0.0040041 | 0.004139
CA | Commercial | Miscellaneous | New | Ventilation | Ventilation | 0 | 0.079519 | 0.14393 | 0.20694 | 0.2683 | 0.32435 | 0.37878 | 0.43249 | 0.48464 | 0.53622 | 0.58627 | 0.63525 | 0.68362 | 0.73096 | 0.77729 | 0.82264 | 0.86701 | 0.91003 | 0.95183 | 0.99225 | 1.0311 | 1.0696
CA | Commercial | Miscellaneous | New | Water Heating | Water Heater | 0 | 0.047873 | 0.072767 | 0.097145 | 0.12084 | 0.14386 | 0.16622 | 0.18828 | 0.2097 | 0.23084 | 0.24793 | 0.26526 | 0.28289 | 0.30054 | 0.31813 | 0.3311 | 0.34929 | 0.36708 | 0.3845 | 0.40155 | 0.41805 | 0.43437
CA | Commercial | Miscellaneous | New | Interior Lighting | General Service Lighting | 0 | 0.04512 | 0.081649 | 0.11742 | 0.14735 | 0.17642 | 0.20466 | 0.23252 | 0.25957 | 0.28352 | 0.30562 | 0.32642 | 0.34624 | 0.36554 | 0.38179 | 0.39748 | 0.41265 | 0.42734 | 0.44187 | 0.45222 | 0.46335 | 0.47479
CA | Commercial | Miscellaneous | New | Interior Lighting | Exempted Lighting | 0 | 0.00018069 | 0.00032698 | 0.00047024 | 0.00058835 | 0.00070311 | 0.00081456 | 0.00092453 | 0.0010313 | 0.0011257 | 0.0012086 | 0.0012843 | 0.0013548 | 0.0014246 | 0.0014796 | 0.0015188 | 0.0015625 | 0.001607 | 0.0016597 | 0.0017127 | 0.0017646 | 0.0018163
CA | Commercial | Miscellaneous | New | Interior Lighting | High-Bay Lighting | 0 | 0.012297 | 0.022252 | 0.032002 | 0.040231 | 0.048226 | 0.055992 | 0.063654 | 0.071092 | 0.077774 | 0.084258 | 0.090604 | 0.096636 | 0.10237 | 0.10719 | 0.11184 | 0.11633 | 0.12067 | 0.12486 | 0.12892 | 0.13285 | 0.13677
CA | Commercial | Miscellaneous | New | Interior Lighting | Linear Lighting | 0 | 0.12489 | 0.226 | 0.32502 | 0.40828 | 0.48917 | 0.56774 | 0.64526 | 0.72051 | 0.78736 | 0.85223 | 0.91571 | 0.9784 | 1.0398 | 1.0951 | 1.1492 | 1.2022 | 1.254 | 1.3047 | 1.3544 | 1.3954 | 1.4315
CA | Commercial | Miscellaneous | New | Exterior Lighting | General Service Lighting | 0 | 0.017029 | 0.030816 | 0.044318 | 0.055254 | 0.065879 | 0.076199 | 0.086381 | 0.096266 | 0.10485 | 0.11268 | 0.11997 | 0.12686 | 0.13356 | 0.13884 | 0.14392 | 0.1488 | 0.1535 | 0.15817 | 0.16099 | 0.16421 | 0.16757
CA | Commercial | Miscellaneous | New | Exterior Lighting | Area Lighting | 0 | 0.00055398 | 0.0010025 | 0.0014417 | 0.0018129 | 0.0021736 | 0.0025239 | 0.0028695 | 0.0032051 | 0.0035057 | 0.0037975 | 0.004083 | 0.0043544 | 0.0046121 | 0.0048286 | 0.0050371 | 0.0052383 | 0.0054326 | 0.0056202 | 0.0058017 | 0.0059777 | 0.0061529
CA | Commercial | Miscellaneous | New | Exterior Lighting | Linear Lighting | 0 | 0.015342 | 0.027763 | 0.039927 | 0.050155 | 0.060092 | 0.069744 | 0.079266 | 0.088511 | 0.096723 | 0.10469 | 0.11249 | 0.12019 | 0.12773 | 0.13452 | 0.14117 | 0.14768 | 0.15405 | 0.16028 | 0.16638 | 0.17141 | 0.17586
CA | Commercial | Miscellaneous | New | Refrigeration | Walk-in Refrigerator/Freezer | 0 | 0.0078793 | 0.014705 | 0.021809 | 0.029152 | 0.036738 | 0.044573 | 0.05277 | 0.061231 | 0.07008 | 0.079211 | 0.088691 | 0.098598 | 0.10888 | 0.11955 | 0.13063 | 0.14212 | 0.15403 | 0.16639 | 0.17921 | 0.19241 | 0.20618
CA | Commercial | Miscellaneous | New | Refrigeration | Reach-in Refrigerator/Freezer | 0 | 0.0017543 | 0.0032639 | 0.0048259 | 0.0064307 | 0.0080792 | 0.0097717 | 0.011533 | 0.013341 | 0.015222 | 0.017152 | 0.019145 | 0.021218 | 0.023358 | 0.025569 | 0.027851 | 0.030206 | 0.032638 | 0.035148 | 0.037738 | 0.040393 | 0.04315
CA | Commercial | Miscellaneous | New | Refrigeration | Glass Door Display | 0 | 0.0019048 | 0.0035688 | 0.0053138 | 0.0071309 | 0.009022 | 0.010989 | 0.013061 | 0.015215 | 0.017483 | 0.019838 | 0.0223 | 0.024889 | 0.027592 | 0.030416 | 0.033365 | 0.036442 | 0.039653 | 0.043004 | 0.046498 | 0.050121 | 0.05392
CA | Commercial | Miscellaneous | New | Refrigeration | Open Display Case | 0 | 0.0054578 | 0.010226 | 0.015226 | 0.020432 | 0.025851 | 0.031487 | 0.037424 | 0.043596 | 0.050093 | 0.056842 | 0.063897 | 0.071313 | 0.079061 | 0.087152 | 0.0956 | 0.10442 | 0.11362 | 0.12322 | 0.13323 | 0.14361 | 0.1545
CA | Commercial | Miscellaneous | New | Refrigeration | Icemaker | 0 | 0.040895 | 0.074618 | 0.1082 | 0.1414 | 0.17422 | 0.20666 | 0.23921 | 0.27138 | 0.30366 | 0.33557 | 0.36735 | 0.39927 | 0.43108 | 0.46277 | 0.49436 | 0.52584 | 0.55722 | 0.5885 | 0.61969 | 0.65051 | 0.68151
CA | Commercial | Miscellaneous | New | Refrigeration | Vending Machine | 0 | 0.0073904 | 0.013485 | 0.019554 | 0.025554 | 0.031485 | 0.037347 | 0.043229 | 0.049042 | 0.054877 | 0.060643 | 0.066387 | 0.072155 | 0.077903 | 0.083631 | 0.089339 | 0.095028 | 0.1007 | 0.10635 | 0.11199 | 0.11756 | 0.12316
CA | Commercial | Miscellaneous | New | Food Preparation | Oven | 0 | 0.0063736 | 0.012207 | 0.018581 | 0.025489 | 0.032966 | 0.041047 | 0.049873 | 0.059391 | 0.069759 | 0.08092 | 0.092986 | 0.10609 | 0.12023 | 0.13548 | 0.15192 | 0.16963 | 0.18868 | 0.20918 | 0.23121 | 0.25477 | 0.28018
CA | Commercial | Miscellaneous | New | Food Preparation | Fryer | 0 | 0.0036897 | 0.0066768 | 0.0096021 | 0.012445 | 0.015208 | 0.017891 | 0.020538 | 0.023108 | 0.025645 | 0.028106 | 0.030515 | 0.032894 | 0.035222 | 0.037501 | 0.03973 | 0.041913 | 0.044049 | 0.046139 | 0.048184 | 0.050164 | 0.052122
CA | Commercial | Miscellaneous | New | Food Preparation | Dishwasher | 0 | 0.0038062 | 0.00729 | 0.011096 | 0.015222 | 0.019687 | 0.024513 | 0.029784 | 0.035468 | 0.04166 | 0.048325 | 0.055531 | 0.063355 | 0.071801 | 0.08091 | 0.090728 | 0.1013 | 0.11268 | 0.12492 | 0.13808 | 0.15215 | 0.16732
CA | Commercial | Miscellaneous | New | Food Preparation | Hot Food Container | 0 | 0.0010116 | 0.0019374 | 0.002949 | 0.0040455 | 0.0052322 | 0.0065148 | 0.0079155 | 0.0094261 | 0.011072 | 0.012843 | 0.014758 | 0.016838 | 0.019082 | 0.021503 | 0.024112 | 0.026922 | 0.029947 | 0.0332 | 0.036696 | 0.040435 | 0.044468
CA | Commercial | Miscellaneous | New | Food Preparation | Steamer | 0 | 0.0026709 | 0.0051156 | 0.0077865 | 0.010682 | 0.013815 | 0.017201 | 0.0209 | 0.024888 | 0.029233 | 0.033911 | 0.038967 | 0.044458 | 0.050384 | 0.056777 | 0.063666 | 0.071085 | 0.079071 | 0.08766 | 0.096892 | 0.10676 | 0.11741
CA | Commercial | Miscellaneous | New | Food Preparation | Griddle | 0 | 0.0055794 | 0.010096 | 0.01452 | 0.01882 | 0.022997 | 0.027054 | 0.031057 | 0.034944 | 0.038779 | 0.042502 | 0.046144 | 0.049741 | 0.053261 | 0.056707 | 0.060079 | 0.063379 | 0.066609 | 0.069769 | 0.072862 | 0.075856 | 0.078817
CA | Commercial | Miscellaneous | New | Office Equipment | Desktop Computer | 0 | 0.0006541 | 0.0011571 | 0.0016267 | 0.0020611 | 0.0024621 | 0.0028315 | 0.0031775 | 0.0034949 | 0.0037915 | 0.0040622 | 0.0043114 | 0.0045432 | 0.0047556 | 0.0049496 | 0.0051263 | 0.0052865 | 0.0054312 | 0.0055613 | 0.0056775 | 0.0057781 | 0.005869
CA | Commercial | Miscellaneous | New | Office Equipment | Laptop | 0 | 0.00014551 | 0.00026928 | 0.00039603 | 0.00052492 | 0.00065596 | 0.00078916 | 0.00092645 | 0.001066 | 0.0012098 | 0.0013559 | 0.0015055 | 0.0016596 | 0.0018173 | 0.0019786 | 0.0021438 | 0.0023127 | 0.0024856 | 0.0026625 | 0.0028435 | 0.0030274 | 0.0032168
CA | Commercial | Miscellaneous | New | Office Equipment | Server | 0 | 0.031029 | 0.057055 | 0.083373 | 0.1098 | 0.13634 | 0.16297 | 0.1901 | 0.21733 | 0.24507 | 0.27292 | 0.30108 | 0.32978 | 0.3588 | 0.38817 | 0.41787 | 0.44793 | 0.47833 | 0.5091 | 0.54023 | 0.57148 | 0.60336
CA | Commercial | Miscellaneous | New | Office Equipment | Monitor | 0 | 0.00011351 | 0.00020638 | 0.00029819 | 0.00038831 | 0.00047673 | 0.00056348 | 0.00064989 | 0.00073465 | 0.00081913 | 0.00090197 | 0.00098388 | 0.0010656 | 0.0011463 | 0.0012262 | 0.0013052 | 0.0013834 | 0.0014607 | 0.0015372 | 0.0016129 | 0.0016871 | 0.0017612
CA | Commercial | Miscellaneous | New | Office Equipment | Printer/Copier/Fax | 0 | 0.00050912 | 0.0009295 | 0.0013486 | 0.0017635 | 0.0021741 | 0.0025804 | 0.0029885 | 0.0033924 | 0.0037982 | 0.0041998 | 0.0046003 | 0.005003 | 0.0054047 | 0.0058054 | 0.0062053 | 0.0066044 | 0.0070026 | 0.0074001 | 0.0077968 | 0.0081893 | 0.0085847
CA | Commercial | Miscellaneous | New | Office Equipment | POS Terminal | 0 | 0.00024603 | 0.00044522 | 0.00064028 | 0.00082987 | 0.0010141 | 0.001193 | 0.0013695 | 0.0015409 | 0.00171 | 0.0018742 | 0.0020348 | 0.0021934 | 0.0023486 | 0.0025006 | 0.0026493 | 0.0027948 | 0.0029372 | 0.0030766 | 0.0032129 | 0.003345 | 0.0034756
CA | Commercial | Miscellaneous | New | Miscellaneous | Non-HVAC Motors | 0 | 0.010029 | 0.018148 | 0.026098 | 0.033827 | 0.041335 | 0.048628 | 0.055823 | 0.062808 | 0.069703 | 0.076393 | 0.08294 | 0.089405 | 0.095733 | 0.10193 | 0.10799 | 0.11392 | 0.11972 | 0.1254 | 0.13096 | 0.13634 | 0.14167
CA | Commercial | Miscellaneous | New | Miscellaneous | Pool Pump | 0 | 1.5512e-05 | 2.8071e-05 | 4.037e-05 | 5.2324e-05 | 6.3939e-05 | 7.5219e-05 | 8.6349e-05 | 9.7154e-05 | 0.00010782 | 0.00011817 | 0.00012829 | 0.00013829 | 0.00014808 | 0.00015766 | 0.00016704 | 0.00017621 | 0.00018519 | 0.00019398 | 0.00020258 | 0.0002109 | 0.00021914
CA | Commercial | Miscellaneous | New | Miscellaneous | Pool Heater | 0 | 3.4231e-05 | 6.1944e-05 | 8.9082e-05 | 0.00011546 | 0.00014109 | 0.00016598 | 0.00019054 | 0.00021439 | 0.00023792 | 0.00026075 | 0.0002831 | 0.00030517 | 0.00032677 | 0.00034791 | 0.00036859 | 0.00038884 | 0.00040866 | 0.00042805 | 0.00044702 | 0.00046539 | 0.00048356
CA | Commercial | Miscellaneous | New | Miscellaneous | Clothes Washer | 0 | 0.001196 | 0.0021642 | 0.0031125 | 0.0040341 | 0.0049296 | 0.0057993 | 0.0066574 | 0.0074904 | 0.0083126 | 0.0091105 | 0.0098913 | 0.010662 | 0.011417 | 0.012156 | 0.012878 | 0.013586 | 0.014278 | 0.014955 | 0.015618 | 0.01626 | 0.016895
CA | Commercial | Miscellaneous | New | Miscellaneous | Clothes Dryer | 0 | 0.015326 | 0.027735 | 0.039886 | 0.051697 | 0.063172 | 0.074317 | 0.085314 | 0.09599 | 0.10653 | 0.11675 | 0.12676 | 0.13664 | 0.14631 | 0.15577 | 0.16504 | 0.1741 | 0.18297 | 0.19165 | 0.20015 | 0.20837 | 0.21651
CA | Commercial | Miscellaneous | New | Miscellaneous | Electric Vehicle Chargers | 0 | 0 | 0 | 0 | 0 | 0 | 0 | 0 | 0 | 0 | 0 | 0 | 0 | 0 | 0 | 0 | 0 | 0 | 0 | 0 | 0 | 0
CA | Commercial | Miscellaneous | New | Miscellaneous | Other Miscellaneous | 0 | 0.15943 | 0.30001 | 0.44866 | 0.6047 | 0.7684 | 0.94001 | 1.1221 | 1.3129 | 1.5151 | 1.7267 | 1.9495 | 2.1852 | 2.4332 | 2.6939 | 2.9679 | 3.2557 | 3.5581 | 3.8755 | 4.2087 | 4.5564 | 4.923
CA | Commercial | Miscellaneous | New | Generation | Solar PV | 0 | -0.043596 | -0.085725 | -0.13348 | -0.18672 | -0.2463 | -0.31104 | -0.38233 | -0.45955 | -0.54277 | -0.63002 | -0.72239 | -0.82426 | -0.93024 | -1.0414 | -1.1561 | -1.2756 | -1.3997 | -1.5284 | -1.6616 | -1.8004 | -1.9424
ID | Commercial | Large Office | Existing | Cooling | Air-Cooled Chiller | 0.36529 | 0.35612 | 0.34697 | 0.33791 | 0.32897 | 0.32215 | 0.3154 | 0.30876 | 0.30226 | 0.29592 | 0.28974 | 0.28377 | 0.278 | 0.27243 | 0.26709 | 0.2627 | 0.25851 | 0.2545 | 0.25065 | 0.24694 | 0.24337 | 0.23992
ID | Commercial | Large Office | Existing | Cooling | Water-Cooled Chiller | 2.4822 | 2.5219 | 2.5662 | 2.6122 | 2.6587 | 2.7215 | 2.7829 | 2.8418 | 2.8972 | 2.9463 | 2.9917 | 3.032 | 3.0668 | 3.0957 | 3.1186 | 3.144 | 3.163 | 3.1764 | 3.1848 | 3.1861 | 3.1836 | 3.1776
ID | Commercial | Large Office | Existing | Cooling | RTU | 0.60096 | 0.59003 | 0.57679 | 0.56357 | 0.55041 | 0.54062 | 0.53078 | 0.52092 | 0.51106 | 0.50123 | 0.49142 | 0.48167 | 0.47199 | 0.46264 | 0.45381 | 0.44668 | 0.43989 | 0.43342 | 0.42722 | 0.42126 | 0.41553 | 0.40999
ID | Commercial | Large Office | Existing | Cooling | Packaged Terminal AC | 0.26473 | 0.25992 | 0.2552 | 0.25056 | 0.246 | 0.243 | 0.24003 | 0.23708 | 0.23416 | 0.23127 | 0.2284 | 0.22556 | 0.22274 | 0.21995 | 0.21718 | 0.21504 | 0.21289 | 0.21075 | 0.20862 | 0.20648 | 0.20436 | 0.20224
ID | Commercial | Large Office | Existing | Cooling | Packaged Terminal HP | 0.033087 | 0.032485 | 0.031895 | 0.031315 | 0.030745 | 0.030371 | 0.029999 | 0.029631 | 0.029266 | 0.028904 | 0.028545 | 0.02819 | 0.027838 | 0.027489 | 0.027144 | 0.026875 | 0.026608 | 0.02634 | 0.026073 | 0.025807 | 0.025541 | 0.025276
ID | Commercial | Large Office | Existing | Cooling | Air-Source Heat Pump | 0.42914 | 0.41997 | 0.40971 | 0.39953 | 0.38947 | 0.38188 | 0.37434 | 0.36689 | 0.35954 | 0.35232 | 0.34525 | 0.33833 | 0.33167 | 0.32532 | 0.31927 | 0.31435 | 0.30962 | 0.30508 | 0.30069 | 0.29646 | 0.29237 | 0.28839
ID | Commercial | Large Office | Existing | Cooling | Geothermal Heat Pump | 0.24815 | 0.2416 | 0.23504 | 0.22853 | 0.22213 | 0.2172 | 0.21239 | 0.20773 | 0.20325 | 0.19897 | 0.19491 | 0.19109 | 0.18748 | 0.18406 | 0.1808 | 0.17818 | 0.17568 | 0.17327 | 0.17095 | 0.1687 | 0.16653 | 0.16441
ID | Commercial | Large Office | Existing | Space Heating | Electric Furnace | 0.30672 | 0.30114 | 0.29567 | 0.29148 | 0.28501 | 0.27867 | 0.27247 | 0.26748 | 0.26045 | 0.25464 | 0.24894 | 0.24436 | 0.23792 | 0.23259 | 0.22737 | 0.22328 | 0.21751 | 0.21273 | 0.20806 | 0.2043 | 0.199 | 0.19462
ID | Commercial | Large Office | Existing | Space Heating | Electric Room Heat | 0 | 0 | 0 | 0 | 0 | 0 | 0 | 0 | 0 | 0 | 0 | 0 | 0 | 0 | 0 | 0 | 0 | 0 | 0 | 0 | 0 | 0
ID | Commercial | Large Office | Existing | Space Heating | Packaged Terminal HP | 0.014928 | 0.014656 | 0.01439 | 0.014186 | 0.013871 | 0.013563 | 0.013261 | 0.013018 | 0.012676 | 0.012393 | 0.012116 | 0.011893 | 0.01158 | 0.01132 | 0.011066 | 0.010867 | 0.010586 | 0.010354 | 0.010126 | 0.009943 | 0.0096855 | 0.0094721
ID | Commercial | Large Office | Existing | Space Heating | Air-Source Heat Pump | 0.21513 | 0.21122 | 0.20717 | 0.20402 | 0.19926 | 0.19459 | 0.19001 | 0.18628 | 0.18112 | 0.17682 | 0.1726 | 0.16916 | 0.16445 | 0.16055 | 0.15675 | 0.15375 | 0.14962 | 0.1462 | 0.14286 | 0.14017 | 0.13644 | 0.13335
ID | Commercial | Large Office | Existing | Space Heating | Geothermal Heat Pump | 0.1274 | 0.12487 | 0.12236 | 0.12039 | 0.11747 | 0.11462 | 0.11185 | 0.10958 | 0.1065 | 0.10395 | 0.10146 | 0.099451 | 0.096711 | 0.094437 | 0.092226 | 0.090485 | 0.088078 | 0.086084 | 0.08414 | 0.082573 | 0.080395 | 0.078589
ID | Commercial | Large Office | Existing | Ventilation | Ventilation | 6.187 | 6.0016 | 5.8156 | 5.6305 | 5.4475 | 5.2598 | 5.076 | 4.8962 | 4.7218 | 4.5539 | 4.3924 | 4.2377 | 4.0899 | 3.9494 | 3.8162 | 3.6903 | 3.5718 | 3.4606 | 3.3559 | 3.255 | 3.1596 | 3.0696
ID | Commercial | Large Office | Existing | Water Heating | Water Heater | 0.87164 | 0.85291 | 0.83403 | 0.8151 | 0.79315 | 0.77008 | 0.74705 | 0.72414 | 0.69846 | 0.67305 | 0.64614 | 0.61965 | 0.5953 | 0.57268 | 0.55146 | 0.53175 | 0.51342 | 0.49627 | 0.48013 | 0.46189 | 0.44472 | 0.42662
ID | Commercial | Large Office | Existing | Interior Lighting | General Service Lighting | 0.95613 | 0.92356 | 0.88565 | 0.84423 | 0.78325 | 0.72019 | 0.66957 | 0.6277 | 0.59205 | 0.55952 | 0.53195 | 0.50796 | 0.48802 | 0.47022 | 0.45243 | 0.43603 | 0.42081 | 0.40663 | 0.3936 | 0.37945 | 0.36553 | 0.35203
ID | Commercial | Large Office | Existing | Interior Lighting | Exempted Lighting | 0.0074591 | 0.0071301 | 0.0065839 | 0.0059185 | 0.0050504 | 0.0044504 | 0.0040342 | 0.0037263 | 0.0035138 | 0.0033506 | 0.0032127 | 0.0030802 | 0.0029436 | 0.0028187 | 0.0026836 | 0.0025418 | 0.0024033 | 0.0022749 | 0.0021839 | 0.0021121 | 0.0020519 | 0.0019981
ID | Commercial | Large Office | Existing | Interior Lighting | High-Bay Lighting | 0.067913 | 0.066507 | 0.06512 | 0.063755 | 0.062358 | 0.060986 | 0.059643 | 0.058331 | 0.057052 | 0.055766 | 0.054515 | 0.0533 | 0.052125 | 0.050988 | 0.049857 | 0.048765 | 0.047707 | 0.046682 | 0.045688 | 0.044722 | 0.043786 | 0.042877
ID | Commercial | Large Office | Existing | Interior Lighting | Linear Lighting | 4.6891 | 4.6003 | 4.5121 | 4.4248 | 4.3343 | 4.2448 | 4.1565 | 4.0694 | 3.9837 | 3.8963 | 3.8105 | 3.7262 | 3.6435 | 3.5624 | 3.4808 | 3.4008 | 3.3225 | 3.2459 | 3.1708 | 3.0975 | 3.028 | 2.9617
ID | Commercial | Large Office | Existing | Exterior Lighting | General Service Lighting | 0.18613 | 0.17954 | 0.1718 | 0.16333 | 0.15008 | 0.13608 | 0.12487 | 0.11603 | 0.10896 | 0.10235 | 0.096692 | 0.091724 | 0.087744 | 0.084221 | 0.080661 | 0.077398 | 0.074392 | 0.071604 | 0.069055 | 0.06626 | 0.063519 | 0.060864
ID | Commercial | Large Office | Existing | Exterior Lighting | Area Lighting | 0.20285 | 0.19916 | 0.19554 | 0.19199 | 0.18829 | 0.18464 | 0.18106 | 0.17753 | 0.17407 | 0.17051 | 0.16701 | 0.16358 | 0.16023 | 0.15695 | 0.15365 | 0.15044 | 0.14732 | 0.14428 | 0.14131 | 0.13841 | 0.13559 | 0.13285
ID | Commercial | Large Office | Existing | Exterior Lighting | Linear Lighting | 0.49937 | 0.48991 | 0.48051 | 0.47121 | 0.46158 | 0.45205 | 0.44264 | 0.43337 | 0.42424 | 0.41494 | 0.40579 | 0.39681 | 0.38801 | 0.37937 | 0.37068 | 0.36216 | 0.35383 | 0.34566 | 0.33768 | 0.32986 | 0.32247 | 0.3154
ID | Commercial | Large Office | Existing | Refrigeration | Walk-in Refrigerator/Freezer | 0.0033107 | 0.0032505 | 0.0031914 | 0.0031334 | 0.0030764 | 0.0030205 | 0.0029655 | 0.0029116 | 0.0028587 | 0.0028067 | 0.0027557 | 0.0027056 | 0.0026564 | 0.0026081 | 0.0025607 | 0.0025141 | 0.0024684 | 0.0024235 | 0.0023795 | 0.0023362 | 0.0022937 | 0.002252
ID | Commercial | Large Office | Existing | Refrigeration | Reach-in Refrigerator/Freezer | 0.09567 | 0.093931 | 0.092223 | 0.090546 | 0.0889 | 0.087284 | 0.085697 | 0.084138 | 0.082609 | 0.081107 | 0.079632 | 0.078184 | 0.076763 | 0.075367 | 0.073997 | 0.072651 | 0.07133 | 0.070033 | 0.06876 | 0.06751 | 0.066282 | 0.065077
ID | Commercial | Large Office | Existing | Refrigeration | Glass Door Display | 0.022177 | 0.021773 | 0.021378 | 0.020989 | 0.020607 | 0.020233 | 0.019865 | 0.019504 | 0.019149 | 0.018801 | 0.018459 | 0.018123 | 0.017794 | 0.01747 | 0.017153 | 0.016841 | 0.016535 | 0.016234 | 0.015939 | 0.015649 | 0.015364 | 0.015085
ID | Commercial | Large Office | Existing | Refrigeration | Open Display Case | 0.017028 | 0.016718 | 0.016414 | 0.016116 | 0.015823 | 0.015535 | 0.015253 | 0.014975 | 0.014703 | 0.014436 | 0.014173 | 0.013916 | 0.013663 | 0.013414 | 0.01317 | 0.012931 | 0.012696 | 0.012465 | 0.012238 | 0.012016 | 0.011797 | 0.011583
ID | Commercial | Large Office | Existing | Refrigeration | Icemaker | 0.46675 | 0.45826 | 0.44993 | 0.44175 | 0.43372 | 0.42583 | 0.41809 | 0.41049 | 0.40302 | 0.3957 | 0.3885 | 0.38144 | 0.3745 | 0.36769 | 0.36101 | 0.35444 | 0.348 | 0.34167 | 0.33546 | 0.32936 | 0.32337 | 0.31749
ID | Commercial | Large Office | Existing | Refrigeration | Vending Machine | 0.097363 | 0.095592 | 0.093854 | 0.092148 | 0.090472 | 0.088827 | 0.087212 | 0.085627 | 0.08407 | 0.082541 | 0.081041 | 0.079567 | 0.07812 | 0.0767 | 0.075306 | 0.073936 | 0.072592 | 0.071272 | 0.069976 | 0.068704 | 0.067455 | 0.066228
ID | Commercial | Large Office | Existing | Food Preparation | Oven | 0.099387 | 0.09758 | 0.095806 | 0.094064 | 0.092354 | 0.090675 | 0.089026 | 0.087407 | 0.085818 | 0.084258 | 0.082726 | 0.081222 | 0.079745 | 0.078295 | 0.076871 | 0.075474 | 0.074102 | 0.072754 | 0.071431 | 0.070133 | 0.068858 | 0.067606
ID | Commercial | Large Office | Existing | Food Preparation | Fryer | 0.084114 | 0.082585 | 0.081083 | 0.079609 | 0.078161 | 0.07674 | 0.075345 | 0.073975 | 0.07263 | 0.07131 | 0.070013 | 0.06874 | 0.06749 | 0.066263 | 0.065058 | 0.063876 | 0.062714 | 0.061574 | 0.060454 | 0.059355 | 0.058276 | 0.057216
ID | Commercial | Large Office | Existing | Food Preparation | Dishwasher | 0.022544 | 0.022134 | 0.021731 | 0.021336 | 0.020948 | 0.020567 | 0.020193 | 0.019826 | 0.019466 | 0.019112 | 0.018764 | 0.018423 | 0.018088 | 0.017759 | 0.017436 | 0.017119 | 0.016808 | 0.016503 | 0.016202 | 0.015908 | 0.015619 | 0.015335
ID | Commercial | Large Office | Existing | Food Preparation | Hot Food Container | 0.0020551 | 0.0020177 | 0.001981 | 0.001945 | 0.0019096 | 0.0018749 | 0.0018408 | 0.0018073 | 0.0017745 | 0.0017422 | 0.0017105 | 0.0016794 | 0.0016489 | 0.0016189 | 0.0015895 | 0.0015606 | 0.0015322 | 0.0015044 | 0.001477 | 0.0014502 | 0.0014238 | 0.0013979
ID | Commercial | Large Office | Existing | Food Preparation | Steamer | 0.025126 | 0.024669 | 0.02422 | 0.02378 | 0.023347 | 0.022923 | 0.022506 | 0.022097 | 0.021695 | 0.021301 | 0.020914 | 0.020533 | 0.02016 | 0.019793 | 0.019434 | 0.01908 | 0.018733 | 0.018393 | 0.018058 | 0.01773 | 0.017408 | 0.017091
ID | Commercial | Large Office | Existing | Food Preparation | Griddle | 0.027155 | 0.026661 | 0.026176 | 0.0257 | 0.025233 | 0.024774 | 0.024324 | 0.023882 | 0.023447 | 0.023021 | 0.022603 | 0.022192 | 0.021788 | 0.021392 | 0.021003 | 0.020621 | 0.020246 | 0.019878 | 0.019517 | 0.019162 | 0.018813 | 0.018471
ID | Commercial | Large Office | Existing | Office Equipment | Desktop Computer | 2.1974 | 2.1091 | 2.0243 | 1.9429 | 1.8647 | 1.7898 | 1.7178 | 1.6487 | 1.5824 | 1.5188 | 1.4577 | 1.3991 | 1.3428 | 1.2888 | 1.237 | 1.1873 | 1.1395 | 1.0937 | 1.0497 | 1.0075 | 0.96699 | 0.92811
ID | Commercial | Large Office | Existing | Office Equipment | Laptop | 0.7648 | 0.7679 | 0.77101 | 0.77413 | 0.77726 | 0.78041 | 0.78357 | 0.78675 | 0.78993 | 0.79313 | 0.79635 | 0.79957 | 0.80281 | 0.80606 | 0.80933 | 0.81261 | 0.8159 | 0.8192 | 0.82252 | 0.82585 | 0.8292 | 0.83256
ID | Commercial | Large Office | Existing | Office Equipment | Server | 2.3339 | 2.3423 | 2.3507 | 2.3591 | 2.3676 | 2.3761 | 2.3846 | 2.3932 | 2.4018 | 2.4104 | 2.4191 | 2.4278 | 2.4365 | 2.4453 | 2.4541 | 2.4629 | 2.4717 | 2.4806 | 2.4895 | 2.4984 | 2.5074 | 2.5164
ID | Commercial | Large Office | Existing | Office Equipment | Monitor | 0.63455 | 0.62594 | 0.61745 | 0.60907 | 0.60081 | 0.59266 | 0.58462 | 0.57669 | 0.56886 | 0.56115 | 0.55353 | 0.54602 | 0.53862 | 0.53131 | 0.5241 | 0.51699 | 0.50998 | 0.50306 | 0.49623 | 0.4895 | 0.48286 | 0.47631
ID | Commercial | Large Office | Existing | Office Equipment | Printer/Copier/Fax | 0.14881 | 0.14846 | 0.14811 | 0.14776 | 0.14741 | 0.14706 | 0.14671 | 0.14636 | 0.14601 | 0.14567 | 0.14532 | 0.14498 | 0.14463 | 0.14429 | 0.14395 | 0.14361 | 0.14327 | 0.14293 | 0.14259 | 0.14225 | 0.14191 | 0.14158
ID | Commercial | Large Office | Existing | Office Equipment | POS Terminal | 0.010152 | 0.0099911 | 0.0098332 | 0.0096778 | 0.0095249 | 0.0093743 | 0.0092262 | 0.0090804 | 0.0089369 | 0.0087956 | 0.0086566 | 0.0085198 | 0.0083852 | 0.0082527 | 0.0081222 | 0.0079939 | 0.0078675 | 0.0077432 | 0.0076208 | 0.0075004 | 0.0073819 | 0.0072652
ID | Commercial | Large Office | Existing | Miscellaneous | Non-HVAC Motors | 0.67064 | 0.65845 | 0.64648 | 0.63472 | 0.62318 | 0.61185 | 0.60073 | 0.58981 | 0.57908 | 0.56855 | 0.55822 | 0.54807 | 0.5381 | 0.52832 | 0.51871 | 0.50928 | 0.50002 | 0.49093 | 0.482 | 0.47324 | 0.46464 | 0.45619
ID | Commercial | Large Office | Existing | Miscellaneous | Pool Pump | 0 | 0 | 0 | 0 | 0 | 0 | 0 | 0 | 0 | 0 | 0 | 0 | 0 | 0 | 0 | 0 | 0 | 0 | 0 | 0 | 0 | 0
ID | Commercial | Large Office | Existing | Miscellaneous | Pool Heater | 0 | 0 | 0 | 0 | 0 | 0 | 0 | 0 | 0 | 0 | 0 | 0 | 0 | 0 | 0 | 0 | 0 | 0 | 0 | 0 | 0 | 0
ID | Commercial | Large Office | Existing | Miscellaneous | Clothes Washer | 0 | 0 | 0 | 0 | 0 | 0 | 0 | 0 | 0 | 0 | 0 | 0 | 0 | 0 | 0 | 0 | 0 | 0 | 0 | 0 | 0 | 0
ID | Commercial | Large Office | Existing | Miscellaneous | Clothes Dryer | 0 | 0 | 0 | 0 | 0 | 0 | 0 | 0 | 0 | 0 | 0 | 0 | 0 | 0 | 0 | 0 | 0 | 0 | 0 | 0 | 0 | 0
ID | Commercial | Large Office | Existing | Miscellaneous | Electric Vehicle Chargers | 0.0011266 | 0.0013951 | 0.0016842 | 0.0019764 | 0.0022553 | 0.0025247 | 0.00278 | 0.0030191 | 0.0032478 | 0.003472 | 0.003694 | 0.0039128 | 0.0041275 | 0.0043366 | 0.0045385 | 0.0047346 | 0.0049263 | 0.0051142 | 0.0052956 | 0.0054737 | 0.0056443 | 0.0058056
ID | Commercial | Large Office | Existing | Miscellaneous | Other Miscellaneous | 2.1804 | 2.2261 | 2.2728 | 2.3204 | 2.3691 | 2.4188 | 2.4695 | 2.5213 | 2.5741 | 2.6281 | 2.6832 | 2.7395 | 2.7969 | 2.8555 | 2.9154 | 2.9765 | 3.039 | 3.1027 | 3.1677 | 3.2341 | 3.302 | 3.3712
ID | Commercial | Large Office | Existing | Generation | Solar PV | -0.057184 | -0.12103 | -0.20911 | -0.30701 | -0.40201 | -0.514 | -0.63437 | -0.74853 | -0.88146 | -1.0218 | -1.1516 | -1.2634 | -1.3694 | -1.4507 | -1.5288 | -1.6041 | -1.6764 | -1.7461 | -1.8124 | -1.8754 | -1.9357 | -1.9933
ID | Commercial | Large Office | New | Cooling | Air-Cooled Chiller | 0 | 0.010985 | 0.020624 | 0.030429 | 0.040203 | 0.050165 | 0.060072 | 0.070038 | 0.079975 | 0.089853 | 0.099728 | 0.10966 | 0.11956 | 0.12949 | 0.13941 | 0.1498 | 0.16033 | 0.17097 | 0.18168 | 0.1924 | 0.20316 | 0.21405
ID | Commercial | Large Office | New | Cooling | Water-Cooled Chiller | 0 | 0.15795 | 0.29631 | 0.43682 | 0.57725 | 0.72008 | 0.86236 | 1.0057 | 1.1482 | 1.2878 | 1.4278 | 1.5681 | 1.7082 | 1.8483 | 1.9886 | 2.1359 | 2.2847 | 2.4349 | 2.5858 | 2.7339 | 2.8819 | 3.0303
ID | Commercial | Large Office | New | Cooling | RTU | 0 | 0.018673 | 0.032955 | 0.047484 | 0.061965 | 0.076741 | 0.091434 | 0.10621 | 0.12095 | 0.1356 | 0.15025 | 0.16498 | 0.17967 | 0.19411 | 0.20857 | 0.22376 | 0.23917 | 0.25476 | 0.27048 | 0.28623 | 0.30205 | 0.31799
ID | Commercial | Large Office | New | Cooling | Packaged Terminal AC | 0 | 0.010455 | 0.01963 | 0.028962 | 0.038264 | 0.047747 | 0.057176 | 0.066661 | 0.076119 | 0.08552 | 0.09492 | 0.10437 | 0.1138 | 0.12324 | 0.13269 | 0.14258 | 0.1526 | 0.16272 | 0.17292 | 0.18312 | 0.19336 | 0.20367
ID | Commercial | Large Office | New | Cooling | Packaged Terminal HP | 0 | 0.0013067 | 0.0024533 | 0.0036197 | 0.0047823 | 0.0059674 | 0.0071459 | 0.0083314 | 0.0095134 | 0.010688 | 0.011863 | 0.013045 | 0.014222 | 0.015403 | 0.016584 | 0.01782 | 0.019072 | 0.020337 | 0.021611 | 0.022886 | 0.024166 | 0.025455
ID | Commercial | Large Office | New | Cooling | Air-Source Heat Pump | 0 | 0.012502 | 0.022461 | 0.032591 | 0.042689 | 0.052989 | 0.063231 | 0.073535 | 0.083808 | 0.09402 | 0.10423 | 0.1145 | 0.12463 | 0.13479 | 0.14495 | 0.15561 | 0.16642 | 0.17734 | 0.18835 | 0.19937 | 0.21044 | 0.22158
ID | Commercial | Large Office | New | Cooling | Geothermal Heat Pump | 0 | 0.0070689 | 0.013272 | 0.019581 | 0.025871 | 0.032282 | 0.038657 | 0.04507 | 0.051465 | 0.057821 | 0.064176 | 0.070568 | 0.076939 | 0.083327 | 0.089712 | 0.0964 | 0.10318 | 0.11002 | 0.11691 | 0.12381 | 0.13073 | 0.1377
ID | Commercial | Large Office | New | Space Heating | Electric Furnace | 0 | 0.012113 | 0.022743 | 0.033693 | 0.044333 | 0.054755 | 0.064903 | 0.075208 | 0.084665 | 0.094162 | 0.10346 | 0.11307 | 0.12156 | 0.13033 | 0.13891 | 0.14804 | 0.15591 | 0.16425 | 0.17245 | 0.18118 | 0.1883 | 0.196
ID | Commercial | Large Office | New | Space Heating | Electric Room Heat | 0 | 0 | 0 | 0 | 0 | 0 | 0 | 0 | 0 | 0 | 0 | 0 | 0 | 0 | 0 | 0 | 0 | 0 | 0 | 0 | 0 | 0
ID | Commercial | Large Office | New | Space Heating | Packaged Terminal HP | 0 | 0.00058955 | 0.0011069 | 0.0016398 | 0.0021576 | 0.0026649 | 0.0031588 | 0.0036603 | 0.0041206 | 0.0045828 | 0.0050353 | 0.0055032 | 0.005916 | 0.0063431 | 0.0067609 | 0.0072052 | 0.0075881 | 0.0079941 | 0.0083933 | 0.0088179 | 0.0091643 | 0.0095392
ID | Commercial | Large Office | New | Space Heating | Air-Source Heat Pump | 0 | 0.0084962 | 0.015732 | 0.023188 | 0.03043 | 0.037524 | 0.044431 | 0.051447 | 0.057883 | 0.064347 | 0.070675 | 0.07722 | 0.08297 | 0.088922 | 0.094747 | 0.10095 | 0.10629 | 0.11195 | 0.11752 | 0.12345 | 0.12828 | 0.13352
ID | Commercial | Large Office | New | Space Heating | Geothermal Heat Pump | 0 | 0.0048743 | 0.0091514 | 0.013558 | 0.017839 | 0.022033 | 0.026116 | 0.030263 | 0.034068 | 0.03789 | 0.041631 | 0.0455 | 0.048913 | 0.052443 | 0.055897 | 0.059571 | 0.062737 | 0.066094 | 0.069394 | 0.072904 | 0.075768 | 0.078868
ID | Commercial | Large Office | New | Ventilation | Ventilation | 0 | 0.1723 | 0.32332 | 0.47693 | 0.63022 | 0.77201 | 0.91133 | 1.0487 | 1.184 | 1.3177 | 1.4499 | 1.5814 | 1.7105 | 1.8386 | 1.9652 | 2.0911 | 2.2169 | 2.341 | 2.4633 | 2.5801 | 2.6946 | 2.8083
ID | Commercial | Large Office | New | Water Heating | Water Heater | 0 | 0.034424 | 0.06463 | 0.095357 | 0.12599 | 0.14542 | 0.16452 | 0.1835 | 0.20221 | 0.22058 | 0.23873 | 0.25678 | 0.2728 | 0.28738 | 0.30062 | 0.31281 | 0.3257 | 0.33914 | 0.35298 | 0.36345 | 0.37508 | 0.38724
ID | Commercial | Large Office | New | Interior Lighting | General Service Lighting | 0 | 0.028801 | 0.054074 | 0.079782 | 0.10049 | 0.12095 | 0.14003 | 0.15844 | 0.17617 | 0.19125 | 0.20634 | 0.22132 | 0.23644 | 0.25138 | 0.26437 | 0.27715 | 0.28978 | 0.30221 | 0.31464 | 0.32526 | 0.33619 | 0.34718
ID | Commercial | Large Office | New | Interior Lighting | Exempted Lighting | 0 | 0.00020125 | 0.00035193 | 0.00049934 | 0.00060986 | 0.00072042 | 0.00083193 | 0.00093755 | 0.001052 | 0.0011545 | 0.0012488 | 0.0013373 | 0.0014199 | 0.0015025 | 0.0015695 | 0.0016236 | 0.0016812 | 0.0017399 | 0.0018077 | 0.0018761 | 0.0019447 | 0.0020132
ID | Commercial | Large Office | New | Interior Lighting | High-Bay Lighting | 0 | 0.0019449 | 0.0036516 | 0.0053876 | 0.007059 | 0.0087107 | 0.010333 | 0.011946 | 0.013535 | 0.015063 | 0.016573 | 0.018075 | 0.019544 | 0.020994 | 0.022388 | 0.023772 | 0.025151 | 0.026521 | 0.027878 | 0.029212 | 0.030533 | 0.031844
ID | Commercial | Large Office | New | Interior Lighting | Linear Lighting | 0 | 0.17801 | 0.3342 | 0.49309 | 0.64696 | 0.799 | 0.94836 | 1.0968 | 1.2431 | 1.3841 | 1.5234 | 1.6619 | 1.7984 | 1.9337 | 2.0656 | 2.1969 | 2.3279 | 2.4583 | 2.5877 | 2.7151 | 2.839 | 2.9605
ID | Commercial | Large Office | New | Exterior Lighting | General Service Lighting | 0 | 0.0054565 | 0.010244 | 0.015115 | 0.018667 | 0.022072 | 0.025326 | 0.0286 | 0.031854 | 0.034433 | 0.036972 | 0.039463 | 0.042041 | 0.044587 | 0.04668 | 0.048732 | 0.050755 | 0.052741 | 0.054728 | 0.056332 | 0.058008 | 0.0597
ID | Commercial | Large Office | New | Exterior Lighting | Area Lighting | 0 | 0.0080113 | 0.015041 | 0.022192 | 0.029118 | 0.035961 | 0.042684 | 0.049367 | 0.055952 | 0.062302 | 0.068578 | 0.074819 | 0.080934 | 0.08697 | 0.0928 | 0.098591 | 0.10436 | 0.1101 | 0.11578 | 0.12137 | 0.1269 | 0.13239
ID | Commercial | Large Office | New | Exterior Lighting | Linear Lighting | 0 | 0.018957 | 0.035591 | 0.052511 | 0.068897 | 0.085089 | 0.10099 | 0.11681 | 0.13239 | 0.1474 | 0.16223 | 0.17699 | 0.19152 | 0.20593 | 0.21998 | 0.23396 | 0.24791 | 0.2618 | 0.27557 | 0.28914 | 0.30234 | 0.31527
ID | Commercial | Large Office | New | Refrigeration | Walk-in Refrigerator/Freezer | 0 | 0.00013075 | 0.00024548 | 0.00036219 | 0.00047852 | 0.00059348 | 0.0007064 | 0.00081866 | 0.00092927 | 0.0010379 | 0.0011452 | 0.001252 | 0.0013571 | 0.0014614 | 0.0015645 | 0.001667 | 0.0017693 | 0.0018712 | 0.0019723 | 0.0020718 | 0.0021703 | 0.002268
ID | Commercial | Large Office | New | Refrigeration | Reach-in Refrigerator/Freezer | 0 | 0.0037783 | 0.0070937 | 0.010466 | 0.013828 | 0.01715 | 0.020413 | 0.023657 | 0.026853 | 0.029992 | 0.033094 | 0.036179 | 0.039218 | 0.042231 | 0.045209 | 0.048172 | 0.05113 | 0.054073 | 0.056993 | 0.059871 | 0.062716 | 0.065538
ID | Commercial | Large Office | New | Refrigeration | Glass Door Display | 0 | 0.00087583 | 0.0016444 | 0.0024261 | 0.0032054 | 0.0039754 | 0.0047318 | 0.0054838 | 0.0062247 | 0.0069523 | 0.0076713 | 0.0083864 | 0.0090908 | 0.0097893 | 0.01048 | 0.011166 | 0.011852 | 0.012534 | 0.013211 | 0.013878 | 0.014538 | 0.015192
ID | Commercial | Large Office | New | Refrigeration | Open Display Case | 0 | 0.00067248 | 0.0012626 | 0.0018628 | 0.0024612 | 0.0030524 | 0.0036332 | 0.0042106 | 0.0047795 | 0.0053382 | 0.0058903 | 0.0064393 | 0.0069802 | 0.0075165 | 0.0080465 | 0.0085738 | 0.0091003 | 0.0096242 | 0.010144 | 0.010656 | 0.011162 | 0.011665
ID | Commercial | Large Office | New | Refrigeration | Icemaker | 0 | 0.018433 | 0.034608 | 0.051062 | 0.067463 | 0.08367 | 0.09959 | 0.11542 | 0.13101 | 0.14632 | 0.16146 | 0.17651 | 0.19133 | 0.20603 | 0.22056 | 0.23502 | 0.24945 | 0.26381 | 0.27805 | 0.29209 | 0.30597 | 0.31974
ID | Commercial | Large Office | New | Refrigeration | Vending Machine | 0 | 0.0038452 | 0.0072192 | 0.010651 | 0.014073 | 0.017453 | 0.020774 | 0.024076 | 0.027328 | 0.030523 | 0.03368 | 0.036819 | 0.039912 | 0.042978 | 0.046009 | 0.049024 | 0.052034 | 0.05503 | 0.058002 | 0.06093 | 0.063825 | 0.066697
ID | Commercial | Large Office | New | Food Preparation | Oven | 0 | 0.0039251 | 0.0073693 | 0.010873 | 0.014365 | 0.017816 | 0.021206 | 0.024576 | 0.027897 | 0.031158 | 0.03438 | 0.037585 | 0.040742 | 0.043872 | 0.046965 | 0.050043 | 0.053116 | 0.056174 | 0.059208 | 0.062197 | 0.065152 | 0.068084
ID | Commercial | Large Office | New | Food Preparation | Fryer | 0 | 0.0033219 | 0.0062369 | 0.0092021 | 0.012158 | 0.015078 | 0.017947 | 0.0208 | 0.02361 | 0.02637 | 0.029097 | 0.031809 | 0.034481 | 0.03713 | 0.039748 | 0.042353 | 0.044954 | 0.047542 | 0.050109 | 0.052639 | 0.05514 | 0.057622
ID | Commercial | Large Office | New | Food Preparation | Dishwasher | 0 | 0.00089032 | 0.0016716 | 0.0024663 | 0.0032584 | 0.0040412 | 0.0048101 | 0.0055745 | 0.0063277 | 0.0070673 | 0.0077982 | 0.0085251 | 0.0092412 | 0.0099512 | 0.010653 | 0.011351 | 0.012048 | 0.012742 | 0.01343 | 0.014108 | 0.014778 | 0.015443
ID | Commercial | Large Office | New | Food Preparation | Hot Food Container | 0 | 8.1161e-05 | 0.00015238 | 0.00022482 | 0.00029703 | 0.00036839 | 0.00043849 | 0.00050817 | 0.00057683 | 0.00064425 | 0.00071088 | 0.00077715 | 0.00084243 | 0.00090715 | 0.00097111 | 0.0010348 | 0.0010983 | 0.0011615 | 0.0012243 | 0.0012861 | 0.0013472 | 0.0014078
ID | Commercial | Large Office | New | Food Preparation | Steamer | 0 | 0.00099229 | 0.001863 | 0.0027487 | 0.0036316 | 0.004504 | 0.005361 | 0.006213 | 0.0070524 | 0.0078768 | 0.0086914 | 0.0095016 | 0.0103 | 0.011091 | 0.011873 | 0.012651 | 0.013428 | 0.014201 | 0.014968 | 0.015724 | 0.016471 | 0.017212
ID | Commercial | Large Office | New | Food Preparation | Griddle | 0 | 0.0010724 | 0.0020135 | 0.0029707 | 0.0039249 | 0.0048678 | 0.005794 | 0.0067148 | 0.007622 | 0.008513 | 0.0093934 | 0.010269 | 0.011132 | 0.011987 | 0.012832 | 0.013673 | 0.014513 | 0.015348 | 0.016177 | 0.016994 | 0.017801 | 0.018602
ID | Commercial | Large Office | New | Office Equipment | Desktop Computer | 0 | 0.084837 | 0.15571 | 0.22458 | 0.29005 | 0.35166 | 0.40918 | 0.46357 | 0.51439 | 0.56163 | 0.60581 | 0.64742 | 0.68605 | 0.72218 | 0.75576 | 0.78722 | 0.81681 | 0.84445 | 0.87008 | 0.8935 | 0.91496 | 0.93468
ID | Commercial | Large Office | New | Office Equipment | Laptop | 0 | 0.030888 | 0.059305 | 0.089482 | 0.1209 | 0.15334 | 0.18665 | 0.22121 | 0.25678 | 0.29329 | 0.33095 | 0.37 | 0.41016 | 0.45167 | 0.49447 | 0.5388 | 0.58484 | 0.63251 | 0.68177 | 0.7324 | 0.78458 | 0.83845
ID | Commercial | Large Office | New | Office Equipment | Server | 0 | 0.094217 | 0.18081 | 0.27269 | 0.36827 | 0.46687 | 0.56803 | 0.6729 | 0.78075 | 0.89136 | 1.0054 | 1.1234 | 1.2448 | 1.3702 | 1.4993 | 1.633 | 1.7717 | 1.9153 | 2.0635 | 2.2157 | 2.3725 | 2.5343
ID | Commercial | Large Office | New | Office Equipment | Monitor | 0 | 0.025178 | 0.047494 | 0.070403 | 0.093453 | 0.11645 | 0.13926 | 0.16215 | 0.18492 | 0.20751 | 0.23004 | 0.25267 | 0.27518 | 0.29771 | 0.3202 | 0.34279 | 0.36555 | 0.38841 | 0.41131 | 0.43411 | 0.45688 | 0.47968
ID | Commercial | Large Office | New | Office Equipment | Printer/Copier/Fax | 0 | 0.0059718 | 0.011392 | 0.017079 | 0.022929 | 0.028895 | 0.034946 | 0.041152 | 0.047465 | 0.053867 | 0.060395 | 0.067088 | 0.073894 | 0.080852 | 0.087947 | 0.09522 | 0.10269 | 0.11036 | 0.11819 | 0.12616 | 0.13428 | 0.14258
ID | Commercial | Large Office | New | Office Equipment | POS Terminal | 0 | 0.00040092 | 0.00075271 | 0.0011106 | 0.0014673 | 0.0018198 | 0.002166 | 0.0025103 | 0.0028494 | 0.0031825 | 0.0035116 | 0.0038389 | 0.0041614 | 0.0044811 | 0.0047971 | 0.0051115 | 0.0054253 | 0.0057377 | 0.0060476 | 0.0063529 | 0.0066547 | 0.0069542
ID | Commercial | Large Office | New | Miscellaneous | Non-HVAC Motors | 0 | 0.026486 | 0.049727 | 0.073368 | 0.096934 | 0.12022 | 0.14309 | 0.16584 | 0.18824 | 0.21024 | 0.23199 | 0.25361 | 0.27492 | 0.29604 | 0.31691 | 0.33768 | 0.35842 | 0.37905 | 0.39952 | 0.41969 | 0.43963 | 0.45942
ID | Commercial | Large Office | New | Miscellaneous | Pool Pump | 0 | 0 | 0 | 0 | 0 | 0 | 0 | 0 | 0 | 0 | 0 | 0 | 0 | 0 | 0 | 0 | 0 | 0 | 0 | 0 | 0 | 0
ID | Commercial | Large Office | New | Miscellaneous | Pool Heater | 0 | 0 | 0 | 0 | 0 | 0 | 0 | 0 | 0 | 0 | 0 | 0 | 0 | 0 | 0 | 0 | 0 | 0 | 0 | 0 | 0 | 0
ID | Commercial | Large Office | New | Miscellaneous | Clothes Washer | 0 | 0 | 0 | 0 | 0 | 0 | 0 | 0 | 0 | 0 | 0 | 0 | 0 | 0 | 0 | 0 | 0 | 0 | 0 | 0 | 0 | 0
ID | Commercial | Large Office | New | Miscellaneous | Clothes Dryer | 0 | 0 | 0 | 0 | 0 | 0 | 0 | 0 | 0 | 0 | 0 | 0 | 0 | 0 | 0 | 0 | 0 | 0 | 0 | 0 | 0 | 0
ID | Commercial | Large Office | New | Miscellaneous | Electric Vehicle Chargers | 0 | 6.0679e-05 | 0.0001374 | 0.00023885 | 0.00036284 | 0.00050888 | 0.00067501 | 0.00086113 | 0.0010671 | 0.0012942 | 0.0015445 | 0.0018189 | 0.002116 | 0.0024364 | 0.0027784 | 0.0031441 | 0.0035354 | 0.0039524 | 0.0043925 | 0.004857 | 0.0053428 | 0.0058486
ID | Commercial | Large Office | New | Miscellaneous | Other Miscellaneous | 0 | 0.089544 | 0.17482 | 0.26822 | 0.3685 | 0.47525 | 0.58823 | 0.7089 | 0.83676 | 0.97184 | 1.1151 | 1.2677 | 1.4289 | 1.6001 | 1.7812 | 1.9736 | 2.1783 | 2.3956 | 2.6256 | 2.8682 | 3.1243 | 3.3951
ID | Commercial | Large Office | New | Generation | Solar PV | 0 | -0.0048683 | -0.016085 | -0.035488 | -0.062531 | -0.10099 | -0.15111 | -0.21046 | -0.28654 | -0.37785 | -0.47858 | -0.58462 | -0.69961 | -0.81288 | -0.93401 | -1.0636 | -1.2016 | -1.3482 | -1.5022 | -1.6632 | -1.8315 | -2.0074
ID | Commercial | Small Office | Existing | Cooling | Air-Cooled Chiller | 1.4858 | 1.4469 | 1.4081 | 1.3697 | 1.3318 | 1.3029 | 1.2742 | 1.2461 | 1.2188 | 1.1925 | 1.1669 | 1.1424 | 1.1189 | 1.0966 | 1.0753 | 1.0582 | 1.0423 | 1.0269 | 1.012 | 0.99766 | 0.98377 | 0.9703
ID | Commercial | Small Office | Existing | Cooling | Water-Cooled Chiller | 0.16037 | 0.15748 | 0.15464 | 0.15185 | 0.14911 | 0.14732 | 0.14554 | 0.14378 | 0.14203 | 0.1403 | 0.13858 | 0.13688 | 0.13519 | 0.13351 | 0.13185 | 0.13056 | 0.12927 | 0.12799 | 0.1267 | 0.12542 | 0.12413 | 0.12285
ID | Commercial | Small Office | Existing | Cooling | RTU | 10.2014 | 10.0159 | 9.7912 | 9.5668 | 9.3434 | 9.1772 | 9.0102 | 8.8428 | 8.6755 | 8.5084 | 8.3421 | 8.1765 | 8.0121 | 7.8535 | 7.7036 | 7.5825 | 7.4673 | 7.3574 | 7.2521 | 7.1511 | 7.0537 | 6.9596
ID | Commercial | Small Office | Existing | Cooling | Packaged Terminal AC | 1.0165 | 0.99798 | 0.97984 | 0.96202 | 0.94453 | 0.93302 | 0.92161 | 0.91029 | 0.89908 | 0.88796 | 0.87695 | 0.86603 | 0.85521 | 0.8445 | 0.83388 | 0.82564 | 0.81741 | 0.80919 | 0.80099 | 0.7928 | 0.78464 | 0.7765
ID | Commercial | Small Office | Existing | Cooling | Packaged Terminal HP | 0.12195 | 0.11974 | 0.11756 | 0.11542 | 0.11332 | 0.11194 | 0.11057 | 0.10921 | 0.10787 | 0.10654 | 0.10521 | 0.1039 | 0.10261 | 0.10132 | 0.10005 | 0.099058 | 0.098071 | 0.097085 | 0.096101 | 0.095119 | 0.094139 | 0.093162
ID | Commercial | Small Office | Existing | Cooling | Air-Source Heat Pump | 2.4242 | 2.3724 | 2.3144 | 2.2569 | 2.2001 | 2.1572 | 2.1146 | 2.0725 | 2.031 | 1.9902 | 1.9503 | 1.9112 | 1.8735 | 1.8377 | 1.8035 | 1.7757 | 1.749 | 1.7233 | 1.6986 | 1.6747 | 1.6515 | 1.6291
ID | Commercial | Small Office | Existing | Cooling | Geothermal Heat Pump | 0.49675 | 0.48364 | 0.4705 | 0.45747 | 0.44466 | 0.4348 | 0.42517 | 0.41584 | 0.40687 | 0.39831 | 0.39019 | 0.38254 | 0.37531 | 0.36845 | 0.36193 | 0.35669 | 0.35168 | 0.34685 | 0.34221 | 0.33771 | 0.33336 | 0.32913
ID | Commercial | Small Office | Existing | Space Heating | Electric Furnace | 2.2458 | 2.2049 | 2.1648 | 2.1342 | 2.0868 | 2.0404 | 1.995 | 1.9585 | 1.907 | 1.8644 | 1.8227 | 1.7891 | 1.742 | 1.703 | 1.6648 | 1.6348 | 1.5926 | 1.5576 | 1.5234 | 1.4958 | 1.4571 | 1.425
ID | Commercial | Small Office | Existing | Space Heating | Electric Room Heat | 0.65897 | 0.64699 | 0.63523 | 0.62624 | 0.61234 | 0.59872 | 0.58539 | 0.57467 | 0.55957 | 0.54708 | 0.53485 | 0.52499 | 0.51117 | 0.49971 | 0.48849 | 0.4797 | 0.46731 | 0.45705 | 0.447 | 0.43892 | 0.42755 | 0.41813
ID | Commercial | Small Office | Existing | Space Heating | Packaged Terminal HP | 0.21173 | 0.20788 | 0.2041 | 0.20121 | 0.19674 | 0.19237 | 0.18808 | 0.18464 | 0.17979 | 0.17577 | 0.17184 | 0.16868 | 0.16424 | 0.16055 | 0.15695 | 0.15412 | 0.15014 | 0.14685 | 0.14362 | 0.14102 | 0.13737 | 0.13434
ID | Commercial | Small Office | Existing | Space Heating | Air-Source Heat Pump | 4.6763 | 4.5913 | 4.5034 | 4.4349 | 4.3314 | 4.2298 | 4.1302 | 4.0491 | 3.9371 | 3.8435 | 3.7519 | 3.677 | 3.5748 | 3.4898 | 3.4072 | 3.3421 | 3.2524 | 3.178 | 3.1055 | 3.0469 | 2.9659 | 2.8987
ID | Commercial | Small Office | Existing | Space Heating | Geothermal Heat Pump | 0.94939 | 0.93049 | 0.91183 | 0.89712 | 0.87541 | 0.85417 | 0.83346 | 0.8166 | 0.79366 | 0.77459 | 0.75608 | 0.74109 | 0.72068 | 0.70373 | 0.68726 | 0.67428 | 0.65635 | 0.64149 | 0.627 | 0.61532 | 0.59909 | 0.58564
ID | Commercial | Small Office | Existing | Ventilation | Ventilation | 29.8782 | 28.9777 | 28.0736 | 27.1735 | 26.2839 | 25.3712 | 24.4778 | 23.6081 | 22.7647 | 21.9565 | 21.1794 | 20.4352 | 19.7259 | 19.0495 | 18.4085 | 17.8034 | 17.2341 | 16.6999 | 16.1978 | 15.7199 | 15.268 | 14.8422
ID | Commercial | Small Office | Existing | Water Heating | Water Heater | 3.032 | 2.9512 | 2.8662 | 2.7801 | 2.6939 | 2.6084 | 2.5172 | 2.4236 | 2.3322 | 2.2434 | 2.1575 | 2.0746 | 1.9991 | 1.9256 | 1.8577 | 1.7894 | 1.7254 | 1.6658 | 1.6105 | 1.5554 | 1.5038 | 1.4494
ID | Commercial | Small Office | Existing | Interior Lighting | General Service Lighting | 4.3492 | 4.2011 | 4.0286 | 3.8402 | 3.5628 | 3.276 | 3.0457 | 2.8553 | 2.6931 | 2.5451 | 2.4197 | 2.3106 | 2.2199 | 2.1389 | 2.058 | 1.9834 | 1.9142 | 1.8497 | 1.7904 | 1.726 | 1.6627 | 1.6013
ID | Commercial | Small Office | Existing | Interior Lighting | Exempted Lighting | 0.03393 | 0.032433 | 0.029949 | 0.026922 | 0.022973 | 0.020244 | 0.018351 | 0.01695 | 0.015983 | 0.015241 | 0.014614 | 0.014011 | 0.01339 | 0.012822 | 0.012207 | 0.011562 | 0.010932 | 0.010348 | 0.0099339 | 0.0096073 | 0.0093336 | 0.0090891
ID | Commercial | Small Office | Existing | Interior Lighting | High-Bay Lighting | 0.30892 | 0.30253 | 0.29622 | 0.29001 | 0.28365 | 0.27741 | 0.2713 | 0.26534 | 0.25952 | 0.25367 | 0.24798 | 0.24245 | 0.23711 | 0.23193 | 0.22679 | 0.22182 | 0.21701 | 0.21235 | 0.20782 | 0.20343 | 0.19917 | 0.19504
ID | Commercial | Small Office | Existing | Interior Lighting | Linear Lighting | 21.3298 | 20.9258 | 20.5246 | 20.1273 | 19.7159 | 19.3088 | 18.907 | 18.5109 | 18.1211 | 17.7235 | 17.3329 | 16.9495 | 16.5734 | 16.2046 | 15.8332 | 15.4695 | 15.1133 | 14.7647 | 14.4235 | 14.0896 | 13.7738 | 13.4722
ID | Commercial | Small Office | Existing | Exterior Lighting | General Service Lighting | 2.0554 | 1.9826 | 1.8972 | 1.8036 | 1.6573 | 1.5027 | 1.3789 | 1.2814 | 1.2032 | 1.1302 | 1.0678 | 1.0129 | 0.96896 | 0.93005 | 0.89074 | 0.85471 | 0.82151 | 0.79072 | 0.76257 | 0.73171 | 0.70144 | 0.67212
ID | Commercial | Small Office | Existing | Exterior Lighting | Area Lighting | 0.92781 | 0.91094 | 0.89438 | 0.87811 | 0.86118 | 0.84452 | 0.82813 | 0.812 | 0.79615 | 0.77988 | 0.76388 | 0.74817 | 0.73284 | 0.71787 | 0.70277 | 0.6881 | 0.67381 | 0.65988 | 0.64631 | 0.63306 | 0.62017 | 0.60763
ID | Commercial | Small Office | Existing | Exterior Lighting | Linear Lighting | 2.1456 | 2.1049 | 2.0646 | 2.0246 | 1.9832 | 1.9423 | 1.9019 | 1.862 | 1.8228 | 1.7828 | 1.7435 | 1.705 | 1.6671 | 1.63 | 1.5927 | 1.5561 | 1.5203 | 1.4852 | 1.4509 | 1.4173 | 1.3855 | 1.3552
ID | Commercial | Small Office | Existing | Refrigeration | Walk-in Refrigerator/Freezer | 0 | 0 | 0 | 0 | 0 | 0 | 0 | 0 | 0 | 0 | 0 | 0 | 0 | 0 | 0 | 0 | 0 | 0 | 0 | 0 | 0 | 0
ID | Commercial | Small Office | Existing | Refrigeration | Reach-in Refrigerator/Freezer | 0.98815 | 0.97019 | 0.95255 | 0.93523 | 0.91822 | 0.90153 | 0.88514 | 0.86904 | 0.85324 | 0.83773 | 0.8225 | 0.80754 | 0.79286 | 0.77845 | 0.76429 | 0.7504 | 0.73675 | 0.72336 | 0.7102 | 0.69729 | 0.68461 | 0.67217
ID | Commercial | Small Office | Existing | Refrigeration | Glass Door Display | 0 | 0 | 0 | 0 | 0 | 0 | 0 | 0 | 0 | 0 | 0 | 0 | 0 | 0 | 0 | 0 | 0 | 0 | 0 | 0 | 0 | 0
ID | Commercial | Small Office | Existing | Refrigeration | Open Display Case | 0 | 0 | 0 | 0 | 0 | 0 | 0 | 0 | 0 | 0 | 0 | 0 | 0 | 0 | 0 | 0 | 0 | 0 | 0 | 0 | 0 | 0
ID | Commercial | Small Office | Existing | Refrigeration | Icemaker | 3.5181 | 3.4541 | 3.3913 | 3.3297 | 3.2691 | 3.2097 | 3.1513 | 3.094 | 3.0378 | 2.9826 | 2.9283 | 2.8751 | 2.8228 | 2.7715 | 2.7211 | 2.6716 | 2.623 | 2.5754 | 2.5285 | 2.4826 | 2.4374 | 2.3931
ID | Commercial | Small Office | Existing | Refrigeration | Vending Machine | 0.48925 | 0.48035 | 0.47162 | 0.46304 | 0.45462 | 0.44636 | 0.43824 | 0.43027 | 0.42245 | 0.41477 | 0.40723 | 0.39982 | 0.39255 | 0.38542 | 0.37841 | 0.37153 | 0.36477 | 0.35814 | 0.35163 | 0.34524 | 0.33896 | 0.3328
ID | Commercial | Small Office | Existing | Food Preparation | Oven | 0.55186 | 0.54182 | 0.53197 | 0.5223 | 0.5128 | 0.50348 | 0.49433 | 0.48534 | 0.47651 | 0.46785 | 0.45934 | 0.45099 | 0.44279 | 0.43474 | 0.42684 | 0.41908 | 0.41146 | 0.40398 | 0.39663 | 0.38942 | 0.38234 | 0.37539
ID | Commercial | Small Office | Existing | Food Preparation | Fryer | 0.002882 | 0.0028296 | 0.0027781 | 0.0027276 | 0.002678 | 0.0026293 | 0.0025815 | 0.0025346 | 0.0024885 | 0.0024432 | 0.0023988 | 0.0023552 | 0.0023124 | 0.0022703 | 0.0022291 | 0.0021885 | 0.0021487 | 0.0021097 | 0.0020713 | 0.0020337 | 0.0019967 | 0.0019604
ID | Commercial | Small Office | Existing | Food Preparation | Dishwasher | 0.41241 | 0.40491 | 0.39755 | 0.39032 | 0.38322 | 0.37626 | 0.36941 | 0.3627 | 0.3561 | 0.34963 | 0.34327 | 0.33703 | 0.3309 | 0.32489 | 0.31898 | 0.31318 | 0.30749 | 0.30189 | 0.29641 | 0.29102 | 0.28573 | 0.28053
ID | Commercial | Small Office | Existing | Food Preparation | Hot Food Container | 0.00026854 | 0.00026365 | 0.00025886 | 0.00025415 | 0.00024953 | 0.00024499 | 0.00024054 | 0.00023617 | 0.00023187 | 0.00022766 | 0.00022352 | 0.00021945 | 0.00021546 | 0.00021155 | 0.0002077 | 0.00020392 | 0.00020022 | 0.00019658 | 0.000193 | 0.00018949 | 0.00018605 | 0.00018266
ID | Commercial | Small Office | Existing | Food Preparation | Steamer | 0.0032832 | 0.0032235 | 0.0031649 | 0.0031073 | 0.0030508 | 0.0029954 | 0.0029409 | 0.0028874 | 0.0028349 | 0.0027834 | 0.0027328 | 0.0026831 | 0.0026343 | 0.0025864 | 0.0025394 | 0.0024932 | 0.0024479 | 0.0024034 | 0.0023597 | 0.0023168 | 0.0022747 | 0.0022333
ID | Commercial | Small Office | Existing | Food Preparation | Griddle | 0.0035483 | 0.0034838 | 0.0034205 | 0.0033583 | 0.0032972 | 0.0032373 | 0.0031784 | 0.0031206 | 0.0030639 | 0.0030082 | 0.0029535 | 0.0028998 | 0.0028471 | 0.0027953 | 0.0027445 | 0.0026946 | 0.0026456 | 0.0025975 | 0.0025503 | 0.0025039 | 0.0024584 | 0.0024137
ID | Commercial | Small Office | Existing | Office Equipment | Desktop Computer | 4.5042 | 4.323 | 4.1492 | 3.9824 | 3.8222 | 3.6685 | 3.521 | 3.3794 | 3.2435 | 3.1131 | 2.9879 | 2.8678 | 2.7524 | 2.6418 | 2.5355 | 2.4336 | 2.3357 | 2.2418 | 2.1516 | 2.0651 | 1.9821 | 1.9024
ID | Commercial | Small Office | Existing | Office Equipment | Laptop | 1.5676 | 1.574 | 1.5804 | 1.5868 | 1.5932 | 1.5996 | 1.6061 | 1.6126 | 1.6192 | 1.6257 | 1.6323 | 1.6389 | 1.6455 | 1.6522 | 1.6589 | 1.6656 | 1.6724 | 1.6791 | 1.6859 | 1.6928 | 1.6996 | 1.7065
ID | Commercial | Small Office | Existing | Office Equipment | Server | 14.1801 | 14.231 | 14.2822 | 14.3335 | 14.385 | 14.4366 | 14.4885 | 14.5405 | 14.5928 | 14.6452 | 14.6978 | 14.7506 | 14.8036 | 14.8568 | 14.9101 | 14.9637 | 15.0175 | 15.0714 | 15.1256 | 15.1799 | 15.2344 | 15.2892
ID | Commercial | Small Office | Existing | Office Equipment | Monitor | 1.3007 | 1.283 | 1.2656 | 1.2484 | 1.2315 | 1.2148 | 1.1983 | 1.1821 | 1.166 | 1.1502 | 1.1346 | 1.1192 | 1.104 | 1.089 | 1.0743 | 1.0597 | 1.0453 | 1.0311 | 1.0171 | 1.0033 | 0.98973 | 0.9763
ID | Commercial | Small Office | Existing | Office Equipment | Printer/Copier/Fax | 1.4813 | 1.4778 | 1.4743 | 1.4708 | 1.4673 | 1.4638 | 1.4603 | 1.4569 | 1.4534 | 1.45 | 1.4465 | 1.4431 | 1.4397 | 1.4363 | 1.4329 | 1.4295 | 1.4261 | 1.4227 | 1.4193 | 1.416 | 1.4126 | 1.4093
ID | Commercial | Small Office | Existing | Office Equipment | POS Terminal | 0.17486 | 0.17249 | 0.17015 | 0.16784 | 0.16557 | 0.16332 | 0.1611 | 0.15892 | 0.15676 | 0.15464 | 0.15254 | 0.15047 | 0.14843 | 0.14641 | 0.14443 | 0.14247 | 0.14053 | 0.13863 | 0.13675 | 0.13489 | 0.13306 | 0.13126
ID | Commercial | Small Office | Existing | Miscellaneous | Non-HVAC Motors | 0.099787 | 0.097973 | 0.096191 | 0.094442 | 0.092725 | 0.091039 | 0.089384 | 0.087759 | 0.086163 | 0.084597 | 0.083059 | 0.081548 | 0.080066 | 0.07861 | 0.077181 | 0.075777 | 0.0744 | 0.073047 | 0.071719 | 0.070415 | 0.069135 | 0.067878
ID | Commercial | Small Office | Existing | Miscellaneous | Pool Pump | 0 | 0 | 0 | 0 | 0 | 0 | 0 | 0 | 0 | 0 | 0 | 0 | 0 | 0 | 0 | 0 | 0 | 0 | 0 | 0 | 0 | 0
ID | Commercial | Small Office | Existing | Miscellaneous | Pool Heater | 0 | 0 | 0 | 0 | 0 | 0 | 0 | 0 | 0 | 0 | 0 | 0 | 0 | 0 | 0 | 0 | 0 | 0 | 0 | 0 | 0 | 0
ID | Commercial | Small Office | Existing | Miscellaneous | Clothes Washer | 0 | 0 | 0 | 0 | 0 | 0 | 0 | 0 | 0 | 0 | 0 | 0 | 0 | 0 | 0 | 0 | 0 | 0 | 0 | 0 | 0 | 0
ID | Commercial | Small Office | Existing | Miscellaneous | Clothes Dryer | 0 | 0 | 0 | 0 | 0 | 0 | 0 | 0 | 0 | 0 | 0 | 0 | 0 | 0 | 0 | 0 | 0 | 0 | 0 | 0 | 0 | 0
ID | Commercial | Small Office | Existing | Miscellaneous | Electric Vehicle Chargers | 0.15718 | 0.19466 | 0.23498 | 0.27576 | 0.31468 | 0.35226 | 0.38788 | 0.42124 | 0.45315 | 0.48442 | 0.5154 | 0.54594 | 0.57588 | 0.60507 | 0.63324 | 0.66059 | 0.68734 | 0.71356 | 0.73887 | 0.76372 | 0.78751 | 0.81002
ID | Commercial | Small Office | Existing | Miscellaneous | Other Miscellaneous | 9.3744 | 9.571 | 9.7717 | 9.9766 | 10.1857 | 10.3993 | 10.6174 | 10.84 | 11.0673 | 11.2993 | 11.5362 | 11.7781 | 12.0251 | 12.2772 | 12.5347 | 12.7975 | 13.0658 | 13.3398 | 13.6195 | 13.905 | 14.1966 | 14.4943
ID | Commercial | Small Office | Existing | Generation | Solar PV | -0.33015 | -0.69875 | -1.2073 | -1.7725 | -2.321 | -2.9675 | -3.6625 | -4.3216 | -5.0891 | -5.8993 | -6.6484 | -7.2941 | -7.906 | -8.3755 | -8.8262 | -9.2613 | -9.6785 | -10.0809 | -10.4638 | -10.8276 | -11.1756 | -11.5082
ID | Commercial | Small Office | New | Cooling | Air-Cooled Chiller | 0 | 0.040174 | 0.075712 | 0.11186 | 0.1479 | 0.18463 | 0.22107 | 0.25772 | 0.29427 | 0.33061 | 0.36693 | 0.40346 | 0.43988 | 0.47639 | 0.51289 | 0.55111 | 0.58984 | 0.62898 | 0.66838 | 0.7125 | 0.75707 | 0.80221
ID | Commercial | Small Office | New | Cooling | Water-Cooled Chiller | 0 | 0.0055009 | 0.010328 | 0.015238 | 0.020132 | 0.025121 | 0.030082 | 0.035073 | 0.040049 | 0.044995 | 0.049941 | 0.054915 | 0.059872 | 0.064843 | 0.069812 | 0.075016 | 0.080289 | 0.085614 | 0.090977 | 0.096345 | 0.10173 | 0.10716
ID | Commercial | Small Office | New | Cooling | RTU | 0 | 0.2973 | 0.52468 | 0.75598 | 0.98653 | 1.2218 | 1.4557 | 1.691 | 1.9257 | 2.1589 | 2.3921 | 2.6266 | 2.8604 | 3.0903 | 3.3206 | 3.5625 | 3.8078 | 4.056 | 4.3063 | 4.557 | 4.8089 | 5.0627
ID | Commercial | Small Office | New | Cooling | Packaged Terminal AC | 0 | 0.040143 | 0.075368 | 0.1112 | 0.14692 | 0.18333 | 0.21953 | 0.25595 | 0.29226 | 0.32836 | 0.36445 | 0.40075 | 0.43693 | 0.4732 | 0.50947 | 0.54744 | 0.58592 | 0.62478 | 0.66392 | 0.70309 | 0.74242 | 0.782
ID | Commercial | Small Office | New | Cooling | Packaged Terminal HP | 0 | 0.0048163 | 0.0090425 | 0.013342 | 0.017627 | 0.021995 | 0.026339 | 0.030708 | 0.035065 | 0.039396 | 0.043726 | 0.048081 | 0.052421 | 0.056774 | 0.061124 | 0.065681 | 0.070297 | 0.07496 | 0.079655 | 0.084355 | 0.089073 | 0.093822
ID | Commercial | Small Office | New | Cooling | Air-Source Heat Pump | 0 | 0.066297 | 0.11911 | 0.17283 | 0.22638 | 0.281 | 0.33531 | 0.38995 | 0.44443 | 0.49859 | 0.55273 | 0.60719 | 0.66089 | 0.71477 | 0.76868 | 0.82521 | 0.88253 | 0.94045 | 0.99881 | 1.0573 | 1.1159 | 1.175
ID | Commercial | Small Office | New | Cooling | Geothermal Heat Pump | 0 | 0.013556 | 0.025452 | 0.037552 | 0.049614 | 0.061908 | 0.074134 | 0.086433 | 0.098696 | 0.11089 | 0.12307 | 0.13533 | 0.14755 | 0.1598 | 0.17205 | 0.18487 | 0.19786 | 0.21099 | 0.2242 | 0.23743 | 0.25071 | 0.26408
ID | Commercial | Small Office | New | Space Heating | Electric Furnace | 0 | 0.088692 | 0.16652 | 0.24669 | 0.3246 | 0.40091 | 0.47521 | 0.55066 | 0.61991 | 0.68944 | 0.75751 | 0.82791 | 0.89001 | 0.95425 | 1.0171 | 1.084 | 1.1416 | 1.2026 | 1.2627 | 1.3266 | 1.3787 | 1.4351
ID | Commercial | Small Office | New | Space Heating | Electric Room Heat | 0 | 0.026025 | 0.048861 | 0.072388 | 0.095247 | 0.11764 | 0.13944 | 0.16158 | 0.1819 | 0.2023 | 0.22228 | 0.24293 | 0.26116 | 0.28001 | 0.29845 | 0.31807 | 0.33497 | 0.35289 | 0.37051 | 0.38925 | 0.40455 | 0.4211
ID | Commercial | Small Office | New | Space Heating | Packaged Terminal HP | 0 | 0.0083617 | 0.015699 | 0.023258 | 0.030602 | 0.037797 | 0.044802 | 0.051915 | 0.058443 | 0.064999 | 0.071417 | 0.078054 | 0.083908 | 0.089965 | 0.095891 | 0.10219 | 0.10762 | 0.11338 | 0.11904 | 0.12507 | 0.12998 | 0.1353
ID | Commercial | Small Office | New | Space Heating | Air-Source Heat Pump | 0 | 0.18468 | 0.34197 | 0.50404 | 0.66146 | 0.81567 | 0.96581 | 1.1183 | 1.2582 | 1.3987 | 1.5363 | 1.6785 | 1.8035 | 1.9329 | 2.0595 | 2.1943 | 2.3103 | 2.4335 | 2.5546 | 2.6834 | 2.7885 | 2.9023
ID | Commercial | Small Office | New | Space Heating | Geothermal Heat Pump | 0 | 0.036323 | 0.068195 | 0.10103 | 0.13293 | 0.16419 | 0.19461 | 0.22552 | 0.25387 | 0.28235 | 0.31023 | 0.33906 | 0.36449 | 0.3908 | 0.41654 | 0.44392 | 0.46751 | 0.49252 | 0.51711 | 0.54328 | 0.56462 | 0.58772
ID | Commercial | Small Office | New | Ventilation | Ventilation | 0 | 0.82811 | 1.5539 | 2.2921 | 3.0291 | 3.7101 | 4.3789 | 5.0438 | 5.6989 | 6.3476 | 6.9889 | 7.6266 | 8.2548 | 8.8776 | 9.4896 | 10.0986 | 10.7065 | 11.3068 | 11.8985 | 12.4718 | 13.0348 | 13.5948
ID | Commercial | Small Office | New | Water Heating | Water Heater | 0 | 0.091188 | 0.15867 | 0.22733 | 0.29575 | 0.36337 | 0.4298 | 0.49583 | 0.56089 | 0.62479 | 0.68793 | 0.75072 | 0.81054 | 0.87012 | 0.92924 | 0.98827 | 1.0474 | 1.1064 | 1.165 | 1.2187 | 1.2766 | 1.3341
ID | Commercial | Small Office | New | Interior Lighting | General Service Lighting | 0 | 0.13101 | 0.24597 | 0.36291 | 0.4571 | 0.55018 | 0.63697 | 0.72071 | 0.80134 | 0.86997 | 0.9386 | 1.0067 | 1.0755 | 1.1435 | 1.2026 | 1.2607 | 1.3181 | 1.3747 | 1.4312 | 1.4796 | 1.5293 | 1.5793
ID | Commercial | Small Office | New | Interior Lighting | Exempted Lighting | 0 | 0.00091545 | 0.0016009 | 0.0022714 | 0.0027741 | 0.003277 | 0.0037843 | 0.0042647 | 0.0047855 | 0.0052516 | 0.0056805 | 0.0060831 | 0.0064589 | 0.0068346 | 0.0071393 | 0.0073854 | 0.0076472 | 0.0079145 | 0.0082229 | 0.0085338 | 0.0088459 | 0.0091576
ID | Commercial | Small Office | New | Interior Lighting | High-Bay Lighting | 0 | 0.0088471 | 0.01661 | 0.024507 | 0.03211 | 0.039623 | 0.047003 | 0.05434 | 0.061568 | 0.068519 | 0.075387 | 0.082217 | 0.088902 | 0.095496 | 0.10184 | 0.10813 | 0.1144 | 0.12064 | 0.12681 | 0.13288 | 0.13889 | 0.14485
ID | Commercial | Small Office | New | Interior Lighting | Linear Lighting | 0 | 0.80971 | 1.5202 | 2.243 | 2.9429 | 3.6345 | 4.3139 | 4.9893 | 5.6547 | 6.2959 | 6.9296 | 7.5598 | 8.1806 | 8.7961 | 9.3961 | 9.9931 | 10.5891 | 11.1823 | 11.7707 | 12.3505 | 12.9141 | 13.4666
ID | Commercial | Small Office | New | Exterior Lighting | General Service Lighting | 0 | 0.060256 | 0.11313 | 0.16691 | 0.20614 | 0.24374 | 0.27967 | 0.31583 | 0.35177 | 0.38024 | 0.40828 | 0.43579 | 0.46426 | 0.49237 | 0.51548 | 0.53815 | 0.56049 | 0.58242 | 0.60436 | 0.62208 | 0.64058 | 0.65926
ID | Commercial | Small Office | New | Exterior Lighting | Area Lighting | 0 | 0.036642 | 0.068795 | 0.1015 | 0.13318 | 0.16448 | 0.19523 | 0.22579 | 0.25591 | 0.28496 | 0.31366 | 0.34221 | 0.37017 | 0.39778 | 0.42445 | 0.45093 | 0.47733 | 0.50356 | 0.52955 | 0.55511 | 0.58041 | 0.60552
ID | Commercial | Small Office | New | Exterior Lighting | Linear Lighting | 0 | 0.081449 | 0.15292 | 0.22562 | 0.29602 | 0.36559 | 0.43393 | 0.50187 | 0.56881 | 0.63331 | 0.69705 | 0.76044 | 0.82289 | 0.8848 | 0.94516 | 1.0052 | 1.0652 | 1.1248 | 1.184 | 1.2423 | 1.299 | 1.3546
ID | Commercial | Small Office | New | Refrigeration | Walk-in Refrigerator/Freezer | 0 | 0 | 0 | 0 | 0 | 0 | 0 | 0 | 0 | 0 | 0 | 0 | 0 | 0 | 0 | 0 | 0 | 0 | 0 | 0 | 0 | 0
ID | Commercial | Small Office | New | Refrigeration | Reach-in Refrigerator/Freezer | 0 | 0.039025 | 0.073269 | 0.1081 | 0.14283 | 0.17714 | 0.21084 | 0.24435 | 0.27736 | 0.30978 | 0.34182 | 0.37368 | 0.40507 | 0.43619 | 0.46695 | 0.49755 | 0.5281 | 0.55851 | 0.58867 | 0.61839 | 0.64777 | 0.67693
ID | Commercial | Small Office | New | Refrigeration | Glass Door Display | 0 | 0 | 0 | 0 | 0 | 0 | 0 | 0 | 0 | 0 | 0 | 0 | 0 | 0 | 0 | 0 | 0 | 0 | 0 | 0 | 0 | 0
ID | Commercial | Small Office | New | Refrigeration | Open Display Case | 0 | 0 | 0 | 0 | 0 | 0 | 0 | 0 | 0 | 0 | 0 | 0 | 0 | 0 | 0 | 0 | 0 | 0 | 0 | 0 | 0 | 0
ID | Commercial | Small Office | New | Refrigeration | Icemaker | 0 | 0.13894 | 0.26086 | 0.38488 | 0.5085 | 0.63066 | 0.75066 | 0.86995 | 0.98749 | 1.1029 | 1.217 | 1.3304 | 1.4422 | 1.553 | 1.6625 | 1.7714 | 1.8802 | 1.9884 | 2.0958 | 2.2016 | 2.3063 | 2.41
ID | Commercial | Small Office | New | Refrigeration | Vending Machine | 0 | 0.019322 | 0.036276 | 0.053523 | 0.070715 | 0.087703 | 0.10439 | 0.12098 | 0.13732 | 0.15338 | 0.16924 | 0.18502 | 0.20056 | 0.21596 | 0.23119 | 0.24634 | 0.26147 | 0.27652 | 0.29146 | 0.30617 | 0.32072 | 0.33515
ID | Commercial | Small Office | New | Food Preparation | Oven | 0 | 0.021795 | 0.040919 | 0.060373 | 0.079765 | 0.098927 | 0.11775 | 0.13646 | 0.1549 | 0.17301 | 0.1909 | 0.20869 | 0.22622 | 0.2436 | 0.26078 | 0.27787 | 0.29493 | 0.31191 | 0.32876 | 0.34535 | 0.36176 | 0.37805
ID | Commercial | Small Office | New | Food Preparation | Fryer | 0 | 0.00011382 | 0.00021369 | 0.00031529 | 0.00041655 | 0.00051662 | 0.00061492 | 0.00071265 | 0.00080893 | 0.00090349 | 0.00099693 | 0.0010899 | 0.0011814 | 0.0012722 | 0.0013619 | 0.0014511 | 0.0015402 | 0.0016289 | 0.0017169 | 0.0018035 | 0.0018892 | 0.0019743
ID | Commercial | Small Office | New | Food Preparation | Dishwasher | 0 | 0.016287 | 0.030579 | 0.045117 | 0.059609 | 0.073929 | 0.087995 | 0.10198 | 0.11576 | 0.12929 | 0.14266 | 0.15596 | 0.16906 | 0.18205 | 0.19488 | 0.20766 | 0.22041 | 0.2331 | 0.24568 | 0.25809 | 0.27035 | 0.28252
ID | Commercial | Small Office | New | Food Preparation | Hot Food Container | 0 | 1.0605e-05 | 1.9911e-05 | 2.9378e-05 | 3.8814e-05 | 4.8138e-05 | 5.7297e-05 | 6.6403e-05 | 7.5374e-05 | 8.4185e-05 | 9.2892e-05 | 0.00010155 | 0.00011008 | 0.00011854 | 0.0001269 | 0.00013521 | 0.00014351 | 0.00015178 | 0.00015997 | 0.00016805 | 0.00017604 | 0.00018396
ID | Commercial | Small Office | New | Food Preparation | Steamer | 0 | 0.00012966 | 0.00024344 | 0.00035918 | 0.00047454 | 0.00058855 | 0.00070053 | 0.00081186 | 0.00092155 | 0.0010293 | 0.0011357 | 0.0012416 | 0.0013459 | 0.0014493 | 0.0015515 | 0.0016531 | 0.0017546 | 0.0018557 | 0.0019559 | 0.0020546 | 0.0021522 | 0.0022491
ID | Commercial | Small Office | New | Food Preparation | Griddle | 0 | 0.00014014 | 0.0002631 | 0.00038819 | 0.00051287 | 0.00063608 | 0.00075711 | 0.00087743 | 0.00099597 | 0.0011124 | 0.0012274 | 0.0013419 | 0.0014546 | 0.0015663 | 0.0016768 | 0.0017867 | 0.0018964 | 0.0020055 | 0.0021138 | 0.0022206 | 0.0023261 | 0.0024308
ID | Commercial | Small Office | New | Office Equipment | Desktop Computer | 0 | 0.17389 | 0.31915 | 0.46032 | 0.59453 | 0.72081 | 0.83871 | 0.95019 | 1.0544 | 1.1512 | 1.2417 | 1.327 | 1.4062 | 1.4803 | 1.5491 | 1.6136 | 1.6742 | 1.7309 | 1.7834 | 1.8314 | 1.8754 | 1.9158
ID | Commercial | Small Office | New | Office Equipment | Laptop | 0 | 0.063313 | 0.12156 | 0.18341 | 0.24781 | 0.31431 | 0.38258 | 0.45342 | 0.52633 | 0.60117 | 0.67836 | 0.75839 | 0.84071 | 0.9258 | 1.0135 | 1.1044 | 1.1988 | 1.2965 | 1.3974 | 1.5012 | 1.6082 | 1.7186
ID | Commercial | Small Office | New | Office Equipment | Server | 0 | 0.57244 | 1.0986 | 1.6568 | 2.2375 | 2.8366 | 3.4512 | 4.0884 | 4.7436 | 5.4156 | 6.1083 | 6.8257 | 7.5631 | 8.3248 | 9.1095 | 9.9217 | 10.7645 | 11.6367 | 12.5372 | 13.4622 | 14.4146 | 15.3974
ID | Commercial | Small Office | New | Office Equipment | Monitor | 0 | 0.051609 | 0.097349 | 0.14431 | 0.19155 | 0.23869 | 0.28544 | 0.33236 | 0.37903 | 0.42533 | 0.47152 | 0.5179 | 0.56404 | 0.61023 | 0.65633 | 0.70263 | 0.74928 | 0.79614 | 0.84308 | 0.88981 | 0.93647 | 0.98322
ID | Commercial | Small Office | New | Office Equipment | Printer/Copier/Fax | 0 | 0.059443 | 0.1134 | 0.17001 | 0.22823 | 0.28762 | 0.34786 | 0.40963 | 0.47246 | 0.53619 | 0.60117 | 0.66779 | 0.73554 | 0.8048 | 0.87543 | 0.94782 | 1.0222 | 1.0985 | 1.1765 | 1.2558 | 1.3366 | 1.4192
ID | Commercial | Small Office | New | Office Equipment | POS Terminal | 0 | 0.0069059 | 0.012966 | 0.01913 | 0.025274 | 0.031346 | 0.03731 | 0.04324 | 0.049082 | 0.054819 | 0.060489 | 0.066127 | 0.071681 | 0.077189 | 0.082631 | 0.088047 | 0.093453 | 0.098833 | 0.10417 | 0.10943 | 0.11463 | 0.11979
ID | Commercial | Small Office | New | Miscellaneous | Non-HVAC Motors | 0 | 0.0039409 | 0.007399 | 0.010917 | 0.014423 | 0.017888 | 0.021292 | 0.024675 | 0.028009 | 0.031283 | 0.034518 | 0.037736 | 0.040906 | 0.044048 | 0.047154 | 0.050244 | 0.05333 | 0.0564 | 0.059446 | 0.062447 | 0.065414 | 0.068358
ID | Commercial | Small Office | New | Miscellaneous | Pool Pump | 0 | 0 | 0 | 0 | 0 | 0 | 0 | 0 | 0 | 0 | 0 | 0 | 0 | 0 | 0 | 0 | 0 | 0 | 0 | 0 | 0 | 0
ID | Commercial | Small Office | New | Miscellaneous | Pool Heater | 0 | 0 | 0 | 0 | 0 | 0 | 0 | 0 | 0 | 0 | 0 | 0 | 0 | 0 | 0 | 0 | 0 | 0 | 0 | 0 | 0 | 0
ID | Commercial | Small Office | New | Miscellaneous | Clothes Washer | 0 | 0 | 0 | 0 | 0 | 0 | 0 | 0 | 0 | 0 | 0 | 0 | 0 | 0 | 0 | 0 | 0 | 0 | 0 | 0 | 0 | 0
ID | Commercial | Small Office | New | Miscellaneous | Clothes Dryer | 0 | 0 | 0 | 0 | 0 | 0 | 0 | 0 | 0 | 0 | 0 | 0 | 0 | 0 | 0 | 0 | 0 | 0 | 0 | 0 | 0 | 0
ID | Commercial | Small Office | New | Miscellaneous | Electric Vehicle Chargers | 0 | 0.0084663 | 0.019171 | 0.033325 | 0.050625 | 0.071001 | 0.09418 | 0.12015 | 0.14888 | 0.18057 | 0.21549 | 0.25378 | 0.29524 | 0.33994 | 0.38766 | 0.43868 | 0.49327 | 0.55145 | 0.61286 | 0.67767 | 0.74545 | 0.81603
ID | Commercial | Small Office | New | Miscellaneous | Other Miscellaneous | 0 | 0.38499 | 0.75163 | 1.1532 | 1.5843 | 2.0433 | 2.5291 | 3.0479 | 3.5976 | 4.1784 | 4.7943 | 5.4502 | 6.1436 | 6.8794 | 7.6582 | 8.4854 | 9.3656 | 10.2997 | 11.2888 | 12.3316 | 13.4326 | 14.5969
ID | Commercial | Small Office | New | Generation | Solar PV | 0 | -0.028107 | -0.092864 | -0.20489 | -0.36102 | -0.58308 | -0.87242 | -1.2151 | -1.6543 | -2.1815 | -2.763 | -3.3753 | -4.0391 | -4.6931 | -5.3924 | -6.1407 | -6.9376 | -7.7836 | -8.6731 | -9.6024 | -10.5742 | -11.5897
ID | Commercial | Large Retail | Existing | Cooling | Air-Cooled Chiller | 0 | 0 | 0 | 0 | 0 | 0 | 0 | 0 | 0 | 0 | 0 | 0 | 0 | 0 | 0 | 0 | 0 | 0 | 0 | 0 | 0 | 0
ID | Commercial | Large Retail | Existing | Cooling | Water-Cooled Chiller | 0.069205 | 0.070475 | 0.071848 | 0.07328 | 0.074724 | 0.076644 | 0.078529 | 0.080352 | 0.082088 | 0.083675 | 0.085136 | 0.086455 | 0.087618 | 0.088644 | 0.089498 | 0.090418 | 0.091149 | 0.091738 | 0.092175 | 0.092398 | 0.092522 | 0.092533
ID | Commercial | Large Retail | Existing | Cooling | RTU | 1.0668 | 1.0496 | 1.0282 | 1.0068 | 0.9853 | 0.96979 | 0.95413 | 0.93837 | 0.92253 | 0.90666 | 0.89079 | 0.87494 | 0.85914 | 0.84389 | 0.82952 | 0.81818 | 0.80744 | 0.79722 | 0.78746 | 0.7781 | 0.76911 | 0.76044
ID | Commercial | Large Retail | Existing | Cooling | Packaged Terminal AC | 0.0022626 | 0.0022261 | 0.0021902 | 0.0021548 | 0.0021201 | 0.0020986 | 0.0020773 | 0.0020561 | 0.002035 | 0.002014 | 0.0019932 | 0.0019725 | 0.001952 | 0.0019315 | 0.0019112 | 0.0018963 | 0.0018813 | 0.0018663 | 0.0018513 | 0.0018362 | 0.0018211 | 0.0018059
ID | Commercial | Large Retail | Existing | Cooling | Packaged Terminal HP | 0.0082059 | 0.0080736 | 0.0079434 | 0.0078152 | 0.0076892 | 0.0076114 | 0.007534 | 0.0074571 | 0.0073806 | 0.0073046 | 0.007229 | 0.007154 | 0.0070794 | 0.0070053 | 0.0069317 | 0.0068775 | 0.0068232 | 0.0067688 | 0.0067141 | 0.0066594 | 0.0066046 | 0.0065498
ID | Commercial | Large Retail | Existing | Cooling | Air-Source Heat Pump | 0.25988 | 0.25485 | 0.24915 | 0.24346 | 0.23783 | 0.23368 | 0.22955 | 0.22545 | 0.2214 | 0.2174 | 0.21348 | 0.20964 | 0.20594 | 0.20243 | 0.19908 | 0.19642 | 0.19387 | 0.19142 | 0.18907 | 0.1868 | 0.1846 | 0.18247
ID | Commercial | Large Retail | Existing | Cooling | Geothermal Heat Pump | 0 | 0 | 0 | 0 | 0 | 0 | 0 | 0 | 0 | 0 | 0 | 0 | 0 | 0 | 0 | 0 | 0 | 0 | 0 | 0 | 0 | 0
ID | Commercial | Large Retail | Existing | Space Heating | Electric Furnace | 0.17534 | 0.17251 | 0.16973 | 0.16768 | 0.1643 | 0.16098 | 0.15772 | 0.15516 | 0.1514 | 0.14833 | 0.14532 | 0.14294 | 0.13946 | 0.13662 | 0.13383 | 0.1317 | 0.12857 | 0.12601 | 0.1235 | 0.12152 | 0.11862 | 0.11625
ID | Commercial | Large Retail | Existing | Space Heating | Electric Room Heat | 0 | 0 | 0 | 0 | 0 | 0 | 0 | 0 | 0 | 0 | 0 | 0 | 0 | 0 | 0 | 0 | 0 | 0 | 0 | 0 | 0 | 0
ID | Commercial | Large Retail | Existing | Space Heating | Packaged Terminal HP | 0.0026626 | 0.0026196 | 0.0025774 | 0.0025462 | 0.0024949 | 0.0024445 | 0.0023951 | 0.0023561 | 0.002299 | 0.0022524 | 0.0022066 | 0.0021705 | 0.0021178 | 0.0020746 | 0.0020323 | 0.0019999 | 0.0019523 | 0.0019134 | 0.0018753 | 0.0018452 | 0.0018012 | 0.0017652
ID | Commercial | Large Retail | Existing | Space Heating | Air-Source Heat Pump | 0.09369 | 0.092179 | 0.090602 | 0.089411 | 0.087507 | 0.085634 | 0.083793 | 0.082319 | 0.080209 | 0.078466 | 0.076755 | 0.07538 | 0.073438 | 0.071843 | 0.070289 | 0.069089 | 0.067375 | 0.065972 | 0.064602 | 0.063516 | 0.061957 | 0.060679
ID | Commercial | Large Retail | Existing | Space Heating | Geothermal Heat Pump | 0 | 0 | 0 | 0 | 0 | 0 | 0 | 0 | 0 | 0 | 0 | 0 | 0 | 0 | 0 | 0 | 0 | 0 | 0 | 0 | 0 | 0
ID | Commercial | Large Retail | Existing | Ventilation | Ventilation | 2.778 | 2.6998 | 2.621 | 2.5423 | 2.4642 | 2.3842 | 2.3057 | 2.2291 | 2.1545 | 2.0823 | 2.0127 | 1.9459 | 1.8822 | 1.8214 | 1.764 | 1.7097 | 1.6586 | 1.6107 | 1.5656 | 1.5226 | 1.482 | 1.4437
ID | Commercial | Large Retail | Existing | Water Heating | Water Heater | 0.25452 | 0.24859 | 0.24237 | 0.23592 | 0.22929 | 0.22252 | 0.21565 | 0.20886 | 0.20202 | 0.19517 | 0.18832 | 0.18149 | 0.1752 | 0.16934 | 0.16379 | 0.15851 | 0.15353 | 0.14881 | 0.1443 | 0.13962 | 0.1352 | 0.1309
ID | Commercial | Large Retail | Existing | Interior Lighting | General Service Lighting | 0.51805 | 0.49724 | 0.47186 | 0.4434 | 0.40496 | 0.36489 | 0.33352 | 0.30839 | 0.28774 | 0.2697 | 0.25484 | 0.24227 | 0.23204 | 0.22314 | 0.21449 | 0.20666 | 0.1995 | 0.19291 | 0.18692 | 0.18043 | 0.17407 | 0.16791
ID | Commercial | Large Retail | Existing | Interior Lighting | Exempted Lighting | 0.0033523 | 0.0031945 | 0.0029316 | 0.0026094 | 0.0021972 | 0.0019148 | 0.0017207 | 0.0015797 | 0.0014835 | 0.0014114 | 0.001352 | 0.0012962 | 0.0012395 | 0.0011882 | 0.0011329 | 0.0010748 | 0.0010181 | 0.00096544 | 0.00092862 | 0.00089987 | 0.000876 | 0.00085479
ID | Commercial | Large Retail | Existing | Interior Lighting | High-Bay Lighting | 1.1378 | 1.1166 | 1.0956 | 1.0748 | 1.0542 | 1.0339 | 1.014 | 0.99455 | 0.97558 | 0.9569 | 0.93872 | 0.92106 | 0.90393 | 0.88728 | 0.87094 | 0.85506 | 0.83961 | 0.82455 | 0.80987 | 0.79555 | 0.78157 | 0.76794
ID | Commercial | Large Retail | Existing | Interior Lighting | Linear Lighting | 3.7877 | 3.7249 | 3.6627 | 3.6011 | 3.5368 | 3.4731 | 3.4102 | 3.348 | 3.2867 | 3.2236 | 3.1615 | 3.1004 | 3.0403 | 2.9813 | 2.9214 | 2.8626 | 2.8049 | 2.7482 | 2.6926 | 2.638 | 2.5861 | 2.5362
ID | Commercial | Large Retail | Existing | Exterior Lighting | General Service Lighting | 0.49387 | 0.47404 | 0.44985 | 0.42273 | 0.38374 | 0.34243 | 0.30998 | 0.2848 | 0.26501 | 0.24725 | 0.23241 | 0.21967 | 0.20962 | 0.2009 | 0.19229 | 0.1845 | 0.17742 | 0.17091 | 0.16501 | 0.15855 | 0.15222 | 0.1461
ID | Commercial | Large Retail | Existing | Exterior Lighting | Area Lighting | 0.084819 | 0.083451 | 0.082105 | 0.080781 | 0.079389 | 0.078016 | 0.076661 | 0.075325 | 0.074009 | 0.072648 | 0.071307 | 0.069986 | 0.068695 | 0.067433 | 0.066153 | 0.064907 | 0.063692 | 0.062506 | 0.061348 | 0.060216 | 0.059114 | 0.058039
ID | Commercial | Large Retail | Existing | Exterior Lighting | Linear Lighting | 0.26718 | 0.26275 | 0.25836 | 0.25402 | 0.24948 | 0.24499 | 0.24055 | 0.23616 | 0.23184 | 0.22739 | 0.22301 | 0.2187 | 0.21446 | 0.21029 | 0.20607 | 0.20192 | 0.19785 | 0.19385 | 0.18993 | 0.18608 | 0.18242 | 0.1789
ID | Commercial | Large Retail | Existing | Refrigeration | Walk-in Refrigerator/Freezer | 0.0010598 | 0.0010427 | 0.0010259 | 0.0010093 | 0.00099303 | 0.00097702 | 0.00096126 | 0.00094575 | 0.0009305 | 0.00091549 | 0.00090072 | 0.0008862 | 0.0008719 | 0.00085784 | 0.000844 | 0.00083039 | 0.000817 | 0.00080382 | 0.00079086 | 0.0007781 | 0.00076555 | 0.0007532
ID | Commercial | Large Retail | Existing | Refrigeration | Reach-in Refrigerator/Freezer | 0.0075349 | 0.0074134 | 0.0072938 | 0.0071762 | 0.0070604 | 0.0069465 | 0.0068345 | 0.0067243 | 0.0066158 | 0.0065091 | 0.0064041 | 0.0063008 | 0.0061992 | 0.0060992 | 0.0060008 | 0.0059041 | 0.0058088 | 0.0057151 | 0.005623 | 0.0055323 | 0.005443 | 0.0053552
ID | Commercial | Large Retail | Existing | Refrigeration | Glass Door Display | 0.60272 | 0.593 | 0.58344 | 0.57403 | 0.56477 | 0.55566 | 0.5467 | 0.53788 | 0.5292 | 0.52067 | 0.51227 | 0.50401 | 0.49588 | 0.48788 | 0.48001 | 0.47227 | 0.46465 | 0.45716 | 0.44978 | 0.44253 | 0.43539 | 0.42837
ID | Commercial | Large Retail | Existing | Refrigeration | Open Display Case | 0.16292 | 0.16029 | 0.15771 | 0.15517 | 0.15266 | 0.1502 | 0.14778 | 0.14539 | 0.14305 | 0.14074 | 0.13847 | 0.13624 | 0.13404 | 0.13188 | 0.12975 | 0.12766 | 0.1256 | 0.12357 | 0.12158 | 0.11962 | 0.11769 | 0.11579
ID | Commercial | Large Retail | Existing | Refrigeration | Icemaker | 0.085056 | 0.083684 | 0.082335 | 0.081007 | 0.0797 | 0.078415 | 0.07715 | 0.075905 | 0.074681 | 0.073477 | 0.072291 | 0.071125 | 0.069978 | 0.06885 | 0.067739 | 0.066647 | 0.065572 | 0.064514 | 0.063473 | 0.06245 | 0.061442 | 0.060451
ID | Commercial | Large Retail | Existing | Refrigeration | Vending Machine | 0.011828 | 0.011638 | 0.01145 | 0.011265 | 0.011084 | 0.010905 | 0.010729 | 0.010556 | 0.010386 | 0.010218 | 0.010053 | 0.0098911 | 0.0097316 | 0.0095746 | 0.0094202 | 0.0092682 | 0.0091187 | 0.0089717 | 0.008827 | 0.0086846 | 0.0085445 | 0.0084067
ID | Commercial | Large Retail | Existing | Food Preparation | Oven | 0.11196 | 0.11016 | 0.10838 | 0.10663 | 0.10491 | 0.10322 | 0.10156 | 0.099919 | 0.098307 | 0.096722 | 0.095162 | 0.093627 | 0.092117 | 0.090631 | 0.089169 | 0.087731 | 0.086316 | 0.084924 | 0.083554 | 0.082206 | 0.080881 | 0.079576
ID | Commercial | Large Retail | Existing | Food Preparation | Fryer | 0.035842 | 0.035264 | 0.034695 | 0.034135 | 0.033585 | 0.033043 | 0.03251 | 0.031986 | 0.03147 | 0.030962 | 0.030463 | 0.029971 | 0.029488 | 0.029012 | 0.028545 | 0.028084 | 0.027631 | 0.027185 | 0.026747 | 0.026316 | 0.025891 | 0.025474
ID | Commercial | Large Retail | Existing | Food Preparation | Dishwasher | 0.031643 | 0.031132 | 0.03063 | 0.030136 | 0.02965 | 0.029172 | 0.028701 | 0.028239 | 0.027783 | 0.027335 | 0.026894 | 0.02646 | 0.026034 | 0.025614 | 0.025201 | 0.024794 | 0.024394 | 0.024001 | 0.023614 | 0.023233 | 0.022858 | 0.022489
ID | Commercial | Large Retail | Existing | Food Preparation | Hot Food Container | 0.0013664 | 0.0013443 | 0.0013226 | 0.0013013 | 0.0012803 | 0.0012597 | 0.0012394 | 0.0012194 | 0.0011997 | 0.0011803 | 0.0011613 | 0.0011426 | 0.0011241 | 0.001106 | 0.0010882 | 0.0010706 | 0.0010534 | 0.0010364 | 0.0010197 | 0.0010032 | 0.00098703 | 0.00097111
ID | Commercial | Large Retail | Existing | Food Preparation | Steamer | 0.016705 | 0.016436 | 0.016171 | 0.01591 | 0.015653 | 0.015401 | 0.015153 | 0.014908 | 0.014668 | 0.014431 | 0.014198 | 0.013969 | 0.013744 | 0.013522 | 0.013304 | 0.01309 | 0.012879 | 0.012671 | 0.012467 | 0.012265 | 0.012068 | 0.011873
ID | Commercial | Large Retail | Existing | Food Preparation | Griddle | 0.018055 | 0.017763 | 0.017477 | 0.017195 | 0.016918 | 0.016645 | 0.016376 | 0.016112 | 0.015852 | 0.015597 | 0.015345 | 0.015098 | 0.014854 | 0.014615 | 0.014379 | 0.014147 | 0.013919 | 0.013694 | 0.013473 | 0.013256 | 0.013042 | 0.012832
ID | Commercial | Large Retail | Existing | Office Equipment | Desktop Computer | 0.023134 | 0.02225 | 0.0214 | 0.020582 | 0.019796 | 0.01904 | 0.018312 | 0.017613 | 0.01694 | 0.016293 | 0.01567 | 0.015071 | 0.014496 | 0.013942 | 0.013409 | 0.012897 | 0.012404 | 0.01193 | 0.011474 | 0.011036 | 0.010614 | 0.010209
ID | Commercial | Large Retail | Existing | Office Equipment | Laptop | 0.0080515 | 0.008101 | 0.0081508 | 0.008201 | 0.0082514 | 0.0083021 | 0.0083532 | 0.0084046 | 0.0084562 | 0.0085082 | 0.0085606 | 0.0086132 | 0.0086662 | 0.0087195 | 0.0087731 | 0.0088271 | 0.0088813 | 0.008936 | 0.0089909 | 0.0090462 | 0.0091018 | 0.0091578
ID | Commercial | Large Retail | Existing | Office Equipment | Server | 0.29744 | 0.29913 | 0.30084 | 0.30255 | 0.30427 | 0.306 | 0.30774 | 0.30949 | 0.31126 | 0.31303 | 0.31481 | 0.3166 | 0.3184 | 0.32021 | 0.32204 | 0.32387 | 0.32571 | 0.32756 | 0.32943 | 0.3313 | 0.33319 | 0.33509
ID | Commercial | Large Retail | Existing | Office Equipment | Monitor | 0.0066803 | 0.0066034 | 0.0065275 | 0.0064524 | 0.0063782 | 0.0063048 | 0.0062322 | 0.0061605 | 0.0060897 | 0.0060196 | 0.0059504 | 0.0058819 | 0.0058142 | 0.0057474 | 0.0056812 | 0.0056159 | 0.0055513 | 0.0054874 | 0.0054243 | 0.0053619 | 0.0053002 | 0.0052392
ID | Commercial | Large Retail | Existing | Office Equipment | Printer/Copier/Fax | 0.010483 | 0.01048 | 0.010477 | 0.010474 | 0.010471 | 0.010468 | 0.010465 | 0.010462 | 0.010459 | 0.010457 | 0.010454 | 0.010451 | 0.010448 | 0.010445 | 0.010442 | 0.010439 | 0.010436 | 0.010433 | 0.01043 | 0.010427 | 0.010424 | 0.010421
ID | Commercial | Large Retail | Existing | Office Equipment | POS Terminal | 0.091268 | 0.089885 | 0.088523 | 0.087181 | 0.085859 | 0.084558 | 0.083276 | 0.082014 | 0.080771 | 0.079546 | 0.078341 | 0.077153 | 0.075984 | 0.074832 | 0.073698 | 0.072581 | 0.071481 | 0.070397 | 0.06933 | 0.068279 | 0.067244 | 0.066225
ID | Commercial | Large Retail | Existing | Miscellaneous | Non-HVAC Motors | 0.20931 | 0.20593 | 0.20261 | 0.19934 | 0.19613 | 0.19296 | 0.18985 | 0.18679 | 0.18377 | 0.18081 | 0.17789 | 0.17503 | 0.1722 | 0.16942 | 0.16669 | 0.164 | 0.16136 | 0.15876 | 0.1562 | 0.15368 | 0.1512 | 0.14876
ID | Commercial | Large Retail | Existing | Miscellaneous | Pool Pump | 0 | 0 | 0 | 0 | 0 | 0 | 0 | 0 | 0 | 0 | 0 | 0 | 0 | 0 | 0 | 0 | 0 | 0 | 0 | 0 | 0 | 0
ID | Commercial | Large Retail | Existing | Miscellaneous | Pool Heater | 0 | 0 | 0 | 0 | 0 | 0 | 0 | 0 | 0 | 0 | 0 | 0 | 0 | 0 | 0 | 0 | 0 | 0 | 0 | 0 | 0 | 0
ID | Commercial | Large Retail | Existing | Miscellaneous | Clothes Washer | 0.00017418 | 0.00017137 | 0.0001686 | 0.00016588 | 0.00016321 | 0.00016058 | 0.00015799 | 0.00015544 | 0.00015293 | 0.00015046 | 0.00014804 | 0.00014565 | 0.0001433 | 0.00014099 | 0.00013871 | 0.00013648 | 0.00013428 | 0.00013211 | 0.00012998 | 0.00012788 | 0.00012582 | 0.00012379
ID | Commercial | Large Retail | Existing | Miscellaneous | Clothes Dryer | 0.00032306 | 0.00031785 | 0.00031272 | 0.00030768 | 0.00030272 | 0.00029783 | 0.00029303 | 0.0002883 | 0.00028365 | 0.00027908 | 0.00027458 | 0.00027015 | 0.00026579 | 0.0002615 | 0.00025729 | 0.00025314 | 0.00024905 | 0.00024504 | 0.00024109 | 0.0002372 | 0.00023337 | 0.00022961
ID | Commercial | Large Retail | Existing | Miscellaneous | Electric Vehicle Chargers | 7.4612e-05 | 9.2608e-05 | 0.00011204 | 0.00013176 | 0.00015067 | 0.00016901 | 0.00018648 | 0.00020294 | 0.00021876 | 0.00023435 | 0.00024985 | 0.0002652 | 0.00028032 | 0.00029514 | 0.00030952 | 0.00032356 | 0.00033737 | 0.00035097 | 0.00036417 | 0.00037721 | 0.00038977 | 0.00040175
ID | Commercial | Large Retail | Existing | Miscellaneous | Other Miscellaneous | 0.61588 | 0.63011 | 0.64467 | 0.65956 | 0.6748 | 0.69039 | 0.70633 | 0.72265 | 0.73935 | 0.75643 | 0.7739 | 0.79178 | 0.81007 | 0.82879 | 0.84794 | 0.86753 | 0.88757 | 0.90807 | 0.92905 | 0.95051 | 0.97247 | 0.99494
ID | Commercial | Large Retail | Existing | Generation | Solar PV | -0.027773 | -0.058903 | -0.10199 | -0.15005 | -0.19688 | -0.25226 | -0.31198 | -0.3689 | -0.43532 | -0.50568 | -0.57109 | -0.62786 | -0.68195 | -0.72396 | -0.76451 | -0.80388 | -0.84185 | -0.87869 | -0.91396 | -0.94772 | -0.98022 | -1.0115
ID | Commercial | Large Retail | New | Cooling | Air-Cooled Chiller | 0 | 0 | 0 | 0 | 0 | 0 | 0 | 0 | 0 | 0 | 0 | 0 | 0 | 0 | 0 | 0 | 0 | 0 | 0 | 0 | 0 | 0
ID | Commercial | Large Retail | New | Cooling | Water-Cooled Chiller | 0 | 0.0040721 | 0.0076272 | 0.011257 | 0.01488 | 0.018572 | 0.022254 | 0.025955 | 0.029649 | 0.03327 | 0.036899 | 0.040549 | 0.044196 | 0.047858 | 0.051525 | 0.055367 | 0.059262 | 0.063192 | 0.067654 | 0.071542 | 0.075444 | 0.079352
ID | Commercial | Large Retail | New | Cooling | RTU | 0 | 0.035674 | 0.062808 | 0.090496 | 0.11814 | 0.14639 | 0.17451 | 0.20283 | 0.23111 | 0.25924 | 0.2874 | 0.31576 | 0.34406 | 0.37193 | 0.39988 | 0.42926 | 0.45911 | 0.48935 | 0.51986 | 0.55046 | 0.58123 | 0.61227
ID | Commercial | Large Retail | New | Cooling | Packaged Terminal AC | 0 | 8.4712e-05 | 0.00015864 | 0.00023407 | 0.00030939 | 0.00038627 | 0.00046279 | 0.00053988 | 0.00061683 | 0.0006934 | 0.00077004 | 0.00084723 | 0.00092425 | 0.0010016 | 0.001079 | 0.0011601 | 0.0012424 | 0.0013256 | 0.0014095 | 0.0014936 | 0.0015781 | 0.0016632
ID | Commercial | Large Retail | New | Cooling | Packaged Terminal HP | 0 | 0.00030723 | 0.00057534 | 0.00084891 | 0.0011221 | 0.0014009 | 0.0016784 | 0.001958 | 0.0022371 | 0.0025148 | 0.0027928 | 0.0030728 | 0.0033521 | 0.0036325 | 0.0039132 | 0.0042074 | 0.0045059 | 0.0048078 | 0.0051121 | 0.005417 | 0.0057233 | 0.006032
ID | Commercial | Large Retail | New | Cooling | Air-Source Heat Pump | 0 | 0.0081481 | 0.014603 | 0.021189 | 0.027766 | 0.034484 | 0.04117 | 0.047906 | 0.05463 | 0.06132 | 0.068017 | 0.074762 | 0.08142 | 0.08811 | 0.094811 | 0.10184 | 0.10899 | 0.11621 | 0.1235 | 0.13081 | 0.13815 | 0.14555
ID | Commercial | Large Retail | New | Cooling | Geothermal Heat Pump | 0 | 0 | 0 | 0 | 0 | 0 | 0 | 0 | 0 | 0 | 0 | 0 | 0 | 0 | 0 | 0 | 0 | 0 | 0 | 0 | 0 | 0
ID | Commercial | Large Retail | New | Space Heating | Electric Furnace | 0 | 0.0065648 | 0.012293 | 0.018213 | 0.023976 | 0.029629 | 0.035138 | 0.040741 | 0.045891 | 0.051067 | 0.05614 | 0.061393 | 0.066036 | 0.070844 | 0.075555 | 0.080569 | 0.084902 | 0.089501 | 0.094029 | 0.098845 | 0.10279 | 0.10706
ID | Commercial | Large Retail | New | Space Heating | Electric Room Heat | 0 | 0 | 0 | 0 | 0 | 0 | 0 | 0 | 0 | 0 | 0 | 0 | 0 | 0 | 0 | 0 | 0 | 0 | 0 | 0 | 0 | 0
ID | Commercial | Large Retail | New | Space Heating | Packaged Terminal HP | 0 | 9.9688e-05 | 0.00018668 | 0.00027658 | 0.00036408 | 0.00044992 | 0.00053358 | 0.00061866 | 0.00069686 | 0.00077545 | 0.00085249 | 0.00093227 | 0.0010028 | 0.0010758 | 0.0011473 | 0.0012234 | 0.0012893 | 0.0013591 | 0.0014278 | 0.001501 | 0.0015609 | 0.0016257
ID | Commercial | Large Retail | New | Space Heating | Air-Source Heat Pump | 0 | 0.0035078 | 0.0064788 | 0.0095495 | 0.012538 | 0.015469 | 0.018326 | 0.021232 | 0.023901 | 0.026585 | 0.029216 | 0.03194 | 0.034338 | 0.036823 | 0.039258 | 0.041852 | 0.044093 | 0.046472 | 0.048815 | 0.051308 | 0.053349 | 0.055559
ID | Commercial | Large Retail | New | Space Heating | Geothermal Heat Pump | 0 | 0 | 0 | 0 | 0 | 0 | 0 | 0 | 0 | 0 | 0 | 0 | 0 | 0 | 0 | 0 | 0 | 0 | 0 | 0 | 0 | 0
ID | Commercial | Large Retail | New | Ventilation | Ventilation | 0 | 0.072966 | 0.13656 | 0.20156 | 0.26638 | 0.32707 | 0.38675 | 0.44616 | 0.50477 | 0.56226 | 0.61914 | 0.67581 | 0.73195 | 0.78711 | 0.8417 | 0.89609 | 0.95047 | 1.0043 | 1.0574 | 1.1089 | 1.1595 | 1.2099
ID | Commercial | Large Retail | New | Water Heating | Water Heater | 0 | 0.0069729 | 0.013058 | 0.019043 | 0.025021 | 0.030935 | 0.036599 | 0.042044 | 0.047415 | 0.052695 | 0.057753 | 0.062791 | 0.067638 | 0.072149 | 0.076546 | 0.080596 | 0.084584 | 0.088529 | 0.092446 | 0.095935 | 0.099483 | 0.10313
ID | Commercial | Large Retail | New | Interior Lighting | General Service Lighting | 0 | 0.012445 | 0.023306 | 0.034388 | 0.04333 | 0.052178 | 0.060437 | 0.068422 | 0.076122 | 0.082685 | 0.089256 | 0.09579 | 0.10239 | 0.10893 | 0.11462 | 0.12023 | 0.12578 | 0.13126 | 0.13675 | 0.14146 | 0.1463 | 0.15118
ID | Commercial | Large Retail | New | Interior Lighting | Exempted Lighting | 0 | 7.8108e-05 | 0.00013627 | 0.00019334 | 0.0002362 | 0.00027915 | 0.00032251 | 0.00036366 | 0.0004083 | 0.00044829 | 0.00048514 | 0.00051984 | 0.00055227 | 0.00058475 | 0.00061118 | 0.00063265 | 0.00065553 | 0.00067889 | 0.00070579 | 0.00073293 | 0.00076018 | 0.00078745
ID | Commercial | Large Retail | New | Interior Lighting | High-Bay Lighting | 0 | 0.038677 | 0.072429 | 0.10687 | 0.14098 | 0.17474 | 0.20793 | 0.24098 | 0.27358 | 0.30548 | 0.33703 | 0.36846 | 0.39942 | 0.43011 | 0.4603 | 0.49037 | 0.52042 | 0.55037 | 0.58009 | 0.60941 | 0.63842 | 0.66725
ID | Commercial | Large Retail | New | Interior Lighting | Linear Lighting | 0 | 0.13862 | 0.25958 | 0.38302 | 0.50276 | 0.62125 | 0.73775 | 0.85376 | 0.96819 | 1.0786 | 1.1878 | 1.2965 | 1.4038 | 1.5103 | 1.6142 | 1.7178 | 1.8214 | 1.9246 | 2.0271 | 2.1282 | 2.2266 | 2.3233
ID | Commercial | Large Retail | New | Exterior Lighting | General Service Lighting | 0 | 0.011867 | 0.022223 | 0.03279 | 0.040511 | 0.047922 | 0.055015 | 0.062164 | 0.069276 | 0.074921 | 0.080489 | 0.085964 | 0.091631 | 0.097237 | 0.10186 | 0.1064 | 0.11088 | 0.11529 | 0.11971 | 0.1233 | 0.12705 | 0.13084
ID | Commercial | Large Retail | New | Exterior Lighting | Area Lighting | 0 | 0.0031757 | 0.0059469 | 0.0087746 | 0.011518 | 0.014233 | 0.016902 | 0.01956 | 0.022182 | 0.024713 | 0.027217 | 0.029711 | 0.032158 | 0.034576 | 0.036915 | 0.039242 | 0.041565 | 0.043876 | 0.046169 | 0.048427 | 0.050664 | 0.052887
ID | Commercial | Large Retail | New | Exterior Lighting | Linear Lighting | 0 | 0.009778 | 0.018311 | 0.027017 | 0.035464 | 0.043822 | 0.05204 | 0.060223 | 0.068294 | 0.07608 | 0.083782 | 0.091455 | 0.099021 | 0.10653 | 0.11387 | 0.12117 | 0.12848 | 0.13576 | 0.14299 | 0.15012 | 0.15706 | 0.16388
ID | Commercial | Large Retail | New | Refrigeration | Walk-in Refrigerator/Freezer | 0 | 3.9678e-05 | 7.4303e-05 | 0.00010963 | 0.00014492 | 0.00017983 | 0.00021415 | 0.00024833 | 0.00028204 | 0.00031519 | 0.00034798 | 0.00038064 | 0.00041285 | 0.00044483 | 0.00047647 | 0.000508 | 0.00053953 | 0.00057095 | 0.00060215 | 0.00063293 | 0.0006634 | 0.00069366
ID | Commercial | Large Retail | New | Refrigeration | Reach-in Refrigerator/Freezer | 0 | 0.00028211 | 0.00052829 | 0.00077949 | 0.0010303 | 0.0012786 | 0.0015226 | 0.0017656 | 0.0020053 | 0.002241 | 0.0024741 | 0.0027063 | 0.0029353 | 0.0031627 | 0.0033877 | 0.0036119 | 0.003836 | 0.0040594 | 0.0042813 | 0.0045001 | 0.0047167 | 0.0049319
ID | Commercial | Large Retail | New | Refrigeration | Glass Door Display | 0 | 0.022566 | 0.042258 | 0.062352 | 0.082418 | 0.10227 | 0.12179 | 0.14123 | 0.16041 | 0.17926 | 0.1979 | 0.21648 | 0.2348 | 0.25299 | 0.27098 | 0.28891 | 0.30684 | 0.32471 | 0.34246 | 0.35997 | 0.37729 | 0.39451
ID | Commercial | Large Retail | New | Refrigeration | Open Display Case | 0 | 0.0060999 | 0.011423 | 0.016854 | 0.022278 | 0.027645 | 0.032922 | 0.038177 | 0.04336 | 0.048455 | 0.053496 | 0.058517 | 0.063469 | 0.068385 | 0.07325 | 0.078097 | 0.082944 | 0.087774 | 0.092571 | 0.097303 | 0.10199 | 0.10664
ID | Commercial | Large Retail | New | Refrigeration | Icemaker | 0 | 0.0031845 | 0.0059635 | 0.0087991 | 0.011631 | 0.014433 | 0.017188 | 0.019931 | 0.022637 | 0.025297 | 0.027928 | 0.03055 | 0.033135 | 0.035701 | 0.038241 | 0.040772 | 0.043302 | 0.045824 | 0.048328 | 0.050799 | 0.053244 | 0.055673
ID | Commercial | Large Retail | New | Refrigeration | Vending Machine | 0 | 0.00044286 | 0.00082932 | 0.0012237 | 0.0016174 | 0.0020071 | 0.0023902 | 0.0027717 | 0.003148 | 0.0035179 | 0.0038839 | 0.0042484 | 0.0046079 | 0.0049648 | 0.005318 | 0.0056699 | 0.0060218 | 0.0063725 | 0.0067208 | 0.0070643 | 0.0074044 | 0.0077422
ID | Commercial | Large Retail | New | Food Preparation | Oven | 0 | 0.004192 | 0.0078501 | 0.011583 | 0.01531 | 0.018999 | 0.022625 | 0.026236 | 0.029798 | 0.033299 | 0.036764 | 0.040214 | 0.043617 | 0.046996 | 0.050339 | 0.05367 | 0.057001 | 0.060321 | 0.063618 | 0.06687 | 0.070088 | 0.073286
ID | Commercial | Large Retail | New | Food Preparation | Fryer | 0 | 0.0013419 | 0.002513 | 0.0037079 | 0.0049011 | 0.0060818 | 0.0072427 | 0.0083987 | 0.0095388 | 0.01066 | 0.011769 | 0.012873 | 0.013963 | 0.015044 | 0.016114 | 0.017181 | 0.018247 | 0.01931 | 0.020365 | 0.021406 | 0.022436 | 0.02346
ID | Commercial | Large Retail | New | Food Preparation | Dishwasher | 0 | 0.0011847 | 0.0022186 | 0.0032735 | 0.0043269 | 0.0053693 | 0.0063942 | 0.0074148 | 0.0084214 | 0.0094109 | 0.01039 | 0.011365 | 0.012327 | 0.013282 | 0.014227 | 0.015168 | 0.016109 | 0.017047 | 0.017979 | 0.018898 | 0.019808 | 0.020712
ID | Commercial | Large Retail | New | Food Preparation | Hot Food Container | 0 | 5.1157e-05 | 9.5799e-05 | 0.00014135 | 0.00018684 | 0.00023185 | 0.00027611 | 0.00032018 | 0.00036364 | 0.00040637 | 0.00044865 | 0.00049076 | 0.00053229 | 0.00057352 | 0.00061432 | 0.00065497 | 0.00069561 | 0.00073612 | 0.00077636 | 0.00081604 | 0.00085532 | 0.00089434
ID | Commercial | Large Retail | New | Food Preparation | Steamer | 0 | 0.00062546 | 0.0011713 | 0.0017282 | 0.0022843 | 0.0028346 | 0.0033757 | 0.0039145 | 0.004446 | 0.0049684 | 0.0054853 | 0.0060001 | 0.0065079 | 0.007012 | 0.0075108 | 0.0080078 | 0.0085047 | 0.009 | 0.0094919 | 0.0099771 | 0.010457 | 0.010934
ID | Commercial | Large Retail | New | Food Preparation | Griddle | 0 | 0.00067598 | 0.0012659 | 0.0018678 | 0.0024688 | 0.0030636 | 0.0036484 | 0.0042307 | 0.004805 | 0.0053697 | 0.0059283 | 0.0064847 | 0.0070335 | 0.0075783 | 0.0081174 | 0.0086545 | 0.0091916 | 0.0097269 | 0.010259 | 0.010783 | 0.011302 | 0.011818
ID | Commercial | Large Retail | New | Office Equipment | Desktop Computer | 0 | 0.00084671 | 0.00155 | 0.0022357 | 0.0028889 | 0.0035044 | 0.0040797 | 0.0046246 | 0.0051346 | 0.0056092 | 0.0060538 | 0.0064734 | 0.0068637 | 0.0072294 | 0.0075699 | 0.0078898 | 0.0081914 | 0.0084739 | 0.0087365 | 0.0089771 | 0.009198 | 0.0094019
ID | Commercial | Large Retail | New | Office Equipment | Laptop | 0 | 0.00030828 | 0.00059037 | 0.00089081 | 0.0012041 | 0.0015281 | 0.0018609 | 0.0022068 | 0.0025632 | 0.0029292 | 0.0033072 | 0.0036995 | 0.0041035 | 0.0045214 | 0.0049527 | 0.0054 | 0.005865 | 0.0063471 | 0.0068456 | 0.0073585 | 0.0078873 | 0.0084339
ID | Commercial | Large Retail | New | Office Equipment | Server | 0 | 0.011383 | 0.02179 | 0.032864 | 0.044403 | 0.056321 | 0.06856 | 0.081266 | 0.094345 | 0.10777 | 0.12162 | 0.13599 | 0.15076 | 0.16604 | 0.1818 | 0.19813 | 0.21509 | 0.23267 | 0.25083 | 0.26949 | 0.28873 | 0.3086
ID | Commercial | Large Retail | New | Office Equipment | Monitor | 0 | 0.00025129 | 0.00047279 | 0.00070087 | 0.00093078 | 0.0011604 | 0.0013884 | 0.0016176 | 0.0018458 | 0.0020724 | 0.0022988 | 0.0025264 | 0.0027531 | 0.0029802 | 0.0032073 | 0.0034356 | 0.0036659 | 0.0038977 | 0.00413 | 0.0043615 | 0.004593 | 0.0048251
ID | Commercial | Large Retail | New | Office Equipment | Printer/Copier/Fax | 0 | 0.00039882 | 0.00075888 | 0.0011378 | 0.0015281 | 0.0019268 | 0.0023315 | 0.0027472 | 0.0031704 | 0.0036 | 0.0040385 | 0.0044887 | 0.0049469 | 0.005416 | 0.0058947 | 0.0063859 | 0.0068915 | 0.0074103 | 0.0079411 | 0.0084815 | 0.0090329 | 0.0095971
ID | Commercial | Large Retail | New | Office Equipment | POS Terminal | 0 | 0.0034171 | 0.0063991 | 0.0094418 | 0.01248 | 0.015487 | 0.018443 | 0.021387 | 0.02429 | 0.027144 | 0.029968 | 0.032781 | 0.035555 | 0.038309 | 0.041034 | 0.04375 | 0.046465 | 0.049171 | 0.051858 | 0.054509 | 0.057133 | 0.059739
ID | Commercial | Large Retail | New | Miscellaneous | Non-HVAC Motors | 0 | 0.0078365 | 0.014675 | 0.021653 | 0.028621 | 0.035516 | 0.042295 | 0.049046 | 0.055704 | 0.06225 | 0.068726 | 0.075176 | 0.081538 | 0.087854 | 0.094104 | 0.10033 | 0.10656 | 0.11276 | 0.11893 | 0.12501 | 0.13102 | 0.137
ID | Commercial | Large Retail | New | Miscellaneous | Pool Pump | 0 | 0 | 0 | 0 | 0 | 0 | 0 | 0 | 0 | 0 | 0 | 0 | 0 | 0 | 0 | 0 | 0 | 0 | 0 | 0 | 0 | 0
ID | Commercial | Large Retail | New | Miscellaneous | Pool Heater | 0 | 0 | 0 | 0 | 0 | 0 | 0 | 0 | 0 | 0 | 0 | 0 | 0 | 0 | 0 | 0 | 0 | 0 | 0 | 0 | 0 | 0
ID | Commercial | Large Retail | New | Miscellaneous | Clothes Washer | 0 | 6.5212e-06 | 1.2212e-05 | 1.8019e-05 | 2.3817e-05 | 2.9555e-05 | 3.5196e-05 | 4.0814e-05 | 4.6355e-05 | 5.1802e-05 | 5.7191e-05 | 6.2559e-05 | 6.7853e-05 | 7.3109e-05 | 7.8309e-05 | 8.3491e-05 | 8.8673e-05 | 9.3837e-05 | 9.8965e-05 | 0.00010402 | 0.00010903 | 0.00011401
ID | Commercial | Large Retail | New | Miscellaneous | Clothes Dryer | 0 | 1.2096e-05 | 2.2651e-05 | 3.3421e-05 | 4.4176e-05 | 5.4818e-05 | 6.5282e-05 | 7.5702e-05 | 8.5979e-05 | 9.6082e-05 | 0.00010608 | 0.00011603 | 0.00012585 | 0.0001356 | 0.00014525 | 0.00015486 | 0.00016447 | 0.00017405 | 0.00018356 | 0.00019294 | 0.00020223 | 0.00021146
ID | Commercial | Large Retail | New | Miscellaneous | Electric Vehicle Chargers | 0 | 3.8099e-06 | 8.6049e-06 | 1.4959e-05 | 2.2735e-05 | 3.1902e-05 | 4.2339e-05 | 5.4045e-05 | 6.7009e-05 | 8.1316e-05 | 9.7094e-05 | 0.00011441 | 0.00013318 | 0.00015344 | 0.00017508 | 0.00019824 | 0.00022305 | 0.00024951 | 0.00027747 | 0.00030699 | 0.0003379 | 0.00037011
ID | Commercial | Large Retail | New | Miscellaneous | Other Miscellaneous | 0 | 0.023978 | 0.046693 | 0.071643 | 0.098474 | 0.12707 | 0.15736 | 0.18975 | 0.2241 | 0.26042 | 0.29898 | 0.34009 | 0.38357 | 0.42976 | 0.47869 | 0.53072 | 0.58613 | 0.64499 | 0.70737 | 0.77318 | 0.84271 | 0.91629
ID | Commercial | Large Retail | New | Generation | Solar PV | 0 | -0.0022415 | -0.0073869 | -0.016299 | -0.028732 | -0.046429 | -0.069505 | -0.096863 | -0.13195 | -0.1741 | -0.22063 | -0.26968 | -0.3229 | -0.3754 | -0.4316 | -0.49178 | -0.55594 | -0.62412 | -0.69588 | -0.77091 | -0.84943 | -0.93155
ID | Commercial | Small Retail | Existing | Cooling | Air-Cooled Chiller | 0 | 0 | 0 | 0 | 0 | 0 | 0 | 0 | 0 | 0 | 0 | 0 | 0 | 0 | 0 | 0 | 0 | 0 | 0 | 0 | 0 | 0
ID | Commercial | Small Retail | Existing | Cooling | Water-Cooled Chiller | 0.022833 | 0.023252 | 0.023705 | 0.024178 | 0.024654 | 0.025288 | 0.02591 | 0.026511 | 0.027084 | 0.027607 | 0.028089 | 0.028525 | 0.028908 | 0.029247 | 0.029529 | 0.029832 | 0.030073 | 0.030268 | 0.030412 | 0.030486 | 0.030526 | 0.03053
ID | Commercial | Small Retail | Existing | Cooling | RTU | 5.3934 | 5.3064 | 5.1982 | 5.0897 | 4.9812 | 4.9029 | 4.8237 | 4.744 | 4.6639 | 4.5837 | 4.5035 | 4.4234 | 4.3435 | 4.2664 | 4.1937 | 4.1364 | 4.0821 | 4.0304 | 3.9811 | 3.9338 | 3.8883 | 3.8445
ID | Commercial | Small Retail | Existing | Cooling | Packaged Terminal AC | 0.87953 | 0.86535 | 0.85139 | 0.83766 | 0.82415 | 0.81581 | 0.80751 | 0.79927 | 0.79107 | 0.78292 | 0.77483 | 0.76678 | 0.75879 | 0.75085 | 0.74296 | 0.73715 | 0.73133 | 0.72549 | 0.71964 | 0.71378 | 0.7079 | 0.70202
ID | Commercial | Small Retail | Existing | Cooling | Packaged Terminal HP | 0.048802 | 0.048015 | 0.04724 | 0.046478 | 0.045729 | 0.045266 | 0.044806 | 0.044348 | 0.043893 | 0.043441 | 0.042992 | 0.042546 | 0.042102 | 0.041661 | 0.041224 | 0.040902 | 0.040579 | 0.040255 | 0.03993 | 0.039605 | 0.039279 | 0.038952
ID | Commercial | Small Retail | Existing | Cooling | Air-Source Heat Pump | 0.2994 | 0.29361 | 0.28704 | 0.28049 | 0.274 | 0.26922 | 0.26446 | 0.25974 | 0.25507 | 0.25047 | 0.24595 | 0.24153 | 0.23727 | 0.23321 | 0.22935 | 0.22629 | 0.22335 | 0.22053 | 0.21782 | 0.2152 | 0.21267 | 0.21022
ID | Commercial | Small Retail | Existing | Cooling | Geothermal Heat Pump | 0 | 0 | 0 | 0 | 0 | 0 | 0 | 0 | 0 | 0 | 0 | 0 | 0 | 0 | 0 | 0 | 0 | 0 | 0 | 0 | 0 | 0
ID | Commercial | Small Retail | Existing | Space Heating | Electric Furnace | 7.8101 | 7.6841 | 7.5602 | 7.4688 | 7.3183 | 7.1705 | 7.0255 | 6.9113 | 6.7438 | 6.6069 | 6.4728 | 6.3667 | 6.2121 | 6.0855 | 5.9614 | 5.8663 | 5.7267 | 5.6127 | 5.5008 | 5.4126 | 5.2835 | 5.1779
ID | Commercial | Small Retail | Existing | Space Heating | Electric Room Heat | 0.54641 | 0.5376 | 0.52893 | 0.52254 | 0.51201 | 0.50166 | 0.49152 | 0.48353 | 0.47181 | 0.46224 | 0.45285 | 0.44543 | 0.43461 | 0.42576 | 0.41707 | 0.41042 | 0.40065 | 0.39268 | 0.38485 | 0.37868 | 0.36965 | 0.36226
ID | Commercial | Small Retail | Existing | Space Heating | Packaged Terminal HP | 0.079989 | 0.078699 | 0.07743 | 0.076493 | 0.074952 | 0.073438 | 0.071953 | 0.070784 | 0.069068 | 0.067667 | 0.066292 | 0.065207 | 0.063623 | 0.062326 | 0.061055 | 0.060081 | 0.058651 | 0.057484 | 0.056338 | 0.055435 | 0.054112 | 0.053031
ID | Commercial | Small Retail | Existing | Space Heating | Air-Source Heat Pump | 0.54526 | 0.53646 | 0.52729 | 0.52035 | 0.50927 | 0.49837 | 0.48766 | 0.47908 | 0.4668 | 0.45666 | 0.4467 | 0.4387 | 0.42739 | 0.41811 | 0.40907 | 0.40209 | 0.39211 | 0.38394 | 0.37597 | 0.36965 | 0.36058 | 0.35314
ID | Commercial | Small Retail | Existing | Space Heating | Geothermal Heat Pump | 0 | 0 | 0 | 0 | 0 | 0 | 0 | 0 | 0 | 0 | 0 | 0 | 0 | 0 | 0 | 0 | 0 | 0 | 0 | 0 | 0 | 0
ID | Commercial | Small Retail | Existing | Ventilation | Ventilation | 12.1006 | 11.76 | 11.417 | 11.0742 | 10.734 | 10.3855 | 10.0436 | 9.7098 | 9.385 | 9.0703 | 8.7672 | 8.4764 | 8.1985 | 7.934 | 7.6837 | 7.4472 | 7.2249 | 7.0161 | 6.8196 | 6.6325 | 6.4553 | 6.2888
ID | Commercial | Small Retail | Existing | Water Heating | Water Heater | 1.3835 | 1.3512 | 1.3174 | 1.2824 | 1.2463 | 1.2095 | 1.1722 | 1.1353 | 1.0981 | 1.0609 | 1.0236 | 0.98653 | 0.95233 | 0.92047 | 0.89031 | 0.8616 | 0.83454 | 0.80885 | 0.78435 | 0.75891 | 0.7349 | 0.71151
ID | Commercial | Small Retail | Existing | Interior Lighting | General Service Lighting | 1.7605 | 1.6898 | 1.6036 | 1.5069 | 1.3762 | 1.24 | 1.1334 | 1.048 | 0.97785 | 0.91657 | 0.86605 | 0.82332 | 0.78856 | 0.75832 | 0.72892 | 0.7023 | 0.67797 | 0.65558 | 0.63522 | 0.61316 | 0.59155 | 0.57062
ID | Commercial | Small Retail | Existing | Interior Lighting | Exempted Lighting | 0.011393 | 0.010856 | 0.0099626 | 0.0088678 | 0.0074671 | 0.0065071 | 0.0058476 | 0.0053683 | 0.0050416 | 0.0047964 | 0.0045945 | 0.004405 | 0.0042124 | 0.0040381 | 0.00385 | 0.0036526 | 0.0034598 | 0.003281 | 0.0031558 | 0.0030581 | 0.002977 | 0.0029049
ID | Commercial | Small Retail | Existing | Interior Lighting | High-Bay Lighting | 3.8667 | 3.7945 | 3.7232 | 3.6528 | 3.5825 | 3.5135 | 3.446 | 3.3799 | 3.3154 | 3.2519 | 3.1901 | 3.1301 | 3.0719 | 3.0153 | 2.9598 | 2.9058 | 2.8533 | 2.8022 | 2.7523 | 2.7036 | 2.6561 | 2.6098
ID | Commercial | Small Retail | Existing | Interior Lighting | Linear Lighting | 12.872 | 12.6587 | 12.4472 | 12.238 | 12.0195 | 11.8031 | 11.5891 | 11.3778 | 11.1695 | 10.9552 | 10.7442 | 10.5365 | 10.3323 | 10.1316 | 9.9281 | 9.7282 | 9.532 | 9.3395 | 9.1505 | 8.9651 | 8.7886 | 8.6189
ID | Commercial | Small Retail | Existing | Exterior Lighting | General Service Lighting | 2.5821 | 2.4784 | 2.352 | 2.2102 | 2.0063 | 1.7903 | 1.6207 | 1.489 | 1.3855 | 1.2927 | 1.2151 | 1.1485 | 1.0959 | 1.0504 | 1.0053 | 0.96464 | 0.92759 | 0.89356 | 0.86271 | 0.82893 | 0.79584 | 0.76384
ID | Commercial | Small Retail | Existing | Exterior Lighting | Area Lighting | 0.44346 | 0.43631 | 0.42927 | 0.42235 | 0.41507 | 0.40789 | 0.40081 | 0.39382 | 0.38694 | 0.37983 | 0.37282 | 0.36591 | 0.35916 | 0.35256 | 0.34587 | 0.33935 | 0.333 | 0.3268 | 0.32075 | 0.31483 | 0.30907 | 0.30345
ID | Commercial | Small Retail | Existing | Exterior Lighting | Linear Lighting | 1.3969 | 1.3737 | 1.3508 | 1.3281 | 1.3044 | 1.2809 | 1.2577 | 1.2347 | 1.2121 | 1.1889 | 1.166 | 1.1434 | 1.1213 | 1.0995 | 1.0774 | 1.0557 | 1.0344 | 1.0135 | 0.99302 | 0.9729 | 0.95374 | 0.93533
ID | Commercial | Small Retail | Existing | Refrigeration | Walk-in Refrigerator/Freezer | 0.0076133 | 0.0074905 | 0.0073697 | 0.0072508 | 0.0071339 | 0.0070188 | 0.0069056 | 0.0067942 | 0.0066847 | 0.0065768 | 0.0064708 | 0.0063664 | 0.0062637 | 0.0061627 | 0.0060633 | 0.0059655 | 0.0058693 | 0.0057746 | 0.0056815 | 0.0055898 | 0.0054997 | 0.005411
ID | Commercial | Small Retail | Existing | Refrigeration | Reach-in Refrigerator/Freezer | 0.017686 | 0.017401 | 0.01712 | 0.016844 | 0.016572 | 0.016305 | 0.016042 | 0.015783 | 0.015529 | 0.015278 | 0.015032 | 0.014789 | 0.014551 | 0.014316 | 0.014085 | 0.013858 | 0.013635 | 0.013415 | 0.013198 | 0.012985 | 0.012776 | 0.01257
ID | Commercial | Small Retail | Existing | Refrigeration | Glass Door Display | 0.674 | 0.66313 | 0.65243 | 0.64191 | 0.63155 | 0.62137 | 0.61135 | 0.60148 | 0.59178 | 0.58224 | 0.57285 | 0.56361 | 0.55452 | 0.54557 | 0.53677 | 0.52812 | 0.5196 | 0.51122 | 0.50297 | 0.49486 | 0.48688 | 0.47903
ID | Commercial | Small Retail | Existing | Refrigeration | Open Display Case | 0.64373 | 0.63335 | 0.62314 | 0.61309 | 0.6032 | 0.59347 | 0.5839 | 0.57448 | 0.56521 | 0.5561 | 0.54713 | 0.5383 | 0.52962 | 0.52108 | 0.51267 | 0.5044 | 0.49627 | 0.48826 | 0.48039 | 0.47264 | 0.46502 | 0.45752
ID | Commercial | Small Retail | Existing | Refrigeration | Icemaker | 0.33607 | 0.33065 | 0.32532 | 0.32007 | 0.31491 | 0.30983 | 0.30483 | 0.29992 | 0.29508 | 0.29032 | 0.28564 | 0.28103 | 0.2765 | 0.27204 | 0.26765 | 0.26333 | 0.25908 | 0.25491 | 0.25079 | 0.24675 | 0.24277 | 0.23885
ID | Commercial | Small Retail | Existing | Refrigeration | Vending Machine | 0.046736 | 0.045982 | 0.04524 | 0.044511 | 0.043793 | 0.043086 | 0.042392 | 0.041708 | 0.041035 | 0.040373 | 0.039722 | 0.039081 | 0.038451 | 0.037831 | 0.037221 | 0.03662 | 0.03603 | 0.035449 | 0.034877 | 0.034314 | 0.033761 | 0.033216
ID | Commercial | Small Retail | Existing | Food Preparation | Oven | 0.33778 | 0.33233 | 0.32697 | 0.32169 | 0.31651 | 0.3114 | 0.30638 | 0.30144 | 0.29657 | 0.29179 | 0.28708 | 0.28245 | 0.2779 | 0.27342 | 0.26901 | 0.26467 | 0.2604 | 0.2562 | 0.25207 | 0.248 | 0.244 | 0.24007
ID | Commercial | Small Retail | Existing | Food Preparation | Fryer | 0.012348 | 0.012149 | 0.011953 | 0.01176 | 0.01157 | 0.011384 | 0.0112 | 0.011019 | 0.010842 | 0.010667 | 0.010495 | 0.010325 | 0.010159 | 0.009995 | 0.0098338 | 0.0096752 | 0.0095192 | 0.0093656 | 0.0092146 | 0.0090659 | 0.0089197 | 0.0087758
ID | Commercial | Small Retail | Existing | Food Preparation | Dishwasher | 0.25242 | 0.24835 | 0.24435 | 0.24041 | 0.23653 | 0.23271 | 0.22896 | 0.22527 | 0.22163 | 0.21806 | 0.21454 | 0.21108 | 0.20768 | 0.20433 | 0.20103 | 0.19779 | 0.1946 | 0.19146 | 0.18837 | 0.18533 | 0.18234 | 0.1794
ID | Commercial | Small Retail | Existing | Food Preparation | Hot Food Container | 0.0011505 | 0.001132 | 0.0011137 | 0.0010958 | 0.0010781 | 0.0010607 | 0.0010436 | 0.0010268 | 0.0010102 | 0.0009939 | 0.00097787 | 0.0009621 | 0.00094658 | 0.00093132 | 0.00091629 | 0.00090152 | 0.00088698 | 0.00087267 | 0.00085859 | 0.00084475 | 0.00083112 | 0.00081772
ID | Commercial | Small Retail | Existing | Food Preparation | Steamer | 0.014067 | 0.01384 | 0.013617 | 0.013397 | 0.013181 | 0.012968 | 0.012759 | 0.012553 | 0.012351 | 0.012152 | 0.011956 | 0.011763 | 0.011573 | 0.011386 | 0.011203 | 0.011022 | 0.010844 | 0.010669 | 0.010497 | 0.010328 | 0.010161 | 0.0099976
ID | Commercial | Small Retail | Existing | Food Preparation | Griddle | 0.015203 | 0.014958 | 0.014716 | 0.014479 | 0.014245 | 0.014016 | 0.01379 | 0.013567 | 0.013348 | 0.013133 | 0.012921 | 0.012713 | 0.012508 | 0.012306 | 0.012108 | 0.011912 | 0.01172 | 0.011531 | 0.011345 | 0.011162 | 0.010982 | 0.010805
ID | Commercial | Small Retail | Existing | Office Equipment | Desktop Computer | 0.66849 | 0.64295 | 0.61839 | 0.59476 | 0.57204 | 0.55018 | 0.52916 | 0.50895 | 0.4895 | 0.4708 | 0.45281 | 0.43551 | 0.41887 | 0.40287 | 0.38748 | 0.37268 | 0.35844 | 0.34474 | 0.33157 | 0.3189 | 0.30672 | 0.295
ID | Commercial | Small Retail | Existing | Office Equipment | Laptop | 0.23266 | 0.23409 | 0.23553 | 0.23698 | 0.23844 | 0.2399 | 0.24138 | 0.24286 | 0.24436 | 0.24586 | 0.24737 | 0.24889 | 0.25042 | 0.25196 | 0.25351 | 0.25507 | 0.25664 | 0.25822 | 0.25981 | 0.26141 | 0.26301 | 0.26463
ID | Commercial | Small Retail | Existing | Office Equipment | Server | 1.7819 | 1.792 | 1.8022 | 1.8125 | 1.8228 | 1.8332 | 1.8436 | 1.8541 | 1.8647 | 1.8753 | 1.8859 | 1.8967 | 1.9075 | 1.9183 | 1.9292 | 1.9402 | 1.9513 | 1.9624 | 1.9735 | 1.9848 | 1.9961 | 2.0074
ID | Commercial | Small Retail | Existing | Office Equipment | Monitor | 0.19304 | 0.19082 | 0.18862 | 0.18645 | 0.18431 | 0.18219 | 0.18009 | 0.17802 | 0.17597 | 0.17395 | 0.17195 | 0.16997 | 0.16801 | 0.16608 | 0.16417 | 0.16228 | 0.16041 | 0.15857 | 0.15674 | 0.15494 | 0.15316 | 0.1514
ID | Commercial | Small Retail | Existing | Office Equipment | Printer/Copier/Fax | 0.64045 | 0.64027 | 0.64009 | 0.63991 | 0.63973 | 0.63954 | 0.63936 | 0.63918 | 0.639 | 0.63882 | 0.63864 | 0.63845 | 0.63827 | 0.63809 | 0.63791 | 0.63773 | 0.63755 | 0.63736 | 0.63718 | 0.637 | 0.63682 | 0.63664
ID | Commercial | Small Retail | Existing | Office Equipment | POS Terminal | 3.8454 | 3.7871 | 3.7297 | 3.6732 | 3.6175 | 3.5627 | 3.5087 | 3.4555 | 3.4031 | 3.3515 | 3.3007 | 3.2507 | 3.2014 | 3.1529 | 3.1051 | 3.058 | 3.0117 | 2.966 | 2.9211 | 2.8768 | 2.8332 | 2.7902
ID | Commercial | Small Retail | Existing | Miscellaneous | Non-HVAC Motors | 0.087776 | 0.086361 | 0.084968 | 0.083597 | 0.082249 | 0.080922 | 0.079617 | 0.078333 | 0.07707 | 0.075827 | 0.074604 | 0.0734 | 0.072216 | 0.071052 | 0.069906 | 0.068778 | 0.067669 | 0.066577 | 0.065503 | 0.064447 | 0.063408 | 0.062385
ID | Commercial | Small Retail | Existing | Miscellaneous | Pool Pump | 0 | 0 | 0 | 0 | 0 | 0 | 0 | 0 | 0 | 0 | 0 | 0 | 0 | 0 | 0 | 0 | 0 | 0 | 0 | 0 | 0 | 0
ID | Commercial | Small Retail | Existing | Miscellaneous | Pool Heater | 0 | 0 | 0 | 0 | 0 | 0 | 0 | 0 | 0 | 0 | 0 | 0 | 0 | 0 | 0 | 0 | 0 | 0 | 0 | 0 | 0 | 0
ID | Commercial | Small Retail | Existing | Miscellaneous | Clothes Washer | 0 | 0 | 0 | 0 | 0 | 0 | 0 | 0 | 0 | 0 | 0 | 0 | 0 | 0 | 0 | 0 | 0 | 0 | 0 | 0 | 0 | 0
ID | Commercial | Small Retail | Existing | Miscellaneous | Clothes Dryer | 0 | 0 | 0 | 0 | 0 | 0 | 0 | 0 | 0 | 0 | 0 | 0 | 0 | 0 | 0 | 0 | 0 | 0 | 0 | 0 | 0 | 0
ID | Commercial | Small Retail | Existing | Miscellaneous | Electric Vehicle Chargers | 0.13826 | 0.17161 | 0.20762 | 0.24416 | 0.2792 | 0.3132 | 0.34558 | 0.37607 | 0.40539 | 0.43427 | 0.463 | 0.49144 | 0.51947 | 0.54693 | 0.57358 | 0.5996 | 0.62518 | 0.65039 | 0.67485 | 0.69901 | 0.72229 | 0.74448
ID | Commercial | Small Retail | Existing | Miscellaneous | Other Miscellaneous | 3.2423 | 3.3172 | 3.3938 | 3.4722 | 3.5524 | 3.6345 | 3.7185 | 3.8044 | 3.8923 | 3.9822 | 4.0742 | 4.1683 | 4.2646 | 4.3631 | 4.4639 | 4.567 | 4.6725 | 4.7805 | 4.8909 | 5.0039 | 5.1195 | 5.2378
ID | Commercial | Small Retail | Existing | Generation | Solar PV | -0.14521 | -0.30797 | -0.53321 | -0.78449 | -1.0294 | -1.3189 | -1.6312 | -1.9287 | -2.276 | -2.6438 | -2.9858 | -3.2826 | -3.5654 | -3.7851 | -3.9971 | -4.2029 | -4.4014 | -4.594 | -4.7785 | -4.955 | -5.1249 | -5.2885
ID | Commercial | Small Retail | New | Cooling | Air-Cooled Chiller | 0 | 0 | 0 | 0 | 0 | 0 | 0 | 0 | 0 | 0 | 0 | 0 | 0 | 0 | 0 | 0 | 0 | 0 | 0 | 0 | 0 | 0
ID | Commercial | Small Retail | New | Cooling | Water-Cooled Chiller | 0 | 0.0013435 | 0.0025165 | 0.0037142 | 0.0049093 | 0.0061276 | 0.0073425 | 0.0085635 | 0.0097822 | 0.010977 | 0.012174 | 0.013379 | 0.014582 | 0.01579 | 0.017 | 0.018268 | 0.019553 | 0.020849 | 0.022321 | 0.023604 | 0.024892 | 0.026181
ID | Commercial | Small Retail | New | Cooling | RTU | 0 | 0.16817 | 0.29609 | 0.42661 | 0.55695 | 0.69011 | 0.82265 | 0.95618 | 1.0895 | 1.2221 | 1.3548 | 1.4885 | 1.622 | 1.7534 | 1.8851 | 2.0236 | 2.1643 | 2.3069 | 2.4507 | 2.595 | 2.74 | 2.8863
ID | Commercial | Small Retail | New | Cooling | Packaged Terminal AC | 0 | 0.03293 | 0.061667 | 0.090989 | 0.12027 | 0.15015 | 0.1799 | 0.20987 | 0.23978 | 0.26955 | 0.29934 | 0.32935 | 0.35929 | 0.38935 | 0.41943 | 0.45096 | 0.48295 | 0.51531 | 0.54793 | 0.58061 | 0.61344 | 0.64653
ID | Commercial | Small Retail | New | Cooling | Packaged Terminal HP | 0 | 0.0018272 | 0.0034216 | 0.0050486 | 0.0066733 | 0.0083314 | 0.0099819 | 0.011645 | 0.013305 | 0.014956 | 0.016609 | 0.018274 | 0.019935 | 0.021603 | 0.023272 | 0.025022 | 0.026797 | 0.028592 | 0.030402 | 0.032216 | 0.034037 | 0.035873
ID | Commercial | Small Retail | New | Cooling | Air-Source Heat Pump | 0 | 0.0087564 | 0.015693 | 0.022771 | 0.02984 | 0.037058 | 0.044244 | 0.051483 | 0.058709 | 0.065898 | 0.073095 | 0.080344 | 0.087499 | 0.094689 | 0.10189 | 0.10945 | 0.11712 | 0.12489 | 0.13272 | 0.14057 | 0.14846 | 0.15642
ID | Commercial | Small Retail | New | Cooling | Geothermal Heat Pump | 0 | 0 | 0 | 0 | 0 | 0 | 0 | 0 | 0 | 0 | 0 | 0 | 0 | 0 | 0 | 0 | 0 | 0 | 0 | 0 | 0 | 0
ID | Commercial | Small Retail | New | Space Heating | Electric Furnace | 0 | 0.29241 | 0.54759 | 0.81128 | 1.068 | 1.3198 | 1.5651 | 1.8147 | 2.0441 | 2.2746 | 2.5006 | 2.7346 | 2.9414 | 3.1556 | 3.3654 | 3.5888 | 3.7818 | 3.9866 | 4.1883 | 4.4028 | 4.5785 | 4.7686
ID | Commercial | Small Retail | New | Space Heating | Electric Room Heat | 0 | 0.020458 | 0.038311 | 0.056759 | 0.074718 | 0.092334 | 0.1095 | 0.12696 | 0.14301 | 0.15914 | 0.17495 | 0.19132 | 0.20579 | 0.22077 | 0.23545 | 0.25108 | 0.26458 | 0.27891 | 0.29302 | 0.30803 | 0.32032 | 0.33362
ID | Commercial | Small Retail | New | Space Heating | Packaged Terminal HP | 0 | 0.0029948 | 0.0056082 | 0.0083089 | 0.010938 | 0.013517 | 0.01603 | 0.018586 | 0.020935 | 0.023296 | 0.025611 | 0.028007 | 0.030125 | 0.032319 | 0.034468 | 0.036755 | 0.038732 | 0.04083 | 0.042895 | 0.045093 | 0.046892 | 0.048839
ID | Commercial | Small Retail | New | Space Heating | Air-Source Heat Pump | 0 | 0.020415 | 0.037705 | 0.055576 | 0.072967 | 0.090026 | 0.10665 | 0.12356 | 0.1391 | 0.15472 | 0.17003 | 0.18589 | 0.19984 | 0.2143 | 0.22848 | 0.24357 | 0.25661 | 0.27046 | 0.28409 | 0.2986 | 0.31048 | 0.32334
ID | Commercial | Small Retail | New | Space Heating | Geothermal Heat Pump | 0 | 0 | 0 | 0 | 0 | 0 | 0 | 0 | 0 | 0 | 0 | 0 | 0 | 0 | 0 | 0 | 0 | 0 | 0 | 0 | 0 | 0
ID | Commercial | Small Retail | New | Ventilation | Ventilation | 0 | 0.31784 | 0.59485 | 0.87796 | 1.1603 | 1.4247 | 1.6846 | 1.9435 | 2.1987 | 2.4492 | 2.6969 | 2.9438 | 3.1883 | 3.4286 | 3.6664 | 3.9033 | 4.1402 | 4.3745 | 4.6058 | 4.8302 | 5.0508 | 5.2701
ID | Commercial | Small Retail | New | Water Heating | Water Heater | 0 | 0.037902 | 0.070976 | 0.10351 | 0.136 | 0.16815 | 0.19894 | 0.22853 | 0.25773 | 0.28643 | 0.31392 | 0.34131 | 0.36765 | 0.39217 | 0.41607 | 0.43809 | 0.45977 | 0.48121 | 0.5025 | 0.52146 | 0.54075 | 0.56056
ID | Commercial | Small Retail | New | Interior Lighting | General Service Lighting | 0 | 0.042295 | 0.079203 | 0.11686 | 0.14725 | 0.17732 | 0.20539 | 0.23253 | 0.25869 | 0.281 | 0.30333 | 0.32553 | 0.34797 | 0.37018 | 0.38953 | 0.40859 | 0.42747 | 0.44608 | 0.46472 | 0.48072 | 0.4972 | 0.51378
ID | Commercial | Small Retail | New | Interior Lighting | Exempted Lighting | 0 | 0.00026544 | 0.00046309 | 0.00065704 | 0.00080271 | 0.00094867 | 0.001096 | 0.0012359 | 0.0013876 | 0.0015235 | 0.0016487 | 0.0017666 | 0.0018768 | 0.0019872 | 0.002077 | 0.00215 | 0.0022277 | 0.0023071 | 0.0023986 | 0.0024908 | 0.0025834 | 0.0026761
ID | Commercial | Small Retail | New | Interior Lighting | High-Bay Lighting | 0 | 0.13144 | 0.24614 | 0.36318 | 0.47912 | 0.59384 | 0.70664 | 0.81896 | 0.92975 | 1.0381 | 1.1454 | 1.2522 | 1.3574 | 1.4617 | 1.5643 | 1.6665 | 1.7686 | 1.8704 | 1.9714 | 2.071 | 2.1696 | 2.2676
ID | Commercial | Small Retail | New | Interior Lighting | Linear Lighting | 0 | 0.47109 | 0.88217 | 1.3016 | 1.7086 | 2.1113 | 2.5072 | 2.9014 | 3.2903 | 3.6654 | 4.0365 | 4.4061 | 4.7707 | 5.1326 | 5.4858 | 5.8378 | 6.1897 | 6.5405 | 6.8889 | 7.2325 | 7.567 | 7.8954
ID | Commercial | Small Retail | New | Exterior Lighting | General Service Lighting | 0 | 0.062045 | 0.11619 | 0.17143 | 0.2118 | 0.25055 | 0.28764 | 0.32501 | 0.3622 | 0.39171 | 0.42082 | 0.44945 | 0.47908 | 0.50838 | 0.53254 | 0.55627 | 0.57972 | 0.60278 | 0.62587 | 0.64463 | 0.66425 | 0.68407
ID | Commercial | Small Retail | New | Exterior Lighting | Area Lighting | 0 | 0.016603 | 0.031092 | 0.045876 | 0.060221 | 0.074414 | 0.08837 | 0.10227 | 0.11597 | 0.12921 | 0.1423 | 0.15534 | 0.16813 | 0.18078 | 0.19301 | 0.20517 | 0.21731 | 0.2294 | 0.24139 | 0.25319 | 0.26489 | 0.27651
ID | Commercial | Small Retail | New | Exterior Lighting | Linear Lighting | 0 | 0.051122 | 0.095734 | 0.14126 | 0.18542 | 0.22911 | 0.27208 | 0.31487 | 0.35706 | 0.39777 | 0.43804 | 0.47815 | 0.51771 | 0.55699 | 0.59533 | 0.63352 | 0.67171 | 0.70978 | 0.74758 | 0.78487 | 0.82117 | 0.85681
ID | Commercial | Small Retail | New | Refrigeration | Walk-in Refrigerator/Freezer | 0 | 0.00028505 | 0.00053379 | 0.00078761 | 0.0010411 | 0.0012919 | 0.0015385 | 0.001784 | 0.0020262 | 0.0022643 | 0.0024998 | 0.0027345 | 0.0029659 | 0.0031956 | 0.0034229 | 0.0036494 | 0.0038759 | 0.0041016 | 0.0043258 | 0.004547 | 0.0047658 | 0.0049832
ID | Commercial | Small Retail | New | Refrigeration | Reach-in Refrigerator/Freezer | 0 | 0.00066218 | 0.00124 | 0.0018297 | 0.0024184 | 0.0030011 | 0.0035739 | 0.0041443 | 0.004707 | 0.0052601 | 0.0058073 | 0.0063524 | 0.0068899 | 0.0074236 | 0.0079517 | 0.0084779 | 0.009004 | 0.0095283 | 0.010049 | 0.010563 | 0.011071 | 0.011576
ID | Commercial | Small Retail | New | Refrigeration | Glass Door Display | 0 | 0.025235 | 0.047256 | 0.069726 | 0.092164 | 0.11437 | 0.1362 | 0.15794 | 0.17938 | 0.20045 | 0.22131 | 0.24208 | 0.26256 | 0.2829 | 0.30303 | 0.32308 | 0.34313 | 0.36311 | 0.38296 | 0.40254 | 0.42191 | 0.44116
ID | Commercial | Small Retail | New | Refrigeration | Open Display Case | 0 | 0.024102 | 0.045134 | 0.066595 | 0.088026 | 0.10923 | 0.13008 | 0.15084 | 0.17132 | 0.19145 | 0.21137 | 0.23121 | 0.25078 | 0.2702 | 0.28942 | 0.30857 | 0.32772 | 0.34681 | 0.36577 | 0.38446 | 0.40297 | 0.42135
ID | Commercial | Small Retail | New | Refrigeration | Icemaker | 0 | 0.012583 | 0.023563 | 0.034767 | 0.045955 | 0.057026 | 0.067911 | 0.07875 | 0.089441 | 0.099951 | 0.11035 | 0.12071 | 0.13092 | 0.14106 | 0.1511 | 0.1611 | 0.17109 | 0.18106 | 0.19095 | 0.20071 | 0.21038 | 0.21997
ID | Commercial | Small Retail | New | Refrigeration | Vending Machine | 0 | 0.0017498 | 0.0032768 | 0.0048349 | 0.0063908 | 0.0079303 | 0.0094441 | 0.010951 | 0.012438 | 0.0139 | 0.015346 | 0.016786 | 0.018207 | 0.019617 | 0.021012 | 0.022403 | 0.023793 | 0.025179 | 0.026555 | 0.027912 | 0.029256 | 0.030591
ID | Commercial | Small Retail | New | Food Preparation | Oven | 0 | 0.012647 | 0.023682 | 0.034943 | 0.046188 | 0.057315 | 0.068256 | 0.07915 | 0.089895 | 0.10046 | 0.11091 | 0.12132 | 0.13159 | 0.14178 | 0.15186 | 0.16191 | 0.17196 | 0.18198 | 0.19192 | 0.20173 | 0.21144 | 0.22109
ID | Commercial | Small Retail | New | Food Preparation | Fryer | 0 | 0.00046231 | 0.00086573 | 0.0012774 | 0.0016885 | 0.0020952 | 0.0024952 | 0.0028934 | 0.0032862 | 0.0036724 | 0.0040544 | 0.004435 | 0.0048102 | 0.0051828 | 0.0055515 | 0.0059189 | 0.0062862 | 0.0066523 | 0.0070159 | 0.0073745 | 0.0077295 | 0.0080821
ID | Commercial | Small Retail | New | Food Preparation | Dishwasher | 0 | 0.0094509 | 0.017698 | 0.026113 | 0.034517 | 0.042832 | 0.051008 | 0.059149 | 0.067179 | 0.075073 | 0.082884 | 0.090663 | 0.098335 | 0.10595 | 0.11349 | 0.121 | 0.12851 | 0.13599 | 0.14343 | 0.15076 | 0.15801 | 0.16522
ID | Commercial | Small Retail | New | Food Preparation | Hot Food Container | 0 | 4.3077e-05 | 8.0667e-05 | 0.00011902 | 0.00015733 | 0.00019523 | 0.00023249 | 0.0002696 | 0.0003062 | 0.00034218 | 0.00037778 | 0.00041324 | 0.00044821 | 0.00048293 | 0.00051728 | 0.00055151 | 0.00058574 | 0.00061985 | 0.00065373 | 0.00068714 | 0.00072022 | 0.00075308
ID | Commercial | Small Retail | New | Food Preparation | Steamer | 0 | 0.00052667 | 0.00098626 | 0.0014552 | 0.0019235 | 0.0023869 | 0.0028425 | 0.0032962 | 0.0037437 | 0.0041836 | 0.0046188 | 0.0050524 | 0.0054799 | 0.0059044 | 0.0063244 | 0.0067429 | 0.0071614 | 0.0075784 | 0.0079926 | 0.0084012 | 0.0088056 | 0.0092073
ID | Commercial | Small Retail | New | Food Preparation | Griddle | 0 | 0.0005692 | 0.0010659 | 0.0015727 | 0.0020789 | 0.0025797 | 0.0030721 | 0.0035624 | 0.0040461 | 0.0045215 | 0.0049919 | 0.0054604 | 0.0059225 | 0.0063812 | 0.0068352 | 0.0072875 | 0.0077397 | 0.0081905 | 0.0086381 | 0.0090797 | 0.0095168 | 0.0099509
ID | Commercial | Small Retail | New | Office Equipment | Desktop Computer | 0 | 0.024467 | 0.04479 | 0.064605 | 0.083479 | 0.10126 | 0.11789 | 0.13364 | 0.14837 | 0.16209 | 0.17494 | 0.18706 | 0.19834 | 0.20891 | 0.21875 | 0.22799 | 0.2367 | 0.24487 | 0.25246 | 0.25941 | 0.26579 | 0.27168
ID | Commercial | Small Retail | New | Office Equipment | Laptop | 0 | 0.0089082 | 0.01706 | 0.025741 | 0.034796 | 0.044156 | 0.053775 | 0.06377 | 0.074068 | 0.084645 | 0.095567 | 0.1069 | 0.11858 | 0.13065 | 0.14312 | 0.15604 | 0.16948 | 0.18341 | 0.19782 | 0.21264 | 0.22792 | 0.24371
ID | Commercial | Small Retail | New | Office Equipment | Server | 0 | 0.068195 | 0.13054 | 0.19688 | 0.26601 | 0.33741 | 0.41073 | 0.48684 | 0.5652 | 0.64562 | 0.7286 | 0.81466 | 0.90319 | 0.99473 | 1.0891 | 1.1869 | 1.2886 | 1.3939 | 1.5026 | 1.6145 | 1.7297 | 1.8487
ID | Commercial | Small Retail | New | Office Equipment | Monitor | 0 | 0.0072614 | 0.013662 | 0.020253 | 0.026896 | 0.033533 | 0.040121 | 0.046744 | 0.053339 | 0.059887 | 0.066428 | 0.073004 | 0.079554 | 0.086119 | 0.092679 | 0.099277 | 0.10593 | 0.11263 | 0.11934 | 0.12603 | 0.13272 | 0.13943
ID | Commercial | Small Retail | New | Office Equipment | Printer/Copier/Fax | 0 | 0.024365 | 0.046362 | 0.069509 | 0.093357 | 0.11771 | 0.14244 | 0.16783 | 0.19369 | 0.21993 | 0.24672 | 0.27423 | 0.30222 | 0.33088 | 0.36012 | 0.39014 | 0.42102 | 0.45271 | 0.48515 | 0.51816 | 0.55185 | 0.58631
ID | Commercial | Small Retail | New | Office Equipment | POS Terminal | 0 | 0.14397 | 0.26961 | 0.39781 | 0.52583 | 0.6525 | 0.77706 | 0.90108 | 1.0234 | 1.1437 | 1.2626 | 1.3812 | 1.498 | 1.6141 | 1.7289 | 1.8433 | 1.9577 | 2.0717 | 2.1849 | 2.2966 | 2.4072 | 2.517
ID | Commercial | Small Retail | New | Miscellaneous | Non-HVAC Motors | 0 | 0.0032864 | 0.0061542 | 0.0090806 | 0.012003 | 0.014894 | 0.017737 | 0.020568 | 0.023361 | 0.026106 | 0.028822 | 0.031527 | 0.034195 | 0.036843 | 0.039464 | 0.042076 | 0.044687 | 0.047289 | 0.049874 | 0.052423 | 0.054947 | 0.057453
ID | Commercial | Small Retail | New | Miscellaneous | Pool Pump | 0 | 0 | 0 | 0 | 0 | 0 | 0 | 0 | 0 | 0 | 0 | 0 | 0 | 0 | 0 | 0 | 0 | 0 | 0 | 0 | 0 | 0
ID | Commercial | Small Retail | New | Miscellaneous | Pool Heater | 0 | 0 | 0 | 0 | 0 | 0 | 0 | 0 | 0 | 0 | 0 | 0 | 0 | 0 | 0 | 0 | 0 | 0 | 0 | 0 | 0 | 0
ID | Commercial | Small Retail | New | Miscellaneous | Clothes Washer | 0 | 0 | 0 | 0 | 0 | 0 | 0 | 0 | 0 | 0 | 0 | 0 | 0 | 0 | 0 | 0 | 0 | 0 | 0 | 0 | 0 | 0
ID | Commercial | Small Retail | New | Miscellaneous | Clothes Dryer | 0 | 0 | 0 | 0 | 0 | 0 | 0 | 0 | 0 | 0 | 0 | 0 | 0 | 0 | 0 | 0 | 0 | 0 | 0 | 0 | 0 | 0
ID | Commercial | Small Retail | New | Miscellaneous | Electric Vehicle Chargers | 0 | 0.0070602 | 0.015946 | 0.02772 | 0.04213 | 0.059119 | 0.078459 | 0.10015 | 0.12418 | 0.15069 | 0.17993 | 0.21202 | 0.2468 | 0.28433 | 0.32444 | 0.36736 | 0.41333 | 0.46237 | 0.51418 | 0.56889 | 0.62617 | 0.68585
ID | Commercial | Small Retail | New | Miscellaneous | Other Miscellaneous | 0 | 0.12623 | 0.24581 | 0.37716 | 0.51841 | 0.66895 | 0.82841 | 0.99893 | 1.1798 | 1.371 | 1.574 | 1.7904 | 2.0193 | 2.2625 | 2.52 | 2.7939 | 3.0856 | 3.3955 | 3.7239 | 4.0704 | 4.4364 | 4.8238
ID | Commercial | Small Retail | New | Generation | Solar PV | 0 | -0.011719 | -0.038621 | -0.085214 | -0.15022 | -0.24275 | -0.36339 | -0.50643 | -0.68988 | -0.91022 | -1.1535 | -1.41 | -1.6882 | -1.9627 | -2.2565 | -2.5712 | -2.9066 | -3.2631 | -3.6383 | -4.0305 | -4.4411 | -4.8704
ID | Commercial | Restaurant | Existing | Cooling | Air-Cooled Chiller | 0 | 0 | 0 | 0 | 0 | 0 | 0 | 0 | 0 | 0 | 0 | 0 | 0 | 0 | 0 | 0 | 0 | 0 | 0 | 0 | 0 | 0
ID | Commercial | Restaurant | Existing | Cooling | Water-Cooled Chiller | 0 | 0 | 0 | 0 | 0 | 0 | 0 | 0 | 0 | 0 | 0 | 0 | 0 | 0 | 0 | 0 | 0 | 0 | 0 | 0 | 0 | 0
ID | Commercial | Restaurant | Existing | Cooling | RTU | 2.8032 | 2.7579 | 2.7017 | 2.6453 | 2.5889 | 2.5482 | 2.5071 | 2.4656 | 2.424 | 2.3823 | 2.3406 | 2.299 | 2.2575 | 2.2174 | 2.1796 | 2.1498 | 2.1216 | 2.0947 | 2.0691 | 2.0445 | 2.0209 | 1.9981
ID | Commercial | Restaurant | Existing | Cooling | Packaged Terminal AC | 0.17347 | 0.17067 | 0.16792 | 0.16521 | 0.16255 | 0.1609 | 0.15927 | 0.15764 | 0.15602 | 0.15442 | 0.15282 | 0.15123 | 0.14966 | 0.14809 | 0.14653 | 0.14539 | 0.14424 | 0.14309 | 0.14193 | 0.14078 | 0.13962 | 0.13846
ID | Commercial | Restaurant | Existing | Cooling | Packaged Terminal HP | 0.088047 | 0.086627 | 0.085229 | 0.083855 | 0.082502 | 0.081667 | 0.080837 | 0.080012 | 0.079191 | 0.078376 | 0.077565 | 0.07676 | 0.075959 | 0.075164 | 0.074375 | 0.073794 | 0.073211 | 0.072626 | 0.07204 | 0.071453 | 0.070865 | 0.070277
ID | Commercial | Restaurant | Existing | Cooling | Air-Source Heat Pump | 0.26667 | 0.26152 | 0.25566 | 0.24983 | 0.24405 | 0.23979 | 0.23555 | 0.23135 | 0.22719 | 0.22309 | 0.21907 | 0.21513 | 0.21133 | 0.20772 | 0.20428 | 0.20155 | 0.19894 | 0.19643 | 0.19401 | 0.19168 | 0.18943 | 0.18725
ID | Commercial | Restaurant | Existing | Cooling | Geothermal Heat Pump | 0 | 0 | 0 | 0 | 0 | 0 | 0 | 0 | 0 | 0 | 0 | 0 | 0 | 0 | 0 | 0 | 0 | 0 | 0 | 0 | 0 | 0
ID | Commercial | Restaurant | Existing | Space Heating | Electric Furnace | 1.1114 | 1.0934 | 1.0758 | 1.0628 | 1.0414 | 1.0203 | 0.99971 | 0.98347 | 0.95963 | 0.94016 | 0.92107 | 0.90598 | 0.88398 | 0.86596 | 0.8483 | 0.83476 | 0.8149 | 0.79868 | 0.78276 | 0.77021 | 0.75183 | 0.73681
ID | Commercial | Restaurant | Existing | Space Heating | Electric Room Heat | 0.083457 | 0.082111 | 0.080787 | 0.07981 | 0.078202 | 0.076622 | 0.075072 | 0.073852 | 0.072062 | 0.0706 | 0.069167 | 0.068034 | 0.066381 | 0.065029 | 0.063702 | 0.062686 | 0.061194 | 0.059976 | 0.058781 | 0.057838 | 0.056458 | 0.05533
ID | Commercial | Restaurant | Existing | Space Heating | Packaged Terminal HP | 0.035827 | 0.035249 | 0.034681 | 0.034262 | 0.033571 | 0.032893 | 0.032228 | 0.031704 | 0.030936 | 0.030308 | 0.029693 | 0.029206 | 0.028497 | 0.027916 | 0.027347 | 0.02691 | 0.02627 | 0.025747 | 0.025234 | 0.024829 | 0.024237 | 0.023753
ID | Commercial | Restaurant | Existing | Space Heating | Air-Source Heat Pump | 0.12057 | 0.11862 | 0.1166 | 0.11506 | 0.11261 | 0.1102 | 0.10783 | 0.10594 | 0.10322 | 0.10098 | 0.098776 | 0.097006 | 0.094507 | 0.092454 | 0.090455 | 0.088911 | 0.086705 | 0.084899 | 0.083136 | 0.081739 | 0.079732 | 0.078088
ID | Commercial | Restaurant | Existing | Space Heating | Geothermal Heat Pump | 0 | 0 | 0 | 0 | 0 | 0 | 0 | 0 | 0 | 0 | 0 | 0 | 0 | 0 | 0 | 0 | 0 | 0 | 0 | 0 | 0 | 0
ID | Commercial | Restaurant | Existing | Ventilation | Ventilation | 3.1675 | 3.0766 | 2.9848 | 2.8931 | 2.802 | 2.71 | 2.6198 | 2.5317 | 2.4463 | 2.3639 | 2.2847 | 2.2089 | 2.1365 | 2.0677 | 2.0026 | 1.9413 | 1.8837 | 1.8298 | 1.7791 | 1.7308 | 1.6852 | 1.6422
ID | Commercial | Restaurant | Existing | Water Heating | Water Heater | 1.9321 | 1.8795 | 1.8243 | 1.7666 | 1.7076 | 1.6464 | 1.586 | 1.5257 | 1.4655 | 1.4059 | 1.3485 | 1.2921 | 1.2397 | 1.1905 | 1.1455 | 1.1041 | 1.0635 | 1.0258 | 0.99068 | 0.95377 | 0.9192 | 0.8869
ID | Commercial | Restaurant | Existing | Interior Lighting | General Service Lighting | 1.564 | 1.4945 | 1.4085 | 1.3116 | 1.1857 | 1.0544 | 0.95257 | 0.87205 | 0.80693 | 0.75128 | 0.70598 | 0.6682 | 0.63774 | 0.6116 | 0.58664 | 0.56429 | 0.54405 | 0.52557 | 0.50887 | 0.49092 | 0.47341 | 0.45651
ID | Commercial | Restaurant | Existing | Interior Lighting | Exempted Lighting | 0.01304 | 0.012315 | 0.011138 | 0.0097019 | 0.0079362 | 0.0067388 | 0.005925 | 0.0053467 | 0.0049557 | 0.0046697 | 0.004443 | 0.0042399 | 0.0040416 | 0.0038659 | 0.0036804 | 0.003488 | 0.0033016 | 0.0031295 | 0.003009 | 0.0029152 | 0.0028374 | 0.0027684
ID | Commercial | Restaurant | Existing | Interior Lighting | High-Bay Lighting | 0.0282 | 0.027674 | 0.027154 | 0.02664 | 0.026126 | 0.025621 | 0.025126 | 0.024642 | 0.024169 | 0.023703 | 0.023249 | 0.022808 | 0.02238 | 0.021964 | 0.021555 | 0.021158 | 0.020772 | 0.020396 | 0.020029 | 0.019672 | 0.019323 | 0.018983
ID | Commercial | Restaurant | Existing | Interior Lighting | Linear Lighting | 1.3818 | 1.3585 | 1.3353 | 1.3122 | 1.2881 | 1.2642 | 1.2405 | 1.2171 | 1.194 | 1.1703 | 1.1469 | 1.1239 | 1.1013 | 1.0791 | 1.0566 | 1.0345 | 1.0129 | 0.99161 | 0.97076 | 0.95031 | 0.93098 | 0.91252
ID | Commercial | Restaurant | Existing | Exterior Lighting | General Service Lighting | 0.18654 | 0.17828 | 0.16809 | 0.1566 | 0.14085 | 0.12419 | 0.11123 | 0.10124 | 0.093449 | 0.086628 | 0.080996 | 0.076234 | 0.072495 | 0.069292 | 0.066183 | 0.063401 | 0.060889 | 0.058599 | 0.056533 | 0.054288 | 0.052099 | 0.049988
ID | Commercial | Restaurant | Existing | Exterior Lighting | Area Lighting | 0.053647 | 0.052782 | 0.05193 | 0.051093 | 0.050212 | 0.049344 | 0.048487 | 0.047642 | 0.04681 | 0.045949 | 0.045101 | 0.044265 | 0.043449 | 0.042651 | 0.041841 | 0.041053 | 0.040284 | 0.039534 | 0.038802 | 0.038086 | 0.037389 | 0.036709
ID | Commercial | Restaurant | Existing | Exterior Lighting | Linear Lighting | 0.13687 | 0.13456 | 0.13226 | 0.12998 | 0.12759 | 0.12522 | 0.12287 | 0.12056 | 0.11827 | 0.11592 | 0.1136 | 0.11133 | 0.10909 | 0.10689 | 0.10466 | 0.10247 | 0.10033 | 0.098222 | 0.096157 | 0.094131 | 0.092217 | 0.090388
ID | Commercial | Restaurant | Existing | Refrigeration | Walk-in Refrigerator/Freezer | 1.8125 | 1.7833 | 1.7545 | 1.7262 | 1.6984 | 1.671 | 1.644 | 1.6175 | 1.5914 | 1.5658 | 1.5405 | 1.5157 | 1.4912 | 1.4672 | 1.4435 | 1.4202 | 1.3973 | 1.3748 | 1.3526 | 1.3308 | 1.3093 | 1.2882
ID | Commercial | Restaurant | Existing | Refrigeration | Reach-in Refrigerator/Freezer | 0.046739 | 0.045985 | 0.045244 | 0.044514 | 0.043796 | 0.043089 | 0.042394 | 0.041711 | 0.041038 | 0.040376 | 0.039725 | 0.039084 | 0.038454 | 0.037833 | 0.037223 | 0.036623 | 0.036032 | 0.035451 | 0.034879 | 0.034317 | 0.033763 | 0.033219
ID | Commercial | Restaurant | Existing | Refrigeration | Glass Door Display | 0.019716 | 0.019398 | 0.019085 | 0.018777 | 0.018474 | 0.018176 | 0.017883 | 0.017595 | 0.017311 | 0.017032 | 0.016757 | 0.016487 | 0.016221 | 0.015959 | 0.015702 | 0.015449 | 0.015199 | 0.014954 | 0.014713 | 0.014476 | 0.014242 | 0.014013
ID | Commercial | Restaurant | Existing | Refrigeration | Open Display Case | 0.018831 | 0.018527 | 0.018228 | 0.017934 | 0.017645 | 0.01736 | 0.01708 | 0.016805 | 0.016534 | 0.016267 | 0.016005 | 0.015747 | 0.015493 | 0.015243 | 0.014997 | 0.014755 | 0.014517 | 0.014283 | 0.014052 | 0.013826 | 0.013603 | 0.013383
ID | Commercial | Restaurant | Existing | Refrigeration | Icemaker | 4.0153 | 3.9506 | 3.8868 | 3.8241 | 3.7625 | 3.7018 | 3.6421 | 3.5833 | 3.5255 | 3.4687 | 3.4127 | 3.3577 | 3.3035 | 3.2502 | 3.1978 | 3.1462 | 3.0955 | 3.0456 | 2.9964 | 2.9481 | 2.9006 | 2.8538
ID | Commercial | Restaurant | Existing | Refrigeration | Vending Machine | 0.25925 | 0.25507 | 0.25096 | 0.24691 | 0.24293 | 0.23901 | 0.23515 | 0.23136 | 0.22763 | 0.22396 | 0.22035 | 0.21679 | 0.2133 | 0.20986 | 0.20647 | 0.20314 | 0.19986 | 0.19664 | 0.19347 | 0.19035 | 0.18728 | 0.18426
ID | Commercial | Restaurant | Existing | Food Preparation | Oven | 1.5165 | 1.4921 | 1.468 | 1.4443 | 1.421 | 1.3981 | 1.3756 | 1.3534 | 1.3316 | 1.3101 | 1.289 | 1.2682 | 1.2477 | 1.2276 | 1.2078 | 1.1883 | 1.1691 | 1.1503 | 1.1317 | 1.1135 | 1.0955 | 1.0778
ID | Commercial | Restaurant | Existing | Food Preparation | Fryer | 3.2799 | 3.227 | 3.175 | 3.1238 | 3.0734 | 3.0238 | 2.9751 | 2.9271 | 2.8799 | 2.8334 | 2.7877 | 2.7427 | 2.6985 | 2.655 | 2.6122 | 2.57 | 2.5286 | 2.4878 | 2.4477 | 2.4082 | 2.3693 | 2.3311
ID | Commercial | Restaurant | Existing | Food Preparation | Dishwasher | 1.4622 | 1.4386 | 1.4154 | 1.3926 | 1.3701 | 1.348 | 1.3263 | 1.3049 | 1.2838 | 1.2631 | 1.2428 | 1.2227 | 1.203 | 1.1836 | 1.1645 | 1.1457 | 1.1272 | 1.1091 | 1.0912 | 1.0736 | 1.0563 | 1.0392
ID | Commercial | Restaurant | Existing | Food Preparation | Hot Food Container | 0.20037 | 0.19713 | 0.19395 | 0.19083 | 0.18775 | 0.18472 | 0.18174 | 0.17881 | 0.17593 | 0.17309 | 0.1703 | 0.16755 | 0.16485 | 0.16219 | 0.15957 | 0.157 | 0.15447 | 0.15198 | 0.14952 | 0.14711 | 0.14474 | 0.14241
ID | Commercial | Restaurant | Existing | Food Preparation | Steamer | 0.67076 | 0.65994 | 0.64929 | 0.63882 | 0.62852 | 0.61838 | 0.60841 | 0.59859 | 0.58894 | 0.57944 | 0.57009 | 0.5609 | 0.55185 | 0.54295 | 0.53419 | 0.52558 | 0.5171 | 0.50876 | 0.50056 | 0.49248 | 0.48454 | 0.47672
ID | Commercial | Restaurant | Existing | Food Preparation | Griddle | 0.63037 | 0.62021 | 0.6102 | 0.60036 | 0.59068 | 0.58115 | 0.57178 | 0.56256 | 0.55348 | 0.54456 | 0.53577 | 0.52713 | 0.51863 | 0.51026 | 0.50203 | 0.49394 | 0.48597 | 0.47813 | 0.47042 | 0.46283 | 0.45537 | 0.44802
ID | Commercial | Restaurant | Existing | Office Equipment | Desktop Computer | 0.020078 | 0.019311 | 0.018573 | 0.017864 | 0.017181 | 0.016525 | 0.015894 | 0.015286 | 0.014702 | 0.014141 | 0.0136 | 0.013081 | 0.012581 | 0.0121 | 0.011638 | 0.011193 | 0.010766 | 0.010354 | 0.0099588 | 0.0095784 | 0.0092124 | 0.0088604
ID | Commercial | Restaurant | Existing | Office Equipment | Laptop | 0.006988 | 0.007031 | 0.0070743 | 0.0071178 | 0.0071615 | 0.0072056 | 0.0072499 | 0.0072945 | 0.0073393 | 0.0073845 | 0.0074299 | 0.0074756 | 0.0075215 | 0.0075678 | 0.0076143 | 0.0076612 | 0.0077083 | 0.0077557 | 0.0078034 | 0.0078514 | 0.0078997 | 0.0079482
ID | Commercial | Restaurant | Existing | Office Equipment | Server | 0.25319 | 0.25463 | 0.25608 | 0.25754 | 0.259 | 0.26048 | 0.26196 | 0.26345 | 0.26495 | 0.26646 | 0.26797 | 0.2695 | 0.27103 | 0.27257 | 0.27413 | 0.27569 | 0.27725 | 0.27883 | 0.28042 | 0.28201 | 0.28362 | 0.28523
ID | Commercial | Restaurant | Existing | Office Equipment | Monitor | 0.0057979 | 0.0057312 | 0.0056653 | 0.0056001 | 0.0055357 | 0.005472 | 0.0054091 | 0.0053469 | 0.0052853 | 0.0052245 | 0.0051644 | 0.005105 | 0.0050463 | 0.0049882 | 0.0049309 | 0.0048741 | 0.0048181 | 0.0047626 | 0.0047078 | 0.0046537 | 0.0046001 | 0.0045472
ID | Commercial | Restaurant | Existing | Office Equipment | Printer/Copier/Fax | 0.027196 | 0.027188 | 0.027181 | 0.027173 | 0.027165 | 0.027157 | 0.02715 | 0.027142 | 0.027134 | 0.027126 | 0.027119 | 0.027111 | 0.027103 | 0.027096 | 0.027088 | 0.02708 | 0.027072 | 0.027065 | 0.027057 | 0.027049 | 0.027042 | 0.027034
ID | Commercial | Restaurant | Existing | Office Equipment | POS Terminal | 0.040069 | 0.039461 | 0.038863 | 0.038274 | 0.037694 | 0.037123 | 0.03656 | 0.036006 | 0.03546 | 0.034923 | 0.034393 | 0.033872 | 0.033359 | 0.032853 | 0.032355 | 0.031864 | 0.031381 | 0.030906 | 0.030437 | 0.029976 | 0.029522 | 0.029074
ID | Commercial | Restaurant | Existing | Miscellaneous | Non-HVAC Motors | 0.0075669 | 0.0074449 | 0.0073248 | 0.0072066 | 0.0070904 | 0.0069761 | 0.0068635 | 0.0067528 | 0.0066439 | 0.0065368 | 0.0064313 | 0.0063276 | 0.0062255 | 0.0061251 | 0.0060263 | 0.0059291 | 0.0058335 | 0.0057394 | 0.0056468 | 0.0055558 | 0.0054662 | 0.005378
ID | Commercial | Restaurant | Existing | Miscellaneous | Pool Pump | 0 | 0 | 0 | 0 | 0 | 0 | 0 | 0 | 0 | 0 | 0 | 0 | 0 | 0 | 0 | 0 | 0 | 0 | 0 | 0 | 0 | 0
ID | Commercial | Restaurant | Existing | Miscellaneous | Pool Heater | 0 | 0 | 0 | 0 | 0 | 0 | 0 | 0 | 0 | 0 | 0 | 0 | 0 | 0 | 0 | 0 | 0 | 0 | 0 | 0 | 0 | 0
ID | Commercial | Restaurant | Existing | Miscellaneous | Clothes Washer | 0 | 0 | 0 | 0 | 0 | 0 | 0 | 0 | 0 | 0 | 0 | 0 | 0 | 0 | 0 | 0 | 0 | 0 | 0 | 0 | 0 | 0
ID | Commercial | Restaurant | Existing | Miscellaneous | Clothes Dryer | 0 | 0 | 0 | 0 | 0 | 0 | 0 | 0 | 0 | 0 | 0 | 0 | 0 | 0 | 0 | 0 | 0 | 0 | 0 | 0 | 0 | 0
ID | Commercial | Restaurant | Existing | Miscellaneous | Electric Vehicle Chargers | 0 | 0 | 0 | 0 | 0 | 0 | 0 | 0 | 0 | 0 | 0 | 0 | 0 | 0 | 0 | 0 | 0 | 0 | 0 | 0 | 0 | 0
ID | Commercial | Restaurant | Existing | Miscellaneous | Other Miscellaneous | 0.62117 | 0.63552 | 0.65021 | 0.66523 | 0.6806 | 0.69632 | 0.71241 | 0.72886 | 0.7457 | 0.76293 | 0.78056 | 0.79859 | 0.81704 | 0.83591 | 0.85522 | 0.87498 | 0.8952 | 0.91588 | 0.93704 | 0.95868 | 0.98083 | 1.0035
ID | Commercial | Restaurant | Existing | Generation | Solar PV | -0.020174 | -0.042786 | -0.07408 | -0.10899 | -0.14301 | -0.18323 | -0.22662 | -0.26796 | -0.31621 | -0.36731 | -0.41483 | -0.45606 | -0.49535 | -0.52587 | -0.55533 | -0.58392 | -0.6115 | -0.63826 | -0.66388 | -0.68841 | -0.71202 | -0.73474
ID | Commercial | Restaurant | New | Cooling | Air-Cooled Chiller | 0 | 0 | 0 | 0 | 0 | 0 | 0 | 0 | 0 | 0 | 0 | 0 | 0 | 0 | 0 | 0 | 0 | 0 | 0 | 0 | 0 | 0
ID | Commercial | Restaurant | New | Cooling | Water-Cooled Chiller | 0 | 0 | 0 | 0 | 0 | 0 | 0 | 0 | 0 | 0 | 0 | 0 | 0 | 0 | 0 | 0 | 0 | 0 | 0 | 0 | 0 | 0
ID | Commercial | Restaurant | New | Cooling | RTU | 0 | 0.0924 | 0.16268 | 0.23439 | 0.30601 | 0.37917 | 0.45199 | 0.52535 | 0.59859 | 0.67145 | 0.74439 | 0.81785 | 0.89115 | 0.96334 | 1.0357 | 1.1118 | 1.1891 | 1.2675 | 1.3465 | 1.4257 | 1.5055 | 1.5858
ID | Commercial | Restaurant | New | Cooling | Packaged Terminal AC | 0 | 0.0064948 | 0.012162 | 0.017946 | 0.023721 | 0.029615 | 0.035482 | 0.041392 | 0.047292 | 0.053162 | 0.059039 | 0.064957 | 0.070862 | 0.07679 | 0.082723 | 0.088943 | 0.095253 | 0.10163 | 0.10807 | 0.11451 | 0.12099 | 0.12751
ID | Commercial | Restaurant | New | Cooling | Packaged Terminal HP | 0 | 0.0032965 | 0.0061732 | 0.0091085 | 0.01204 | 0.015031 | 0.018009 | 0.021009 | 0.024004 | 0.026983 | 0.029966 | 0.03297 | 0.035967 | 0.038976 | 0.041987 | 0.045144 | 0.048347 | 0.051586 | 0.054851 | 0.058123 | 0.061409 | 0.064721
ID | Commercial | Restaurant | New | Cooling | Air-Source Heat Pump | 0 | 0.0082411 | 0.01477 | 0.021431 | 0.028084 | 0.034878 | 0.04164 | 0.048453 | 0.055254 | 0.06202 | 0.068794 | 0.075616 | 0.08235 | 0.089117 | 0.095894 | 0.10301 | 0.11023 | 0.11754 | 0.12491 | 0.1323 | 0.13973 | 0.14721
ID | Commercial | Restaurant | New | Cooling | Geothermal Heat Pump | 0 | 0 | 0 | 0 | 0 | 0 | 0 | 0 | 0 | 0 | 0 | 0 | 0 | 0 | 0 | 0 | 0 | 0 | 0 | 0 | 0 | 0
ID | Commercial | Restaurant | New | Space Heating | Electric Furnace | 0 | 0.04161 | 0.077921 | 0.11544 | 0.15197 | 0.1878 | 0.22272 | 0.25823 | 0.29087 | 0.32368 | 0.35584 | 0.38913 | 0.41856 | 0.44904 | 0.47889 | 0.51067 | 0.53814 | 0.56729 | 0.59599 | 0.62652 | 0.65151 | 0.67856
ID | Commercial | Restaurant | New | Space Heating | Electric Room Heat | 0 | 0.0031247 | 0.0058514 | 0.0086691 | 0.011412 | 0.014103 | 0.016725 | 0.019392 | 0.021843 | 0.024306 | 0.026721 | 0.029222 | 0.031432 | 0.03372 | 0.035962 | 0.038349 | 0.040411 | 0.0426 | 0.044755 | 0.047048 | 0.048925 | 0.050956
ID | Commercial | Restaurant | New | Space Heating | Packaged Terminal HP | 0 | 0.0013414 | 0.0025119 | 0.0037216 | 0.0048991 | 0.0060542 | 0.0071798 | 0.0083247 | 0.0093769 | 0.010434 | 0.011471 | 0.012545 | 0.013493 | 0.014476 | 0.015438 | 0.016463 | 0.017348 | 0.018288 | 0.019213 | 0.020197 | 0.021003 | 0.021875
ID | Commercial | Restaurant | New | Space Heating | Air-Source Heat Pump | 0 | 0.0045142 | 0.0083376 | 0.012289 | 0.016135 | 0.019907 | 0.023583 | 0.027323 | 0.030759 | 0.034212 | 0.037598 | 0.041104 | 0.04419 | 0.047388 | 0.050522 | 0.053859 | 0.056743 | 0.059805 | 0.06282 | 0.066029 | 0.068655 | 0.071498
ID | Commercial | Restaurant | New | Space Heating | Geothermal Heat Pump | 0 | 0 | 0 | 0 | 0 | 0 | 0 | 0 | 0 | 0 | 0 | 0 | 0 | 0 | 0 | 0 | 0 | 0 | 0 | 0 | 0 | 0
ID | Commercial | Restaurant | New | Ventilation | Ventilation | 0 | 0.079682 | 0.14932 | 0.22039 | 0.29135 | 0.35908 | 0.42569 | 0.49201 | 0.55742 | 0.62142 | 0.68475 | 0.74779 | 0.80996 | 0.87169 | 0.93277 | 0.99363 | 1.0545 | 1.1149 | 1.1746 | 1.2325 | 1.2896 | 1.3463
ID | Commercial | Restaurant | New | Water Heating | Water Heater | 0 | 0.05016 | 0.093931 | 0.1386 | 0.17662 | 0.21425 | 0.25125 | 0.28809 | 0.32442 | 0.36015 | 0.39549 | 0.43069 | 0.46435 | 0.4918 | 0.5178 | 0.54366 | 0.5695 | 0.59523 | 0.62076 | 0.64229 | 0.66451 | 0.68687
ID | Commercial | Restaurant | New | Interior Lighting | General Service Lighting | 0 | 0.0338 | 0.063296 | 0.093393 | 0.11768 | 0.14171 | 0.16414 | 0.18583 | 0.20674 | 0.22456 | 0.24241 | 0.26015 | 0.27809 | 0.29584 | 0.3113 | 0.32654 | 0.34162 | 0.3565 | 0.37139 | 0.38418 | 0.39735 | 0.4106
ID | Commercial | Restaurant | New | Interior Lighting | Exempted Lighting | 0 | 0.00025291 | 0.00044122 | 0.00062601 | 0.00076481 | 0.00090387 | 0.0010443 | 0.0011775 | 0.0013221 | 0.0014515 | 0.0015709 | 0.0016832 | 0.0017882 | 0.0018934 | 0.001979 | 0.0020485 | 0.0021225 | 0.0021982 | 0.0022853 | 0.0023732 | 0.0024614 | 0.0025497
ID | Commercial | Restaurant | New | Interior Lighting | High-Bay Lighting | 0 | 0.00093323 | 0.0017476 | 0.0025786 | 0.0033997 | 0.0042121 | 0.0050109 | 0.0058064 | 0.006591 | 0.0073574 | 0.0081157 | 0.008871 | 0.0096145 | 0.010351 | 0.011075 | 0.011795 | 0.012515 | 0.013233 | 0.013945 | 0.014647 | 0.015342 | 0.016032
ID | Commercial | Restaurant | New | Interior Lighting | Linear Lighting | 0 | 0.049768 | 0.093197 | 0.13751 | 0.1805 | 0.22304 | 0.26487 | 0.30652 | 0.3476 | 0.38723 | 0.42643 | 0.46548 | 0.504 | 0.54223 | 0.57955 | 0.61673 | 0.65391 | 0.69097 | 0.72777 | 0.76407 | 0.79941 | 0.83411
ID | Commercial | Restaurant | New | Exterior Lighting | General Service Lighting | 0 | 0.0040559 | 0.0075952 | 0.011207 | 0.013845 | 0.016379 | 0.018803 | 0.021246 | 0.023677 | 0.025606 | 0.027509 | 0.02938 | 0.031317 | 0.033233 | 0.034812 | 0.036364 | 0.037896 | 0.039403 | 0.040913 | 0.04214 | 0.043422 | 0.044718
ID | Commercial | Restaurant | New | Exterior Lighting | Area Lighting | 0 | 0.0020086 | 0.0037613 | 0.0055498 | 0.0072851 | 0.0090021 | 0.01069 | 0.012372 | 0.01403 | 0.01563 | 0.017214 | 0.018792 | 0.020339 | 0.021869 | 0.023349 | 0.02482 | 0.026289 | 0.027751 | 0.029201 | 0.03063 | 0.032044 | 0.033451
ID | Commercial | Restaurant | New | Exterior Lighting | Linear Lighting | 0 | 0.0049297 | 0.0092315 | 0.013621 | 0.01788 | 0.022093 | 0.026237 | 0.030362 | 0.034431 | 0.038356 | 0.04224 | 0.046108 | 0.049923 | 0.05371 | 0.057407 | 0.06109 | 0.064773 | 0.068443 | 0.072089 | 0.075684 | 0.079185 | 0.082621
ID | Commercial | Restaurant | New | Refrigeration | Walk-in Refrigerator/Freezer | 0 | 0.067862 | 0.12708 | 0.18751 | 0.24785 | 0.30755 | 0.36626 | 0.42472 | 0.48238 | 0.53906 | 0.59514 | 0.651 | 0.70609 | 0.76079 | 0.81491 | 0.86883 | 0.92275 | 0.97649 | 1.0299 | 1.0825 | 1.1346 | 1.1864
ID | Commercial | Restaurant | New | Refrigeration | Reach-in Refrigerator/Freezer | 0 | 0.0017499 | 0.003277 | 0.0048352 | 0.0063912 | 0.0079309 | 0.0094447 | 0.010952 | 0.012439 | 0.013901 | 0.015347 | 0.016787 | 0.018208 | 0.019618 | 0.021014 | 0.022404 | 0.023795 | 0.02518 | 0.026557 | 0.027914 | 0.029258 | 0.030593
ID | Commercial | Restaurant | New | Refrigeration | Glass Door Display | 0 | 0.00073817 | 0.0013823 | 0.0020396 | 0.002696 | 0.0033455 | 0.0039841 | 0.00462 | 0.0052472 | 0.0058637 | 0.0064738 | 0.0070814 | 0.0076806 | 0.0082756 | 0.0088643 | 0.0094508 | 0.010037 | 0.010622 | 0.011202 | 0.011775 | 0.012342 | 0.012905
ID | Commercial | Restaurant | New | Refrigeration | Open Display Case | 0 | 0.00070503 | 0.0013203 | 0.0019481 | 0.002575 | 0.0031953 | 0.0038052 | 0.0044125 | 0.0050116 | 0.0056005 | 0.0061831 | 0.0067634 | 0.0073358 | 0.007904 | 0.0084663 | 0.0090265 | 0.0095867 | 0.010145 | 0.010699 | 0.011246 | 0.011788 | 0.012325
ID | Commercial | Restaurant | New | Refrigeration | Icemaker | 0 | 0.15034 | 0.28152 | 0.41539 | 0.54906 | 0.68133 | 0.81139 | 0.94089 | 1.0686 | 1.1942 | 1.3184 | 1.4422 | 1.5642 | 1.6854 | 1.8053 | 1.9247 | 2.0442 | 2.1632 | 2.2815 | 2.3981 | 2.5135 | 2.6282
ID | Commercial | Restaurant | New | Refrigeration | Vending Machine | 0 | 0.0097066 | 0.018177 | 0.02682 | 0.035451 | 0.043991 | 0.052388 | 0.06075 | 0.068997 | 0.077105 | 0.085126 | 0.093116 | 0.101 | 0.10882 | 0.11656 | 0.12427 | 0.13199 | 0.13967 | 0.14731 | 0.15484 | 0.16229 | 0.16969
ID | Commercial | Restaurant | New | Food Preparation | Oven | 0 | 0.05678 | 0.10633 | 0.15689 | 0.20738 | 0.25733 | 0.30645 | 0.35537 | 0.40361 | 0.45104 | 0.49796 | 0.5447 | 0.59079 | 0.63656 | 0.68184 | 0.72696 | 0.77207 | 0.81703 | 0.86169 | 0.90574 | 0.94934 | 0.99264
ID | Commercial | Restaurant | New | Food Preparation | Fryer | 0 | 0.1228 | 0.22997 | 0.33931 | 0.44851 | 0.55655 | 0.66279 | 0.76858 | 0.87292 | 0.97549 | 1.077 | 1.1781 | 1.2777 | 1.3767 | 1.4747 | 1.5722 | 1.6698 | 1.7671 | 1.8636 | 1.9589 | 2.0532 | 2.1469
ID | Commercial | Restaurant | New | Food Preparation | Dishwasher | 0 | 0.054746 | 0.10252 | 0.15127 | 0.19994 | 0.24811 | 0.29547 | 0.34263 | 0.38915 | 0.43487 | 0.48012 | 0.52518 | 0.56962 | 0.61374 | 0.6574 | 0.70091 | 0.7444 | 0.78775 | 0.83081 | 0.87328 | 0.91532 | 0.95707
ID | Commercial | Restaurant | New | Food Preparation | Hot Food Container | 0 | 0.0075018 | 0.014048 | 0.020728 | 0.027399 | 0.033999 | 0.040489 | 0.046951 | 0.053325 | 0.059591 | 0.065791 | 0.071966 | 0.078056 | 0.084102 | 0.090084 | 0.096046 | 0.10201 | 0.10795 | 0.11385 | 0.11967 | 0.12543 | 0.13115
ID | Commercial | Restaurant | New | Food Preparation | Steamer | 0 | 0.025114 | 0.047029 | 0.069391 | 0.091721 | 0.11382 | 0.13554 | 0.15718 | 0.17851 | 0.19949 | 0.22024 | 0.24092 | 0.2613 | 0.28154 | 0.30157 | 0.32153 | 0.34148 | 0.36137 | 0.38112 | 0.4006 | 0.41988 | 0.43904
ID | Commercial | Restaurant | New | Food Preparation | Griddle | 0 | 0.023602 | 0.044197 | 0.065213 | 0.086199 | 0.10696 | 0.12738 | 0.14771 | 0.16777 | 0.18748 | 0.20698 | 0.22641 | 0.24557 | 0.26459 | 0.28342 | 0.30217 | 0.32092 | 0.33961 | 0.35817 | 0.37648 | 0.39461 | 0.41261
ID | Commercial | Restaurant | New | Office Equipment | Desktop Computer | 0 | 0.00073487 | 0.0013453 | 0.0019404 | 0.0025073 | 0.0030415 | 0.0035408 | 0.0040138 | 0.0044564 | 0.0048683 | 0.0052542 | 0.0056184 | 0.0059571 | 0.0062745 | 0.0065701 | 0.0068477 | 0.0071094 | 0.0073546 | 0.0075826 | 0.0077914 | 0.0079832 | 0.00816
ID | Commercial | Restaurant | New | Office Equipment | Laptop | 0 | 0.00026756 | 0.00051239 | 0.00077315 | 0.0010451 | 0.0013262 | 0.0016151 | 0.0019153 | 0.0022246 | 0.0025423 | 0.0028704 | 0.0032109 | 0.0035615 | 0.0039242 | 0.0042986 | 0.0046868 | 0.0050904 | 0.0055088 | 0.0059414 | 0.0063866 | 0.0068456 | 0.0073199
ID | Commercial | Restaurant | New | Office Equipment | Server | 0 | 0.0096898 | 0.018548 | 0.027974 | 0.037797 | 0.047942 | 0.05836 | 0.069176 | 0.080309 | 0.091736 | 0.10353 | 0.11575 | 0.12833 | 0.14134 | 0.15475 | 0.16865 | 0.18309 | 0.19805 | 0.21351 | 0.2294 | 0.24577 | 0.26269
ID | Commercial | Restaurant | New | Office Equipment | Monitor | 0 | 0.0002181 | 0.00041034 | 0.0006083 | 0.00080784 | 0.0010072 | 0.001205 | 0.001404 | 0.001602 | 0.0017987 | 0.0019952 | 0.0021927 | 0.0023894 | 0.0025866 | 0.0027836 | 0.0029818 | 0.0031817 | 0.0033828 | 0.0035845 | 0.0037855 | 0.0039863 | 0.0041878
ID | Commercial | Restaurant | New | Office Equipment | Printer/Copier/Fax | 0 | 0.0010346 | 0.0019687 | 0.0029516 | 0.0039643 | 0.0049985 | 0.0060485 | 0.0071268 | 0.0082247 | 0.0093391 | 0.010477 | 0.011645 | 0.012833 | 0.01405 | 0.015292 | 0.016567 | 0.017878 | 0.019224 | 0.020601 | 0.022003 | 0.023433 | 0.024897
ID | Commercial | Restaurant | New | Office Equipment | POS Terminal | 0 | 0.0015002 | 0.0028093 | 0.0041452 | 0.0054791 | 0.006799 | 0.0080969 | 0.0093892 | 0.010664 | 0.011917 | 0.013157 | 0.014392 | 0.015609 | 0.016818 | 0.018015 | 0.019207 | 0.020399 | 0.021587 | 0.022767 | 0.023931 | 0.025082 | 0.026227
ID | Commercial | Restaurant | New | Miscellaneous | Non-HVAC Motors | 0 | 0.00028331 | 0.00053054 | 0.00078281 | 0.0010347 | 0.001284 | 0.0015291 | 0.0017731 | 0.0020138 | 0.0022505 | 0.0024846 | 0.0027178 | 0.0029478 | 0.0031761 | 0.0034021 | 0.0036272 | 0.0038523 | 0.0040766 | 0.0042995 | 0.0045192 | 0.0047368 | 0.0049529
ID | Commercial | Restaurant | New | Miscellaneous | Pool Pump | 0 | 0 | 0 | 0 | 0 | 0 | 0 | 0 | 0 | 0 | 0 | 0 | 0 | 0 | 0 | 0 | 0 | 0 | 0 | 0 | 0 | 0
ID | Commercial | Restaurant | New | Miscellaneous | Pool Heater | 0 | 0 | 0 | 0 | 0 | 0 | 0 | 0 | 0 | 0 | 0 | 0 | 0 | 0 | 0 | 0 | 0 | 0 | 0 | 0 | 0 | 0
ID | Commercial | Restaurant | New | Miscellaneous | Clothes Washer | 0 | 0 | 0 | 0 | 0 | 0 | 0 | 0 | 0 | 0 | 0 | 0 | 0 | 0 | 0 | 0 | 0 | 0 | 0 | 0 | 0 | 0
ID | Commercial | Restaurant | New | Miscellaneous | Clothes Dryer | 0 | 0 | 0 | 0 | 0 | 0 | 0 | 0 | 0 | 0 | 0 | 0 | 0 | 0 | 0 | 0 | 0 | 0 | 0 | 0 | 0 | 0
ID | Commercial | Restaurant | New | Miscellaneous | Electric Vehicle Chargers | 0 | 0 | 0 | 0 | 0 | 0 | 0 | 0 | 0 | 0 | 0 | 0 | 0 | 0 | 0 | 0 | 0 | 0 | 0 | 0 | 0 | 0
ID | Commercial | Restaurant | New | Miscellaneous | Other Miscellaneous | 0 | 0.024184 | 0.047095 | 0.072259 | 0.099321 | 0.12816 | 0.15871 | 0.19138 | 0.22603 | 0.26266 | 0.30155 | 0.34301 | 0.38687 | 0.43346 | 0.4828 | 0.53528 | 0.59117 | 0.65054 | 0.71345 | 0.77983 | 0.84995 | 0.92417
ID | Commercial | Restaurant | New | Generation | Solar PV | 0 | -0.0016282 | -0.0053657 | -0.011839 | -0.02087 | -0.033725 | -0.050487 | -0.070359 | -0.095846 | -0.12646 | -0.16026 | -0.19589 | -0.23455 | -0.27269 | -0.3135 | -0.35722 | -0.40382 | -0.45335 | -0.50548 | -0.55997 | -0.61701 | -0.67666
ID | Commercial | Grocery | Existing | Cooling | Air-Cooled Chiller | 0 | 0 | 0 | 0 | 0 | 0 | 0 | 0 | 0 | 0 | 0 | 0 | 0 | 0 | 0 | 0 | 0 | 0 | 0 | 0 | 0 | 0
ID | Commercial | Grocery | Existing | Cooling | Water-Cooled Chiller | 0 | 0 | 0 | 0 | 0 | 0 | 0 | 0 | 0 | 0 | 0 | 0 | 0 | 0 | 0 | 0 | 0 | 0 | 0 | 0 | 0 | 0
ID | Commercial | Grocery | Existing | Cooling | RTU | 0.16811 | 0.16505 | 0.16135 | 0.15765 | 0.15397 | 0.15123 | 0.14848 | 0.14572 | 0.14296 | 0.14021 | 0.13747 | 0.13474 | 0.13203 | 0.12942 | 0.12695 | 0.12495 | 0.12305 | 0.12124 | 0.11951 | 0.11784 | 0.11624 | 0.11469
ID | Commercial | Grocery | Existing | Cooling | Packaged Terminal AC | 0.20932 | 0.20551 | 0.20178 | 0.19811 | 0.1945 | 0.19213 | 0.18978 | 0.18745 | 0.18515 | 0.18286 | 0.18059 | 0.17834 | 0.17611 | 0.1739 | 0.17172 | 0.17002 | 0.16833 | 0.16663 | 0.16495 | 0.16326 | 0.16158 | 0.1599
ID | Commercial | Grocery | Existing | Cooling | Packaged Terminal HP | 0.003933 | 0.0038615 | 0.0037913 | 0.0037223 | 0.0036547 | 0.0036101 | 0.003566 | 0.0035222 | 0.0034788 | 0.0034358 | 0.0033932 | 0.0033509 | 0.0033091 | 0.0032676 | 0.0032265 | 0.0031946 | 0.0031628 | 0.003131 | 0.0030993 | 0.0030676 | 0.003036 | 0.0030045
ID | Commercial | Grocery | Existing | Cooling | Air-Source Heat Pump | 0 | 0 | 0 | 0 | 0 | 0 | 0 | 0 | 0 | 0 | 0 | 0 | 0 | 0 | 0 | 0 | 0 | 0 | 0 | 0 | 0 | 0
ID | Commercial | Grocery | Existing | Cooling | Geothermal Heat Pump | 0 | 0 | 0 | 0 | 0 | 0 | 0 | 0 | 0 | 0 | 0 | 0 | 0 | 0 | 0 | 0 | 0 | 0 | 0 | 0 | 0 | 0
ID | Commercial | Grocery | Existing | Space Heating | Electric Furnace | 0.29982 | 0.29437 | 0.28901 | 0.28492 | 0.2786 | 0.2724 | 0.26634 | 0.26146 | 0.25459 | 0.24891 | 0.24334 | 0.23886 | 0.23257 | 0.22736 | 0.22225 | 0.21825 | 0.21261 | 0.20795 | 0.20338 | 0.1997 | 0.19453 | 0.19024
ID | Commercial | Grocery | Existing | Space Heating | Electric Room Heat | 0 | 0 | 0 | 0 | 0 | 0 | 0 | 0 | 0 | 0 | 0 | 0 | 0 | 0 | 0 | 0 | 0 | 0 | 0 | 0 | 0 | 0
ID | Commercial | Grocery | Existing | Space Heating | Packaged Terminal HP | 0.0018159 | 0.0017829 | 0.0017505 | 0.0017257 | 0.0016874 | 0.0016499 | 0.0016131 | 0.0015836 | 0.001542 | 0.0015076 | 0.0014739 | 0.0014467 | 0.0014086 | 0.001377 | 0.0013461 | 0.0013219 | 0.0012878 | 0.0012595 | 0.0012318 | 0.0012095 | 0.0011782 | 0.0011523
ID | Commercial | Grocery | Existing | Space Heating | Air-Source Heat Pump | 0 | 0 | 0 | 0 | 0 | 0 | 0 | 0 | 0 | 0 | 0 | 0 | 0 | 0 | 0 | 0 | 0 | 0 | 0 | 0 | 0 | 0
ID | Commercial | Grocery | Existing | Space Heating | Geothermal Heat Pump | 0 | 0 | 0 | 0 | 0 | 0 | 0 | 0 | 0 | 0 | 0 | 0 | 0 | 0 | 0 | 0 | 0 | 0 | 0 | 0 | 0 | 0
ID | Commercial | Grocery | Existing | Ventilation | Ventilation | 2.1221 | 2.0577 | 1.9931 | 1.9288 | 1.8652 | 1.8006 | 1.7374 | 1.6758 | 1.6163 | 1.5587 | 1.5035 | 1.4506 | 1.4002 | 1.3523 | 1.3071 | 1.2644 | 1.2244 | 1.1867 | 1.1514 | 1.1177 | 1.0862 | 1.0566
ID | Commercial | Grocery | Existing | Water Heating | Water Heater | 1.1333 | 1.0946 | 1.0547 | 1.0145 | 0.97269 | 0.93189 | 0.89257 | 0.85513 | 0.81988 | 0.78704 | 0.75678 | 0.7292 | 0.69834 | 0.67012 | 0.64409 | 0.62011 | 0.59786 | 0.57706 | 0.5575 | 0.53794 | 0.51928 | 0.50146
ID | Commercial | Grocery | Existing | Interior Lighting | General Service Lighting | 0.57018 | 0.54755 | 0.52054 | 0.49064 | 0.44969 | 0.40726 | 0.37379 | 0.3467 | 0.32421 | 0.3043 | 0.28773 | 0.27357 | 0.26193 | 0.25171 | 0.2417 | 0.23257 | 0.22419 | 0.21643 | 0.20935 | 0.20172 | 0.19424 | 0.18701
ID | Commercial | Grocery | Existing | Interior Lighting | Exempted Lighting | 0.00032767 | 0.00031344 | 0.00028975 | 0.00026088 | 0.00022307 | 0.0001969 | 0.00017873 | 0.00016526 | 0.00015595 | 0.00014879 | 0.00014272 | 0.00013687 | 0.00013082 | 0.00012529 | 0.00011929 | 0.00011299 | 0.00010684 | 0.00010113 | 9.7091e-05 | 9.39e-05 | 9.1225e-05 | 8.8836e-05
ID | Commercial | Grocery | Existing | Interior Lighting | High-Bay Lighting | 0.29738 | 0.29122 | 0.28515 | 0.27917 | 0.2733 | 0.26755 | 0.26193 | 0.25645 | 0.25111 | 0.24591 | 0.24086 | 0.23597 | 0.23121 | 0.2266 | 0.22211 | 0.21773 | 0.21348 | 0.20933 | 0.20528 | 0.20134 | 0.19749 | 0.19373
ID | Commercial | Grocery | Existing | Interior Lighting | Linear Lighting | 4.4447 | 4.3612 | 4.2786 | 4.1969 | 4.1123 | 4.0287 | 3.9462 | 3.8649 | 3.7849 | 3.7033 | 3.6231 | 3.5444 | 3.4671 | 3.3914 | 3.3151 | 3.2403 | 3.1671 | 3.0954 | 3.0253 | 2.9566 | 2.8914 | 2.8289
ID | Commercial | Grocery | Existing | Exterior Lighting | General Service Lighting | 0.41148 | 0.3949 | 0.37508 | 0.35311 | 0.32119 | 0.28753 | 0.26094 | 0.24021 | 0.2238 | 0.20893 | 0.19641 | 0.18558 | 0.17697 | 0.16944 | 0.16197 | 0.15519 | 0.149 | 0.14329 | 0.13809 | 0.13244 | 0.12691 | 0.12157
ID | Commercial | Grocery | Existing | Exterior Lighting | Area Lighting | 0.08984 | 0.088207 | 0.086603 | 0.085029 | 0.083389 | 0.081776 | 0.080188 | 0.078627 | 0.077091 | 0.075516 | 0.073968 | 0.072446 | 0.070961 | 0.069512 | 0.06805 | 0.066629 | 0.065245 | 0.063897 | 0.062583 | 0.0613 | 0.060052 | 0.058837
ID | Commercial | Grocery | Existing | Exterior Lighting | Linear Lighting | 0.37154 | 0.36457 | 0.35766 | 0.35083 | 0.34376 | 0.33677 | 0.32987 | 0.32308 | 0.31639 | 0.30957 | 0.30286 | 0.29628 | 0.28983 | 0.2835 | 0.27712 | 0.27087 | 0.26475 | 0.25876 | 0.25289 | 0.24715 | 0.2417 | 0.23647
ID | Commercial | Grocery | Existing | Refrigeration | Walk-in Refrigerator/Freezer | 0.25245 | 0.24786 | 0.24336 | 0.23893 | 0.23459 | 0.23032 | 0.22613 | 0.22202 | 0.21799 | 0.21402 | 0.21013 | 0.20631 | 0.20256 | 0.19888 | 0.19526 | 0.19171 | 0.18823 | 0.1848 | 0.18144 | 0.17814 | 0.1749 | 0.17172
ID | Commercial | Grocery | Existing | Refrigeration | Reach-in Refrigerator/Freezer | 0.48441 | 0.4756 | 0.46695 | 0.45846 | 0.45012 | 0.44194 | 0.43391 | 0.42602 | 0.41827 | 0.41067 | 0.4032 | 0.39587 | 0.38867 | 0.3816 | 0.37467 | 0.36785 | 0.36117 | 0.3546 | 0.34815 | 0.34182 | 0.33561 | 0.3295
ID | Commercial | Grocery | Existing | Refrigeration | Glass Door Display | 10.8431 | 10.646 | 10.4524 | 10.2624 | 10.0758 | 9.8926 | 9.7127 | 9.5361 | 9.3628 | 9.1925 | 9.0254 | 8.8613 | 8.7002 | 8.542 | 8.3867 | 8.2342 | 8.0845 | 7.9375 | 7.7932 | 7.6515 | 7.5124 | 7.3758
ID | Commercial | Grocery | Existing | Refrigeration | Open Display Case | 3.4521 | 3.3893 | 3.3277 | 3.2672 | 3.2078 | 3.1495 | 3.0922 | 3.036 | 2.9808 | 2.9266 | 2.8734 | 2.8211 | 2.7698 | 2.7195 | 2.67 | 2.6215 | 2.5738 | 2.527 | 2.4811 | 2.436 | 2.3917 | 2.3482
ID | Commercial | Grocery | Existing | Refrigeration | Icemaker | 2.6291 | 2.5813 | 2.5344 | 2.4883 | 2.4431 | 2.3987 | 2.355 | 2.3122 | 2.2702 | 2.2289 | 2.1884 | 2.1486 | 2.1095 | 2.0712 | 2.0335 | 1.9965 | 1.9602 | 1.9246 | 1.8896 | 1.8553 | 1.8215 | 1.7884
ID | Commercial | Grocery | Existing | Refrigeration | Vending Machine | 0.49047 | 0.48155 | 0.47279 | 0.4642 | 0.45576 | 0.44747 | 0.43934 | 0.43135 | 0.42351 | 0.41581 | 0.40825 | 0.40082 | 0.39354 | 0.38638 | 0.37935 | 0.37246 | 0.36569 | 0.35904 | 0.35251 | 0.3461 | 0.33981 | 0.33363
ID | Commercial | Grocery | Existing | Food Preparation | Oven | 0.12708 | 0.12477 | 0.1225 | 0.12027 | 0.11809 | 0.11594 | 0.11383 | 0.11176 | 0.10973 | 0.10774 | 0.10578 | 0.10385 | 0.10197 | 0.10011 | 0.098292 | 0.096504 | 0.09475 | 0.093027 | 0.091336 | 0.089675 | 0.088045 | 0.086444
ID | Commercial | Grocery | Existing | Food Preparation | Fryer | 0.67361 | 0.66136 | 0.64934 | 0.63753 | 0.62594 | 0.61456 | 0.60339 | 0.59241 | 0.58164 | 0.57107 | 0.56068 | 0.55049 | 0.54048 | 0.53065 | 0.52101 | 0.51153 | 0.50223 | 0.4931 | 0.48414 | 0.47533 | 0.46669 | 0.45821
ID | Commercial | Grocery | Existing | Food Preparation | Dishwasher | 0.24644 | 0.24196 | 0.23756 | 0.23325 | 0.229 | 0.22484 | 0.22075 | 0.21674 | 0.2128 | 0.20893 | 0.20513 | 0.2014 | 0.19774 | 0.19414 | 0.19061 | 0.18715 | 0.18375 | 0.1804 | 0.17712 | 0.1739 | 0.17074 | 0.16764
ID | Commercial | Grocery | Existing | Food Preparation | Hot Food Container | 0.057453 | 0.056409 | 0.055383 | 0.054376 | 0.053387 | 0.052417 | 0.051464 | 0.050528 | 0.049609 | 0.048707 | 0.047822 | 0.046952 | 0.046098 | 0.04526 | 0.044437 | 0.043629 | 0.042836 | 0.042057 | 0.041293 | 0.040542 | 0.039805 | 0.039081
ID | Commercial | Grocery | Existing | Food Preparation | Steamer | 0.19245 | 0.18895 | 0.18551 | 0.18214 | 0.17883 | 0.17558 | 0.17239 | 0.16925 | 0.16617 | 0.16315 | 0.16019 | 0.15727 | 0.15441 | 0.15161 | 0.14885 | 0.14614 | 0.14349 | 0.14088 | 0.13832 | 0.1358 | 0.13333 | 0.13091
ID | Commercial | Grocery | Existing | Food Preparation | Griddle | 0 | 0 | 0 | 0 | 0 | 0 | 0 | 0 | 0 | 0 | 0 | 0 | 0 | 0 | 0 | 0 | 0 | 0 | 0 | 0 | 0 | 0
ID | Commercial | Grocery | Existing | Office Equipment | Desktop Computer | 0.010192 | 0.0097822 | 0.0093888 | 0.0090112 | 0.0086489 | 0.0083011 | 0.0079673 | 0.0076469 | 0.0073394 | 0.0070443 | 0.006761 | 0.0064891 | 0.0062282 | 0.0059777 | 0.0057374 | 0.0055067 | 0.0052852 | 0.0050727 | 0.0048687 | 0.0046729 | 0.004485 | 0.0043047
ID | Commercial | Grocery | Existing | Office Equipment | Laptop | 0.0022702 | 0.0022986 | 0.0023273 | 0.0023563 | 0.0023857 | 0.0024155 | 0.0024457 | 0.0024762 | 0.0025071 | 0.0025384 | 0.0025701 | 0.0026022 | 0.0026347 | 0.0026676 | 0.0027009 | 0.0027347 | 0.0027688 | 0.0028034 | 0.0028384 | 0.0028738 | 0.0029097 | 0.002946
ID | Commercial | Grocery | Existing | Office Equipment | Server | 0.037129 | 0.037262 | 0.037396 | 0.03753 | 0.037665 | 0.0378 | 0.037936 | 0.038073 | 0.038209 | 0.038347 | 0.038484 | 0.038623 | 0.038761 | 0.038901 | 0.03904 | 0.039181 | 0.039321 | 0.039463 | 0.039604 | 0.039747 | 0.039889 | 0.040033
ID | Commercial | Grocery | Existing | Office Equipment | Monitor | 0.0029431 | 0.0029032 | 0.0028638 | 0.0028249 | 0.0027866 | 0.0027488 | 0.0027115 | 0.0026747 | 0.0026384 | 0.0026027 | 0.0025673 | 0.0025325 | 0.0024982 | 0.0024643 | 0.0024308 | 0.0023979 | 0.0023653 | 0.0023332 | 0.0023016 | 0.0022704 | 0.0022396 | 0.0022092
ID | Commercial | Grocery | Existing | Office Equipment | Printer/Copier/Fax | 0.013805 | 0.013772 | 0.01374 | 0.013707 | 0.013675 | 0.013642 | 0.01361 | 0.013578 | 0.013545 | 0.013513 | 0.013481 | 0.013449 | 0.013417 | 0.013386 | 0.013354 | 0.013322 | 0.013291 | 0.013259 | 0.013228 | 0.013196 | 0.013165 | 0.013134
ID | Commercial | Grocery | Existing | Office Equipment | POS Terminal | 0.24679 | 0.24254 | 0.23836 | 0.23426 | 0.23023 | 0.22626 | 0.22237 | 0.21854 | 0.21478 | 0.21108 | 0.20745 | 0.20388 | 0.20037 | 0.19692 | 0.19353 | 0.1902 | 0.18693 | 0.18371 | 0.18055 | 0.17744 | 0.17439 | 0.17138
ID | Commercial | Grocery | Existing | Miscellaneous | Non-HVAC Motors | 0.23072 | 0.22652 | 0.2224 | 0.21836 | 0.21439 | 0.21049 | 0.20666 | 0.20291 | 0.19922 | 0.19559 | 0.19204 | 0.18855 | 0.18512 | 0.18175 | 0.17845 | 0.1752 | 0.17202 | 0.16889 | 0.16582 | 0.16281 | 0.15985 | 0.15694
ID | Commercial | Grocery | Existing | Miscellaneous | Pool Pump | 0 | 0 | 0 | 0 | 0 | 0 | 0 | 0 | 0 | 0 | 0 | 0 | 0 | 0 | 0 | 0 | 0 | 0 | 0 | 0 | 0 | 0
ID | Commercial | Grocery | Existing | Miscellaneous | Pool Heater | 0 | 0 | 0 | 0 | 0 | 0 | 0 | 0 | 0 | 0 | 0 | 0 | 0 | 0 | 0 | 0 | 0 | 0 | 0 | 0 | 0 | 0
ID | Commercial | Grocery | Existing | Miscellaneous | Clothes Washer | 0 | 0 | 0 | 0 | 0 | 0 | 0 | 0 | 0 | 0 | 0 | 0 | 0 | 0 | 0 | 0 | 0 | 0 | 0 | 0 | 0 | 0
ID | Commercial | Grocery | Existing | Miscellaneous | Clothes Dryer | 0 | 0 | 0 | 0 | 0 | 0 | 0 | 0 | 0 | 0 | 0 | 0 | 0 | 0 | 0 | 0 | 0 | 0 | 0 | 0 | 0 | 0
ID | Commercial | Grocery | Existing | Miscellaneous | Electric Vehicle Chargers | 0.00032865 | 0.000407 | 0.00049132 | 0.00057658 | 0.00065794 | 0.00073653 | 0.000811 | 0.00088075 | 0.00094747 | 0.0010129 | 0.0010776 | 0.0011415 | 0.0012041 | 0.0012651 | 0.001324 | 0.0013812 | 0.0014371 | 0.001492 | 0.0015449 | 0.0015968 | 0.0016466 | 0.0016936
ID | Commercial | Grocery | Existing | Miscellaneous | Other Miscellaneous | 0.58286 | 0.59509 | 0.60756 | 0.6203 | 0.63331 | 0.64659 | 0.66014 | 0.67399 | 0.68812 | 0.70255 | 0.71728 | 0.73232 | 0.74767 | 0.76335 | 0.77935 | 0.7957 | 0.81238 | 0.82941 | 0.8468 | 0.86456 | 0.88269 | 0.9012
ID | Commercial | Grocery | Existing | Generation | Solar PV | -0.024205 | -0.051228 | -0.088512 | -0.12995 | -0.17016 | -0.21756 | -0.26851 | -0.31683 | -0.3731 | -0.4325 | -0.48743 | -0.53476 | -0.57962 | -0.61405 | -0.64709 | -0.67899 | -0.70957 | -0.73908 | -0.76715 | -0.79382 | -0.81933 | -0.84372
ID | Commercial | Grocery | New | Cooling | Air-Cooled Chiller | 0 | 0 | 0 | 0 | 0 | 0 | 0 | 0 | 0 | 0 | 0 | 0 | 0 | 0 | 0 | 0 | 0 | 0 | 0 | 0 | 0 | 0
ID | Commercial | Grocery | New | Cooling | Water-Cooled Chiller | 0 | 0 | 0 | 0 | 0 | 0 | 0 | 0 | 0 | 0 | 0 | 0 | 0 | 0 | 0 | 0 | 0 | 0 | 0 | 0 | 0 | 0
ID | Commercial | Grocery | New | Cooling | RTU | 0 | 0.0055292 | 0.0097581 | 0.01406 | 0.018348 | 0.022723 | 0.027074 | 0.03145 | 0.035814 | 0.040152 | 0.044489 | 0.048851 | 0.053199 | 0.057475 | 0.061758 | 0.066256 | 0.07082 | 0.075436 | 0.08009 | 0.084753 | 0.089438 | 0.094158
ID | Commercial | Grocery | New | Cooling | Packaged Terminal AC | 0 | 0.0082666 | 0.01552 | 0.022899 | 0.030254 | 0.037752 | 0.045207 | 0.052707 | 0.060185 | 0.067618 | 0.07505 | 0.082525 | 0.089975 | 0.097446 | 0.10491 | 0.11273 | 0.12066 | 0.12866 | 0.13672 | 0.14479 | 0.15288 | 0.16103
ID | Commercial | Grocery | New | Cooling | Packaged Terminal HP | 0 | 0.00015533 | 0.00029162 | 0.00043027 | 0.00056847 | 0.00070934 | 0.00084942 | 0.00099034 | 0.0011308 | 0.0012705 | 0.0014102 | 0.0015506 | 0.0016906 | 0.001831 | 0.0019713 | 0.0021182 | 0.0022671 | 0.0024175 | 0.0025689 | 0.0027205 | 0.0028726 | 0.0030258
ID | Commercial | Grocery | New | Cooling | Air-Source Heat Pump | 0 | 0 | 0 | 0 | 0 | 0 | 0 | 0 | 0 | 0 | 0 | 0 | 0 | 0 | 0 | 0 | 0 | 0 | 0 | 0 | 0 | 0
ID | Commercial | Grocery | New | Cooling | Geothermal Heat Pump | 0 | 0 | 0 | 0 | 0 | 0 | 0 | 0 | 0 | 0 | 0 | 0 | 0 | 0 | 0 | 0 | 0 | 0 | 0 | 0 | 0 | 0
ID | Commercial | Grocery | New | Space Heating | Electric Furnace | 0 | 0.011841 | 0.022231 | 0.032935 | 0.043335 | 0.053523 | 0.063442 | 0.073516 | 0.08276 | 0.092043 | 0.10113 | 0.11053 | 0.11882 | 0.1274 | 0.13579 | 0.14471 | 0.1524 | 0.16056 | 0.16857 | 0.1771 | 0.18406 | 0.19159
ID | Commercial | Grocery | New | Space Heating | Electric Room Heat | 0 | 0 | 0 | 0 | 0 | 0 | 0 | 0 | 0 | 0 | 0 | 0 | 0 | 0 | 0 | 0 | 0 | 0 | 0 | 0 | 0 | 0
ID | Commercial | Grocery | New | Space Heating | Packaged Terminal HP | 0 | 7.1717e-05 | 0.00013465 | 0.00019948 | 0.00026247 | 0.00032418 | 0.00038426 | 0.00044527 | 0.00050126 | 0.00055749 | 0.00061253 | 0.00066945 | 0.00071967 | 0.00077161 | 0.00082244 | 0.00087649 | 0.00092306 | 0.00097245 | 0.001021 | 0.0010727 | 0.0011148 | 0.0011604
ID | Commercial | Grocery | New | Space Heating | Air-Source Heat Pump | 0 | 0 | 0 | 0 | 0 | 0 | 0 | 0 | 0 | 0 | 0 | 0 | 0 | 0 | 0 | 0 | 0 | 0 | 0 | 0 | 0 | 0
ID | Commercial | Grocery | New | Space Heating | Geothermal Heat Pump | 0 | 0 | 0 | 0 | 0 | 0 | 0 | 0 | 0 | 0 | 0 | 0 | 0 | 0 | 0 | 0 | 0 | 0 | 0 | 0 | 0 | 0
ID | Commercial | Grocery | New | Ventilation | Ventilation | 0 | 0.057039 | 0.10751 | 0.1589 | 0.21012 | 0.25797 | 0.30497 | 0.3517 | 0.39774 | 0.44274 | 0.48718 | 0.53137 | 0.5749 | 0.64173 | 0.70779 | 0.7735 | 0.83912 | 0.90684 | 0.97593 | 1.0458 | 1.1165 | 1.1884
ID | Commercial | Grocery | New | Water Heating | Water Heater | 0 | 0.028747 | 0.053971 | 0.07963 | 0.10521 | 0.13048 | 0.15531 | 0.17999 | 0.20431 | 0.22819 | 0.25179 | 0.27526 | 0.29838 | 0.3213 | 0.34396 | 0.3665 | 0.38901 | 0.4114 | 0.43362 | 0.45551 | 0.47716 | 0.49863
ID | Commercial | Grocery | New | Interior Lighting | General Service Lighting | 0 | 0.015285 | 0.028697 | 0.04234 | 0.053329 | 0.064189 | 0.074314 | 0.084083 | 0.093491 | 0.1015 | 0.1095 | 0.11745 | 0.12548 | 0.13341 | 0.1403 | 0.14708 | 0.15378 | 0.16038 | 0.16698 | 0.17262 | 0.17842 | 0.18425
ID | Commercial | Grocery | New | Interior Lighting | Exempted Lighting | 0 | 8.9476e-06 | 1.5647e-05 | 2.22e-05 | 2.7114e-05 | 3.203e-05 | 3.6988e-05 | 4.1683e-05 | 4.6774e-05 | 5.133e-05 | 5.5521e-05 | 5.9457e-05 | 6.3129e-05 | 6.6801e-05 | 6.978e-05 | 7.2186e-05 | 7.4744e-05 | 7.7357e-05 | 8.0371e-05 | 8.341e-05 | 8.646e-05 | 8.9507e-05
ID | Commercial | Grocery | New | Interior Lighting | High-Bay Lighting | 0 | 0.011631 | 0.021838 | 0.03222 | 0.042561 | 0.05278 | 0.062818 | 0.072798 | 0.08263 | 0.092282 | 0.10182 | 0.1113 | 0.12065 | 0.12991 | 0.13906 | 0.14816 | 0.15725 | 0.16629 | 0.17526 | 0.1841 | 0.19284 | 0.20151
ID | Commercial | Grocery | New | Interior Lighting | Linear Lighting | 0 | 0.17023 | 0.3196 | 0.47155 | 0.61869 | 0.76409 | 0.90692 | 1.0489 | 1.1888 | 1.3236 | 1.4568 | 1.5893 | 1.7198 | 1.8492 | 1.9754 | 2.1009 | 2.2262 | 2.3509 | 2.4746 | 2.5965 | 2.715 | 2.8311
ID | Commercial | Grocery | New | Exterior Lighting | General Service Lighting | 0 | 0.010888 | 0.020442 | 0.030161 | 0.037249 | 0.044043 | 0.050536 | 0.05707 | 0.063563 | 0.068709 | 0.073775 | 0.078747 | 0.08389 | 0.08897 | 0.093146 | 0.097242 | 0.10128 | 0.10524 | 0.10921 | 0.11241 | 0.11575 | 0.11913
ID | Commercial | Grocery | New | Exterior Lighting | Area Lighting | 0 | 0.0035481 | 0.0066615 | 0.0098285 | 0.012896 | 0.015927 | 0.018904 | 0.021864 | 0.02478 | 0.027593 | 0.030372 | 0.033136 | 0.035844 | 0.038518 | 0.0411 | 0.043664 | 0.04622 | 0.04876 | 0.051276 | 0.053752 | 0.056201 | 0.058633
ID | Commercial | Grocery | New | Exterior Lighting | Linear Lighting | 0 | 0.01423 | 0.026716 | 0.039418 | 0.051718 | 0.063872 | 0.075812 | 0.087681 | 0.099376 | 0.11064 | 0.12178 | 0.13286 | 0.14376 | 0.15458 | 0.16513 | 0.17562 | 0.18609 | 0.19652 | 0.20686 | 0.21705 | 0.22695 | 0.23666
ID | Commercial | Grocery | New | Refrigeration | Walk-in Refrigerator/Freezer | 0 | 0.0099702 | 0.018719 | 0.027618 | 0.036489 | 0.045255 | 0.053866 | 0.062426 | 0.07086 | 0.079143 | 0.087328 | 0.095469 | 0.10349 | 0.11144 | 0.1193 | 0.12711 | 0.13492 | 0.14269 | 0.15039 | 0.15799 | 0.16549 | 0.17294
ID | Commercial | Grocery | New | Refrigeration | Reach-in Refrigerator/Freezer | 0 | 0.019131 | 0.035918 | 0.052994 | 0.070015 | 0.086835 | 0.10336 | 0.11978 | 0.13597 | 0.15186 | 0.16757 | 0.18318 | 0.19857 | 0.21383 | 0.22891 | 0.24391 | 0.25888 | 0.27379 | 0.28857 | 0.30314 | 0.31755 | 0.33184
ID | Commercial | Grocery | New | Refrigeration | Glass Door Display | 0 | 0.42823 | 0.804 | 1.1862 | 1.5672 | 1.9438 | 2.3136 | 2.6813 | 3.0435 | 3.3993 | 3.7509 | 4.1005 | 4.4449 | 4.7864 | 5.1239 | 5.4597 | 5.795 | 6.1286 | 6.4596 | 6.7857 | 7.1081 | 7.428
ID | Commercial | Grocery | New | Refrigeration | Open Display Case | 0 | 0.13633 | 0.25597 | 0.37766 | 0.49896 | 0.61883 | 0.73657 | 0.85363 | 0.96896 | 1.0822 | 1.1941 | 1.3055 | 1.4151 | 1.5238 | 1.6313 | 1.7382 | 1.8449 | 1.9511 | 2.0565 | 2.1603 | 2.263 | 2.3648
ID | Commercial | Grocery | New | Refrigeration | Icemaker | 0 | 0.10383 | 0.19494 | 0.28763 | 0.38001 | 0.4713 | 0.56098 | 0.65013 | 0.73797 | 0.82423 | 0.90947 | 0.99425 | 1.0778 | 1.1606 | 1.2424 | 1.3238 | 1.4051 | 1.486 | 1.5662 | 1.6453 | 1.7235 | 1.8011
ID | Commercial | Grocery | New | Refrigeration | Vending Machine | 0 | 0.01937 | 0.036367 | 0.053657 | 0.070891 | 0.087922 | 0.10465 | 0.12128 | 0.13767 | 0.15376 | 0.16966 | 0.18548 | 0.20106 | 0.2165 | 0.23177 | 0.24696 | 0.26212 | 0.27721 | 0.29219 | 0.30694 | 0.32152 | 0.33599
ID | Commercial | Grocery | New | Food Preparation | Oven | 0 | 0.0050189 | 0.0094228 | 0.013903 | 0.018368 | 0.022781 | 0.027115 | 0.031425 | 0.03567 | 0.03984 | 0.04396 | 0.048058 | 0.052094 | 0.056097 | 0.060052 | 0.063988 | 0.067917 | 0.071827 | 0.075706 | 0.079528 | 0.083307 | 0.087056
ID | Commercial | Grocery | New | Food Preparation | Fryer | 0 | 0.026603 | 0.049947 | 0.073693 | 0.097362 | 0.12075 | 0.14373 | 0.16657 | 0.18907 | 0.21117 | 0.23301 | 0.25473 | 0.27613 | 0.29735 | 0.31831 | 0.33917 | 0.36 | 0.38073 | 0.40129 | 0.42155 | 0.44158 | 0.46145
ID | Commercial | Grocery | New | Food Preparation | Dishwasher | 0 | 0.0097329 | 0.018273 | 0.026961 | 0.035621 | 0.044178 | 0.052584 | 0.060941 | 0.069174 | 0.07726 | 0.08525 | 0.093197 | 0.10102 | 0.10879 | 0.11646 | 0.12409 | 0.13171 | 0.13929 | 0.14681 | 0.15423 | 0.16155 | 0.16883
ID | Commercial | Grocery | New | Food Preparation | Hot Food Container | 0 | 0.002269 | 0.00426 | 0.0062854 | 0.0083042 | 0.010299 | 0.012259 | 0.014207 | 0.016126 | 0.018011 | 0.019874 | 0.021727 | 0.023552 | 0.025361 | 0.027149 | 0.028929 | 0.030705 | 0.032473 | 0.034226 | 0.035954 | 0.037663 | 0.039358
ID | Commercial | Grocery | New | Food Preparation | Steamer | 0 | 0.0076004 | 0.01427 | 0.021054 | 0.027816 | 0.034498 | 0.041063 | 0.047588 | 0.054018 | 0.060332 | 0.066572 | 0.072777 | 0.07889 | 0.084951 | 0.090941 | 0.096901 | 0.10285 | 0.10877 | 0.11465 | 0.12043 | 0.12616 | 0.13183
ID | Commercial | Grocery | New | Food Preparation | Griddle | 0 | 0 | 0 | 0 | 0 | 0 | 0 | 0 | 0 | 0 | 0 | 0 | 0 | 0 | 0 | 0 | 0 | 0 | 0 | 0 | 0 | 0
ID | Commercial | Grocery | New | Office Equipment | Desktop Computer | 0 | 0.00039348 | 0.00072218 | 0.0010416 | 0.0013453 | 0.001631 | 0.0018978 | 0.0021501 | 0.0023858 | 0.0026049 | 0.0028098 | 0.0030028 | 0.003182 | 0.0033496 | 0.0035053 | 0.0036512 | 0.0037884 | 0.0039167 | 0.0040355 | 0.0041442 | 0.0042437 | 0.0043351
ID | Commercial | Grocery | New | Office Equipment | Laptop | 0 | 9.2459e-05 | 0.00017901 | 0.00027237 | 0.00037109 | 0.00047462 | 0.00058257 | 0.00069624 | 0.00081499 | 0.00093869 | 0.0010681 | 0.0012042 | 0.0013461 | 0.0014948 | 0.0016502 | 0.0018132 | 0.0019847 | 0.0021645 | 0.0023527 | 0.0025486 | 0.0027531 | 0.0029669
ID | Commercial | Grocery | New | Office Equipment | Server | 0 | 0.0014989 | 0.0028765 | 0.0043382 | 0.0058587 | 0.0074273 | 0.0090365 | 0.010705 | 0.012421 | 0.01418 | 0.015994 | 0.017872 | 0.019803 | 0.021798 | 0.023852 | 0.025979 | 0.028186 | 0.030469 | 0.032827 | 0.035249 | 0.037743 | 0.040316
ID | Commercial | Grocery | New | Office Equipment | Monitor | 0 | 0.00011678 | 0.00022028 | 0.00032654 | 0.00043345 | 0.0005401 | 0.00064589 | 0.00075206 | 0.00085767 | 0.00096243 | 0.001067 | 0.0011719 | 0.0012763 | 0.0013808 | 0.0014851 | 0.0015899 | 0.0016955 | 0.0018015 | 0.0019077 | 0.0020135 | 0.002119 | 0.0022248
ID | Commercial | Grocery | New | Office Equipment | Printer/Copier/Fax | 0 | 0.00055399 | 0.0010568 | 0.0015844 | 0.002127 | 0.0026805 | 0.0032419 | 0.0038176 | 0.0044032 | 0.0049971 | 0.0056027 | 0.0062236 | 0.006855 | 0.0075005 | 0.0081587 | 0.0088334 | 0.0095268 | 0.010237 | 0.010964 | 0.011703 | 0.012457 | 0.013227
ID | Commercial | Grocery | New | Office Equipment | POS Terminal | 0 | 0.0097464 | 0.018299 | 0.026998 | 0.03567 | 0.044239 | 0.052656 | 0.061025 | 0.069269 | 0.077366 | 0.085368 | 0.093325 | 0.10116 | 0.10894 | 0.11662 | 0.12426 | 0.13189 | 0.13948 | 0.14702 | 0.15444 | 0.16178 | 0.16906
ID | Commercial | Grocery | New | Miscellaneous | Non-HVAC Motors | 0 | 0.0091117 | 0.017107 | 0.02524 | 0.033347 | 0.041358 | 0.049228 | 0.057051 | 0.064759 | 0.072329 | 0.079809 | 0.087249 | 0.094577 | 0.10184 | 0.10902 | 0.11617 | 0.1233 | 0.1304 | 0.13744 | 0.14438 | 0.15124 | 0.15805
ID | Commercial | Grocery | New | Miscellaneous | Pool Pump | 0 | 0 | 0 | 0 | 0 | 0 | 0 | 0 | 0 | 0 | 0 | 0 | 0 | 0 | 0 | 0 | 0 | 0 | 0 | 0 | 0 | 0
ID | Commercial | Grocery | New | Miscellaneous | Pool Heater | 0 | 0 | 0 | 0 | 0 | 0 | 0 | 0 | 0 | 0 | 0 | 0 | 0 | 0 | 0 | 0 | 0 | 0 | 0 | 0 | 0 | 0
ID | Commercial | Grocery | New | Miscellaneous | Clothes Washer | 0 | 0 | 0 | 0 | 0 | 0 | 0 | 0 | 0 | 0 | 0 | 0 | 0 | 0 | 0 | 0 | 0 | 0 | 0 | 0 | 0 | 0
ID | Commercial | Grocery | New | Miscellaneous | Clothes Dryer | 0 | 0 | 0 | 0 | 0 | 0 | 0 | 0 | 0 | 0 | 0 | 0 | 0 | 0 | 0 | 0 | 0 | 0 | 0 | 0 | 0 | 0
ID | Commercial | Grocery | New | Miscellaneous | Electric Vehicle Chargers | 0 | 1.7702e-05 | 4.0084e-05 | 6.9678e-05 | 0.00010585 | 0.00014845 | 0.00019692 | 0.00025121 | 0.0003113 | 0.00037755 | 0.00045056 | 0.00053062 | 0.0006173 | 0.00071076 | 0.00081054 | 0.00091722 | 0.0010314 | 0.001153 | 0.0012814 | 0.0014169 | 0.0015586 | 0.0017062
ID | Commercial | Grocery | New | Miscellaneous | Other Miscellaneous | 0 | 0.023937 | 0.046733 | 0.071701 | 0.098508 | 0.12705 | 0.15725 | 0.18951 | 0.22369 | 0.25979 | 0.29809 | 0.33887 | 0.38199 | 0.42773 | 0.47615 | 0.52759 | 0.58231 | 0.6404 | 0.70189 | 0.76673 | 0.83519 | 0.90758
ID | Commercial | Grocery | New | Generation | Solar PV | 0 | -0.0020606 | -0.0068083 | -0.015021 | -0.026468 | -0.042748 | -0.063961 | -0.089084 | -0.12128 | -0.15993 | -0.20257 | -0.24746 | -0.29613 | -0.34407 | -0.39534 | -0.45021 | -0.50862 | -0.57065 | -0.63587 | -0.704 | -0.77524 | -0.84969
ID | Commercial | Health | Existing | Cooling | Air-Cooled Chiller | 0.4895 | 0.47566 | 0.46184 | 0.44814 | 0.43462 | 0.42391 | 0.41335 | 0.40299 | 0.39288 | 0.38306 | 0.37352 | 0.36432 | 0.3555 | 0.34707 | 0.33903 | 0.33228 | 0.32589 | 0.31985 | 0.3141 | 0.30863 | 0.30336 | 0.29833
ID | Commercial | Health | Existing | Cooling | Water-Cooled Chiller | 1.7473 | 1.739 | 1.7322 | 1.7266 | 1.7215 | 1.727 | 1.732 | 1.7364 | 1.7402 | 1.7393 | 1.737 | 1.7336 | 1.7287 | 1.7222 | 1.7142 | 1.7092 | 1.7024 | 1.6943 | 1.6848 | 1.6706 | 1.6555 | 1.6397
ID | Commercial | Health | Existing | Cooling | RTU | 0.4788 | 0.46976 | 0.4589 | 0.44807 | 0.4373 | 0.42922 | 0.42112 | 0.41301 | 0.40491 | 0.39683 | 0.3888 | 0.38082 | 0.3729 | 0.36526 | 0.35804 | 0.35217 | 0.34658 | 0.34124 | 0.33612 | 0.3312 | 0.32646 | 0.32189
ID | Commercial | Health | Existing | Cooling | Packaged Terminal AC | 0.010142 | 0.0099505 | 0.0097627 | 0.0095785 | 0.0093978 | 0.0092768 | 0.0091569 | 0.0090382 | 0.0089206 | 0.0088042 | 0.0086889 | 0.0085747 | 0.0084617 | 0.0083498 | 0.0082391 | 0.008152 | 0.0080651 | 0.0079784 | 0.007892 | 0.0078059 | 0.0077201 | 0.0076347
ID | Commercial | Health | Existing | Cooling | Packaged Terminal HP | 0 | 0 | 0 | 0 | 0 | 0 | 0 | 0 | 0 | 0 | 0 | 0 | 0 | 0 | 0 | 0 | 0 | 0 | 0 | 0 | 0 | 0
ID | Commercial | Health | Existing | Cooling | Air-Source Heat Pump | 0.016712 | 0.016343 | 0.015933 | 0.015526 | 0.015125 | 0.014819 | 0.014517 | 0.014218 | 0.013923 | 0.013634 | 0.013351 | 0.013075 | 0.012808 | 0.012554 | 0.012312 | 0.012114 | 0.011923 | 0.01174 | 0.011563 | 0.011393 | 0.011227 | 0.011067
ID | Commercial | Health | Existing | Cooling | Geothermal Heat Pump | 0.048682 | 0.047364 | 0.046045 | 0.044739 | 0.043456 | 0.042462 | 0.041493 | 0.040554 | 0.039652 | 0.03879 | 0.037972 | 0.037202 | 0.036473 | 0.035782 | 0.035124 | 0.034592 | 0.034081 | 0.033591 | 0.033117 | 0.03266 | 0.032216 | 0.031785
ID | Commercial | Health | Existing | Space Heating | Electric Furnace | 0 | 0 | 0 | 0 | 0 | 0 | 0 | 0 | 0 | 0 | 0 | 0 | 0 | 0 | 0 | 0 | 0 | 0 | 0 | 0 | 0 | 0
ID | Commercial | Health | Existing | Space Heating | Electric Room Heat | 0.06692 | 0.065657 | 0.064419 | 0.063463 | 0.062011 | 0.060589 | 0.059198 | 0.058074 | 0.056509 | 0.055208 | 0.053936 | 0.052905 | 0.051477 | 0.050287 | 0.049124 | 0.048206 | 0.046928 | 0.045866 | 0.044827 | 0.043985 | 0.042816 | 0.041844
ID | Commercial | Health | Existing | Space Heating | Packaged Terminal HP | 0 | 0 | 0 | 0 | 0 | 0 | 0 | 0 | 0 | 0 | 0 | 0 | 0 | 0 | 0 | 0 | 0 | 0 | 0 | 0 | 0 | 0
ID | Commercial | Health | Existing | Space Heating | Air-Source Heat Pump | 0.042998 | 0.042187 | 0.04135 | 0.040692 | 0.039715 | 0.038757 | 0.037818 | 0.037049 | 0.035999 | 0.035119 | 0.034258 | 0.03355 | 0.032595 | 0.031798 | 0.031024 | 0.030409 | 0.029572 | 0.028876 | 0.028197 | 0.027646 | 0.026892 | 0.026265
ID | Commercial | Health | Existing | Space Heating | Geothermal Heat Pump | 0.11733 | 0.11492 | 0.11253 | 0.11064 | 0.10789 | 0.1052 | 0.10258 | 0.10043 | 0.097541 | 0.095131 | 0.092792 | 0.09089 | 0.088324 | 0.086187 | 0.08411 | 0.082465 | 0.080216 | 0.078345 | 0.076522 | 0.075044 | 0.073013 | 0.071324
ID | Commercial | Health | Existing | Ventilation | Ventilation | 3.8152 | 3.6955 | 3.5755 | 3.4573 | 3.341 | 3.2226 | 3.107 | 2.9945 | 2.8856 | 2.7805 | 2.6798 | 2.5835 | 2.4918 | 2.4048 | 2.3226 | 2.2453 | 2.1724 | 2.104 | 2.0398 | 1.9787 | 1.9208 | 1.8662
ID | Commercial | Health | Existing | Water Heating | Water Heater | 0.23425 | 0.22712 | 0.21967 | 0.21199 | 0.20417 | 0.19626 | 0.18833 | 0.18041 | 0.17255 | 0.16477 | 0.15709 | 0.14954 | 0.14286 | 0.13692 | 0.13161 | 0.12683 | 0.11907 | 0.11182 | 0.105 | 0.097977 | 0.091261 | 0.084828
ID | Commercial | Health | Existing | Interior Lighting | General Service Lighting | 0.88344 | 0.84602 | 0.80121 | 0.75155 | 0.68523 | 0.61657 | 0.5627 | 0.51938 | 0.48367 | 0.45241 | 0.42652 | 0.40453 | 0.38651 | 0.37076 | 0.35546 | 0.34158 | 0.32887 | 0.31716 | 0.30648 | 0.29503 | 0.28385 | 0.27305
ID | Commercial | Health | Existing | Interior Lighting | Exempted Lighting | 0.006684 | 0.006415 | 0.0059636 | 0.0054136 | 0.0046776 | 0.0041647 | 0.0038058 | 0.0035361 | 0.0033483 | 0.0032017 | 0.0030751 | 0.002951 | 0.0028213 | 0.0027017 | 0.0025717 | 0.002435 | 0.0023013 | 0.0021771 | 0.0020888 | 0.0020189 | 0.0019601 | 0.0019075
ID | Commercial | Health | Existing | Interior Lighting | High-Bay Lighting | 0.55411 | 0.54226 | 0.53058 | 0.5191 | 0.50766 | 0.49645 | 0.48551 | 0.47483 | 0.46443 | 0.4542 | 0.44425 | 0.43461 | 0.42527 | 0.41621 | 0.40733 | 0.39871 | 0.39034 | 0.38221 | 0.37429 | 0.36659 | 0.35909 | 0.3518
ID | Commercial | Health | Existing | Interior Lighting | Linear Lighting | 3.1512 | 3.0892 | 3.0277 | 2.9667 | 2.9038 | 2.8416 | 2.7803 | 2.7198 | 2.6604 | 2.5999 | 2.5406 | 2.4823 | 2.4253 | 2.3694 | 2.3132 | 2.2581 | 2.2043 | 2.1517 | 2.1002 | 2.0499 | 2.0023 | 1.957
ID | Commercial | Health | Existing | Exterior Lighting | General Service Lighting | 0.046764 | 0.044761 | 0.042359 | 0.039694 | 0.035933 | 0.031975 | 0.028864 | 0.026446 | 0.024539 | 0.022831 | 0.021401 | 0.020172 | 0.019195 | 0.018345 | 0.01751 | 0.016754 | 0.016066 | 0.015433 | 0.014859 | 0.014237 | 0.013631 | 0.013047
ID | Commercial | Health | Existing | Exterior Lighting | Area Lighting | 0.02205 | 0.021634 | 0.021226 | 0.020825 | 0.02041 | 0.020001 | 0.019599 | 0.019204 | 0.018816 | 0.018418 | 0.018028 | 0.017645 | 0.017271 | 0.016906 | 0.016539 | 0.016183 | 0.015835 | 0.015497 | 0.015168 | 0.014847 | 0.014534 | 0.01423
ID | Commercial | Health | Existing | Exterior Lighting | Linear Lighting | 0.073517 | 0.072071 | 0.070635 | 0.069214 | 0.067746 | 0.066295 | 0.064863 | 0.063454 | 0.062067 | 0.060656 | 0.059271 | 0.057913 | 0.056581 | 0.055277 | 0.053966 | 0.052682 | 0.051427 | 0.050199 | 0.048998 | 0.047824 | 0.046715 | 0.045656
ID | Commercial | Health | Existing | Refrigeration | Walk-in Refrigerator/Freezer | 0.11093 | 0.10883 | 0.10678 | 0.10477 | 0.10279 | 0.10085 | 0.098948 | 0.097081 | 0.095249 | 0.093452 | 0.091689 | 0.089959 | 0.088261 | 0.086596 | 0.084962 | 0.083359 | 0.081786 | 0.080243 | 0.078729 | 0.077244 | 0.075786 | 0.074356
ID | Commercial | Health | Existing | Refrigeration | Reach-in Refrigerator/Freezer | 0.37185 | 0.36483 | 0.35795 | 0.3512 | 0.34457 | 0.33807 | 0.33169 | 0.32543 | 0.31929 | 0.31327 | 0.30736 | 0.30156 | 0.29587 | 0.29029 | 0.28481 | 0.27943 | 0.27416 | 0.26899 | 0.26391 | 0.25893 | 0.25405 | 0.24926
ID | Commercial | Health | Existing | Refrigeration | Glass Door Display | 0.076172 | 0.074735 | 0.073325 | 0.071941 | 0.070584 | 0.069252 | 0.067945 | 0.066663 | 0.065406 | 0.064172 | 0.062961 | 0.061773 | 0.060607 | 0.059464 | 0.058342 | 0.057241 | 0.056161 | 0.055101 | 0.054062 | 0.053042 | 0.052041 | 0.051059
ID | Commercial | Health | Existing | Refrigeration | Open Display Case | 0.072752 | 0.071379 | 0.070032 | 0.068711 | 0.067415 | 0.066143 | 0.064895 | 0.06367 | 0.062469 | 0.06129 | 0.060134 | 0.058999 | 0.057886 | 0.056794 | 0.055722 | 0.054671 | 0.053639 | 0.052627 | 0.051634 | 0.05066 | 0.049704 | 0.048766
ID | Commercial | Health | Existing | Refrigeration | Icemaker | 0.51198 | 0.50232 | 0.49284 | 0.48354 | 0.47442 | 0.46547 | 0.45668 | 0.44807 | 0.43961 | 0.43132 | 0.42318 | 0.4152 | 0.40736 | 0.39968 | 0.39214 | 0.38474 | 0.37748 | 0.37036 | 0.36337 | 0.35651 | 0.34979 | 0.34319
ID | Commercial | Health | Existing | Refrigeration | Vending Machine | 0.1424 | 0.13971 | 0.13707 | 0.13449 | 0.13195 | 0.12946 | 0.12702 | 0.12462 | 0.12227 | 0.11996 | 0.1177 | 0.11548 | 0.1133 | 0.11116 | 0.10906 | 0.10701 | 0.10499 | 0.10301 | 0.10106 | 0.099157 | 0.097286 | 0.09545
ID | Commercial | Health | Existing | Food Preparation | Oven | 0.41029 | 0.40255 | 0.39495 | 0.3875 | 0.38019 | 0.37301 | 0.36598 | 0.35907 | 0.3523 | 0.34565 | 0.33913 | 0.33273 | 0.32645 | 0.32029 | 0.31425 | 0.30832 | 0.3025 | 0.29679 | 0.29119 | 0.2857 | 0.28031 | 0.27502
ID | Commercial | Health | Existing | Food Preparation | Fryer | 0.049616 | 0.04868 | 0.047761 | 0.04686 | 0.045976 | 0.045108 | 0.044257 | 0.043422 | 0.042603 | 0.041799 | 0.04101 | 0.040237 | 0.039478 | 0.038733 | 0.038002 | 0.037285 | 0.036581 | 0.035891 | 0.035214 | 0.03455 | 0.033898 | 0.033258
ID | Commercial | Health | Existing | Food Preparation | Dishwasher | 0.13584 | 0.13328 | 0.13076 | 0.1283 | 0.12588 | 0.1235 | 0.12117 | 0.11888 | 0.11664 | 0.11444 | 0.11228 | 0.11016 | 0.10808 | 0.10605 | 0.10404 | 0.10208 | 0.10016 | 0.098266 | 0.096412 | 0.094592 | 0.092808 | 0.091057
ID | Commercial | Health | Existing | Food Preparation | Hot Food Container | 0.001769 | 0.0017357 | 0.0017029 | 0.0016708 | 0.0016393 | 0.0016083 | 0.001578 | 0.0015482 | 0.001519 | 0.0014903 | 0.0014622 | 0.0014346 | 0.0014076 | 0.001381 | 0.0013549 | 0.0013294 | 0.0013043 | 0.0012797 | 0.0012555 | 0.0012319 | 0.0012086 | 0.0011858
ID | Commercial | Health | Existing | Food Preparation | Steamer | 0.021629 | 0.021221 | 0.02082 | 0.020427 | 0.020042 | 0.019664 | 0.019293 | 0.018929 | 0.018572 | 0.018221 | 0.017877 | 0.01754 | 0.017209 | 0.016885 | 0.016566 | 0.016253 | 0.015947 | 0.015646 | 0.015351 | 0.015061 | 0.014777 | 0.014498
ID | Commercial | Health | Existing | Food Preparation | Griddle | 0.023376 | 0.022935 | 0.022502 | 0.022077 | 0.021661 | 0.021252 | 0.020851 | 0.020458 | 0.020072 | 0.019693 | 0.019321 | 0.018957 | 0.018599 | 0.018248 | 0.017904 | 0.017566 | 0.017235 | 0.016909 | 0.01659 | 0.016277 | 0.01597 | 0.015669
ID | Commercial | Health | Existing | Office Equipment | Desktop Computer | 0.94544 | 0.90679 | 0.86972 | 0.83416 | 0.80006 | 0.76735 | 0.73598 | 0.70589 | 0.67703 | 0.64935 | 0.6228 | 0.59734 | 0.57292 | 0.5495 | 0.52703 | 0.50549 | 0.48482 | 0.465 | 0.44599 | 0.42776 | 0.41027 | 0.39349
ID | Commercial | Health | Existing | Office Equipment | Laptop | 0.32905 | 0.33015 | 0.33126 | 0.33237 | 0.33348 | 0.3346 | 0.33572 | 0.33684 | 0.33797 | 0.3391 | 0.34024 | 0.34138 | 0.34252 | 0.34367 | 0.34482 | 0.34597 | 0.34713 | 0.34829 | 0.34946 | 0.35063 | 0.3518 | 0.35298
ID | Commercial | Health | Existing | Office Equipment | Server | 0.61619 | 0.61797 | 0.61976 | 0.62155 | 0.62335 | 0.62515 | 0.62696 | 0.62877 | 0.63059 | 0.63241 | 0.63424 | 0.63607 | 0.63791 | 0.63975 | 0.6416 | 0.64346 | 0.64532 | 0.64719 | 0.64906 | 0.65093 | 0.65281 | 0.6547
ID | Commercial | Health | Existing | Office Equipment | Monitor | 0.27301 | 0.26912 | 0.26528 | 0.2615 | 0.25777 | 0.2541 | 0.25048 | 0.24691 | 0.24339 | 0.23992 | 0.2365 | 0.23312 | 0.2298 | 0.22652 | 0.2233 | 0.22011 | 0.21697 | 0.21388 | 0.21083 | 0.20783 | 0.20486 | 0.20194
ID | Commercial | Health | Existing | Office Equipment | Printer/Copier/Fax | 0.42606 | 0.42475 | 0.42345 | 0.42215 | 0.42086 | 0.41957 | 0.41828 | 0.417 | 0.41572 | 0.41444 | 0.41317 | 0.4119 | 0.41064 | 0.40938 | 0.40812 | 0.40687 | 0.40562 | 0.40438 | 0.40314 | 0.4019 | 0.40067 | 0.39944
ID | Commercial | Health | Existing | Office Equipment | POS Terminal | 0.37233 | 0.36567 | 0.35912 | 0.35269 | 0.34638 | 0.34018 | 0.33409 | 0.32811 | 0.32224 | 0.31647 | 0.31081 | 0.30524 | 0.29978 | 0.29441 | 0.28914 | 0.28397 | 0.27889 | 0.27389 | 0.26899 | 0.26418 | 0.25945 | 0.2548
ID | Commercial | Health | Existing | Miscellaneous | Non-HVAC Motors | 0.75436 | 0.74013 | 0.72616 | 0.71246 | 0.69902 | 0.68583 | 0.67289 | 0.6602 | 0.64774 | 0.63552 | 0.62353 | 0.61176 | 0.60022 | 0.58889 | 0.57778 | 0.56688 | 0.55619 | 0.54569 | 0.5354 | 0.52529 | 0.51538 | 0.50566
ID | Commercial | Health | Existing | Miscellaneous | Pool Pump | 0 | 0 | 0 | 0 | 0 | 0 | 0 | 0 | 0 | 0 | 0 | 0 | 0 | 0 | 0 | 0 | 0 | 0 | 0 | 0 | 0 | 0
ID | Commercial | Health | Existing | Miscellaneous | Pool Heater | 0 | 0 | 0 | 0 | 0 | 0 | 0 | 0 | 0 | 0 | 0 | 0 | 0 | 0 | 0 | 0 | 0 | 0 | 0 | 0 | 0 | 0
ID | Commercial | Health | Existing | Miscellaneous | Clothes Washer | 0.010939 | 0.010732 | 0.01053 | 0.010331 | 0.010136 | 0.009945 | 0.0097574 | 0.0095733 | 0.0093927 | 0.0092155 | 0.0090416 | 0.008871 | 0.0087036 | 0.0085394 | 0.0083783 | 0.0082202 | 0.0080651 | 0.0079129 | 0.0077636 | 0.0076171 | 0.0074734 | 0.0073324
ID | Commercial | Health | Existing | Miscellaneous | Clothes Dryer | 0.032688 | 0.032071 | 0.031466 | 0.030873 | 0.03029 | 0.029719 | 0.029158 | 0.028608 | 0.028068 | 0.027538 | 0.027019 | 0.026509 | 0.026009 | 0.025518 | 0.025037 | 0.024564 | 0.024101 | 0.023646 | 0.0232 | 0.022762 | 0.022333 | 0.021911
ID | Commercial | Health | Existing | Miscellaneous | Electric Vehicle Chargers | 7.6237e-05 | 9.4341e-05 | 0.0001138 | 0.00013346 | 0.00015218 | 0.00017024 | 0.00018733 | 0.0002033 | 0.00021855 | 0.00023347 | 0.00024823 | 0.00026275 | 0.00027697 | 0.00029081 | 0.00030413 | 0.00031705 | 0.00032966 | 0.000342 | 0.00035388 | 0.00036553 | 0.00037665 | 0.00038715
ID | Commercial | Health | Existing | Miscellaneous | Other Miscellaneous | 2.4454 | 2.4949 | 2.5454 | 2.597 | 2.6496 | 2.7033 | 2.758 | 2.8139 | 2.8709 | 2.929 | 2.9883 | 3.0489 | 3.1106 | 3.1736 | 3.2379 | 3.3035 | 3.3704 | 3.4387 | 3.5083 | 3.5794 | 3.6519 | 3.7258
ID | Commercial | Health | Existing | Generation | Solar PV | -0.024666 | -0.052168 | -0.090072 | -0.13215 | -0.17292 | -0.22093 | -0.27249 | -0.32129 | -0.37809 | -0.43798 | -0.49325 | -0.54078 | -0.58573 | -0.62008 | -0.653 | -0.68471 | -0.71505 | -0.74426 | -0.77199 | -0.79827 | -0.82335 | -0.84726
ID | Commercial | Health | New | Cooling | Air-Cooled Chiller | 0 | 0.01389 | 0.026099 | 0.038505 | 0.050973 | 0.063674 | 0.076299 | 0.088993 | 0.10135 | 0.11363 | 0.1259 | 0.13824 | 0.15063 | 0.16305 | 0.17546 | 0.18845 | 0.20161 | 0.21489 | 0.22824 | 0.2416 | 0.25517 | 0.26882
ID | Commercial | Health | New | Cooling | Water-Cooled Chiller | 0 | 0.082462 | 0.15494 | 0.22859 | 0.30182 | 0.37657 | 0.45088 | 0.52559 | 0.60006 | 0.6707 | 0.74129 | 0.81226 | 0.88297 | 0.95383 | 1.0246 | 1.0988 | 1.1739 | 1.2493 | 1.3248 | 1.3958 | 1.4664 | 1.5368
ID | Commercial | Health | New | Cooling | RTU | 0 | 0.015136 | 0.026732 | 0.038516 | 0.050254 | 0.062226 | 0.074128 | 0.086093 | 0.09802 | 0.10987 | 0.12172 | 0.13362 | 0.14549 | 0.15715 | 0.16883 | 0.18108 | 0.19352 | 0.20608 | 0.21875 | 0.23144 | 0.24419 | 0.25702
ID | Commercial | Health | New | Cooling | Packaged Terminal AC | 0 | 0.00040749 | 0.00076566 | 0.0011296 | 0.0014922 | 0.0018616 | 0.0022289 | 0.0025981 | 0.0029661 | 0.0033318 | 0.0036973 | 0.0040647 | 0.0044308 | 0.0047977 | 0.0051643 | 0.0055481 | 0.0059368 | 0.0063292 | 0.0067242 | 0.0071196 | 0.0075162 | 0.0079154
ID | Commercial | Health | New | Cooling | Packaged Terminal HP | 0 | 0 | 0 | 0 | 0 | 0 | 0 | 0 | 0 | 0 | 0 | 0 | 0 | 0 | 0 | 0 | 0 | 0 | 0 | 0 | 0 | 0
ID | Commercial | Health | New | Cooling | Air-Source Heat Pump | 0 | 0.00049531 | 0.00089052 | 0.0012921 | 0.0016922 | 0.0021001 | 0.0025056 | 0.0029133 | 0.0033197 | 0.0037235 | 0.0041271 | 0.0045328 | 0.0049326 | 0.0053338 | 0.0057349 | 0.0061554 | 0.0065815 | 0.007012 | 0.0074455 | 0.0078796 | 0.0083153 | 0.0087539
ID | Commercial | Health | New | Cooling | Geothermal Heat Pump | 0 | 0.0014109 | 0.002651 | 0.0039112 | 0.0051665 | 0.0064456 | 0.0077171 | 0.0089954 | 0.01027 | 0.011536 | 0.012801 | 0.014073 | 0.015341 | 0.016611 | 0.01788 | 0.019209 | 0.020555 | 0.021914 | 0.023282 | 0.02465 | 0.026024 | 0.027406
ID | Commercial | Health | New | Space Heating | Electric Furnace | 0 | 0 | 0 | 0 | 0 | 0 | 0 | 0 | 0 | 0 | 0 | 0 | 0 | 0 | 0 | 0 | 0 | 0 | 0 | 0 | 0 | 0
ID | Commercial | Health | New | Space Heating | Electric Room Heat | 0 | 0.0026888 | 0.0050521 | 0.0074843 | 0.0098461 | 0.012159 | 0.014409 | 0.016694 | 0.018789 | 0.020893 | 0.022951 | 0.025079 | 0.026955 | 0.028894 | 0.030791 | 0.032808 | 0.034544 | 0.036385 | 0.038194 | 0.040118 | 0.041685 | 0.043382
ID | Commercial | Health | New | Space Heating | Packaged Terminal HP | 0 | 0 | 0 | 0 | 0 | 0 | 0 | 0 | 0 | 0 | 0 | 0 | 0 | 0 | 0 | 0 | 0 | 0 | 0 | 0 | 0 | 0
ID | Commercial | Health | New | Space Heating | Air-Source Heat Pump | 0 | 0.0017276 | 0.0032015 | 0.0047185 | 0.0061912 | 0.0076331 | 0.0090365 | 0.010461 | 0.011767 | 0.013079 | 0.014363 | 0.01569 | 0.016854 | 0.01806 | 0.019239 | 0.020494 | 0.021573 | 0.022718 | 0.023843 | 0.025041 | 0.026016 | 0.027073
ID | Commercial | Health | New | Space Heating | Geothermal Heat Pump | 0 | 0.0045671 | 0.0085813 | 0.012713 | 0.016724 | 0.020652 | 0.024475 | 0.028355 | 0.031914 | 0.035487 | 0.038984 | 0.042598 | 0.045784 | 0.049079 | 0.052301 | 0.055727 | 0.058675 | 0.061802 | 0.064874 | 0.068142 | 0.070805 | 0.073687
ID | Commercial | Health | New | Ventilation | Ventilation | 0 | 0.10495 | 0.19706 | 0.293 | 0.38878 | 0.47815 | 0.5659 | 0.65309 | 0.73896 | 0.82309 | 0.90617 | 0.98875 | 1.0701 | 1.1507 | 1.2303 | 1.3094 | 1.3893 | 1.4686 | 1.547 | 1.6231 | 1.698 | 1.7724
ID | Commercial | Health | New | Water Heating | Water Heater | 0 | 0.0094119 | 0.017684 | 0.026091 | 0.034465 | 0.042737 | 0.050859 | 0.05893 | 0.066878 | 0.074681 | 0.082389 | 0.09005 | 0.097595 | 0.10507 | 0.11246 | 0.1198 | 0.12713 | 0.13442 | 0.14165 | 0.14877 | 0.15581 | 0.16279
ID | Commercial | Health | New | Interior Lighting | General Service Lighting | 0 | 0.023031 | 0.043274 | 0.063845 | 0.080404 | 0.09676 | 0.11201 | 0.1267 | 0.14085 | 0.15289 | 0.16491 | 0.17685 | 0.18889 | 0.20079 | 0.21113 | 0.22129 | 0.23132 | 0.24119 | 0.25106 | 0.25948 | 0.26814 | 0.27684
ID | Commercial | Health | New | Interior Lighting | Exempted Lighting | 0 | 0.00019837 | 0.00034713 | 0.00049252 | 0.00060146 | 0.00071038 | 0.00082021 | 0.00092416 | 0.0010368 | 0.0011376 | 0.0012303 | 0.0013172 | 0.0013983 | 0.0014793 | 0.001545 | 0.0015979 | 0.0016541 | 0.0017115 | 0.0017779 | 0.0018447 | 0.0019118 | 0.0019787
ID | Commercial | Health | New | Interior Lighting | High-Bay Lighting | 0 | 0.019678 | 0.036974 | 0.054551 | 0.071876 | 0.088988 | 0.10579 | 0.12249 | 0.13893 | 0.15497 | 0.17082 | 0.18657 | 0.20205 | 0.21736 | 0.23237 | 0.24729 | 0.26217 | 0.27696 | 0.29162 | 0.30606 | 0.32033 | 0.33448
ID | Commercial | Health | New | Interior Lighting | Linear Lighting | 0 | 0.12139 | 0.22808 | 0.3365 | 0.44143 | 0.54508 | 0.64685 | 0.74797 | 0.84756 | 0.94349 | 1.0383 | 1.1324 | 1.2252 | 1.3171 | 1.4067 | 1.4958 | 1.5846 | 1.6731 | 1.7607 | 1.8471 | 1.931 | 2.0132
ID | Commercial | Health | New | Exterior Lighting | General Service Lighting | 0 | 0.0012058 | 0.0022657 | 0.0033427 | 0.0041278 | 0.0048798 | 0.0055983 | 0.0063208 | 0.0070385 | 0.007607 | 0.0081662 | 0.0087149 | 0.0092822 | 0.0098423 | 0.010302 | 0.010753 | 0.011197 | 0.011633 | 0.012069 | 0.01242 | 0.012786 | 0.013156
ID | Commercial | Health | New | Exterior Lighting | Area Lighting | 0 | 0.00088596 | 0.0016647 | 0.002456 | 0.0032219 | 0.0039784 | 0.0047213 | 0.0054594 | 0.0061863 | 0.0068872 | 0.0075795 | 0.0082676 | 0.0089415 | 0.0096065 | 0.010248 | 0.010886 | 0.01152 | 0.012151 | 0.012775 | 0.013389 | 0.013997 | 0.014599
ID | Commercial | Health | New | Exterior Lighting | Linear Lighting | 0 | 0.002832 | 0.0053211 | 0.0078506 | 0.010299 | 0.012717 | 0.015091 | 0.01745 | 0.019773 | 0.022012 | 0.024222 | 0.02642 | 0.028584 | 0.030728 | 0.032818 | 0.034896 | 0.03697 | 0.039032 | 0.041078 | 0.043092 | 0.04505 | 0.046967
ID | Commercial | Health | New | Refrigeration | Walk-in Refrigerator/Freezer | 0 | 0.004457 | 0.0083745 | 0.012355 | 0.016321 | 0.020238 | 0.024085 | 0.027906 | 0.03167 | 0.035365 | 0.039015 | 0.042643 | 0.046216 | 0.049757 | 0.053255 | 0.056733 | 0.060204 | 0.063656 | 0.06708 | 0.070452 | 0.073785 | 0.07709
ID | Commercial | Health | New | Refrigeration | Reach-in Refrigerator/Freezer | 0 | 0.014941 | 0.028073 | 0.041418 | 0.054711 | 0.067842 | 0.080736 | 0.093547 | 0.10616 | 0.11855 | 0.13079 | 0.14295 | 0.15492 | 0.16679 | 0.17852 | 0.19018 | 0.20181 | 0.21339 | 0.22486 | 0.23617 | 0.24734 | 0.25842
ID | Commercial | Health | New | Refrigeration | Glass Door Display | 0 | 0.0030605 | 0.0057506 | 0.0084842 | 0.011207 | 0.013897 | 0.016538 | 0.019163 | 0.021747 | 0.024285 | 0.026791 | 0.029282 | 0.031736 | 0.034167 | 0.036569 | 0.038957 | 0.041341 | 0.043712 | 0.046062 | 0.048378 | 0.050666 | 0.052936
ID | Commercial | Health | New | Refrigeration | Open Display Case | 0 | 0.0029231 | 0.0054924 | 0.0081033 | 0.010704 | 0.013273 | 0.015796 | 0.018302 | 0.020771 | 0.023194 | 0.025588 | 0.027968 | 0.030311 | 0.032633 | 0.034927 | 0.037208 | 0.039485 | 0.041749 | 0.043994 | 0.046206 | 0.048392 | 0.050559
ID | Commercial | Health | New | Refrigeration | Icemaker | 0 | 0.020571 | 0.038652 | 0.057026 | 0.075329 | 0.093408 | 0.11116 | 0.1288 | 0.14617 | 0.16323 | 0.18007 | 0.19682 | 0.21331 | 0.22965 | 0.24579 | 0.26185 | 0.27787 | 0.2938 | 0.3096 | 0.32516 | 0.34055 | 0.3558
ID | Commercial | Health | New | Refrigeration | Vending Machine | 0 | 0.0057214 | 0.01075 | 0.015861 | 0.020951 | 0.02598 | 0.030917 | 0.035823 | 0.040655 | 0.045398 | 0.050084 | 0.054741 | 0.059327 | 0.063872 | 0.068362 | 0.072827 | 0.077283 | 0.081715 | 0.086109 | 0.090438 | 0.094716 | 0.098959
ID | Commercial | Health | New | Food Preparation | Oven | 0 | 0.016485 | 0.030975 | 0.045699 | 0.060367 | 0.074855 | 0.089081 | 0.10322 | 0.11714 | 0.13081 | 0.14431 | 0.15772 | 0.17094 | 0.18403 | 0.19697 | 0.20984 | 0.22267 | 0.23544 | 0.24811 | 0.26058 | 0.27291 | 0.28513
ID | Commercial | Health | New | Food Preparation | Fryer | 0 | 0.0019935 | 0.0037457 | 0.0055263 | 0.0073001 | 0.0090521 | 0.010773 | 0.012482 | 0.014165 | 0.015818 | 0.017451 | 0.019074 | 0.020671 | 0.022255 | 0.02382 | 0.025375 | 0.026928 | 0.028472 | 0.030003 | 0.031512 | 0.033002 | 0.034481
ID | Commercial | Health | New | Food Preparation | Dishwasher | 0 | 0.0054581 | 0.010255 | 0.01513 | 0.019987 | 0.024784 | 0.029494 | 0.034174 | 0.038783 | 0.043308 | 0.047778 | 0.052221 | 0.056596 | 0.060932 | 0.065215 | 0.069475 | 0.073725 | 0.077953 | 0.082146 | 0.086275 | 0.090357 | 0.094404
ID | Commercial | Health | New | Food Preparation | Hot Food Container | 0 | 7.1079e-05 | 0.00013355 | 0.00019704 | 0.00026028 | 0.00032275 | 0.00038409 | 0.00044504 | 0.00050507 | 0.000564 | 0.0006222 | 0.00068006 | 0.00073704 | 0.0007935 | 0.00084929 | 0.00090476 | 0.00096011 | 0.0010152 | 0.0010698 | 0.0011235 | 0.0011767 | 0.0012294
ID | Commercial | Health | New | Food Preparation | Steamer | 0 | 0.00086903 | 0.0016329 | 0.0024091 | 0.0031823 | 0.003946 | 0.004696 | 0.0054412 | 0.0061751 | 0.0068956 | 0.0076072 | 0.0083146 | 0.0090112 | 0.0097016 | 0.010384 | 0.011062 | 0.011739 | 0.012412 | 0.013079 | 0.013737 | 0.014387 | 0.015031
ID | Commercial | Health | New | Food Preparation | Griddle | 0 | 0.00093922 | 0.0017647 | 0.0026036 | 0.0034393 | 0.0042647 | 0.0050753 | 0.0058806 | 0.0066738 | 0.0074525 | 0.0082216 | 0.0089861 | 0.009739 | 0.010485 | 0.011222 | 0.011955 | 0.012687 | 0.013414 | 0.014136 | 0.014846 | 0.015548 | 0.016245
ID | Commercial | Health | New | Office Equipment | Desktop Computer | 0 | 0.037135 | 0.068208 | 0.098375 | 0.12703 | 0.15399 | 0.17914 | 0.20291 | 0.22511 | 0.24574 | 0.26501 | 0.28316 | 0.3 | 0.31573 | 0.33034 | 0.34403 | 0.35688 | 0.36888 | 0.38 | 0.39014 | 0.39943 | 0.40796
ID | Commercial | Health | New | Office Equipment | Laptop | 0 | 0.01352 | 0.025979 | 0.039197 | 0.052951 | 0.067145 | 0.081716 | 0.096827 | 0.11237 | 0.12833 | 0.14478 | 0.16182 | 0.17935 | 0.19747 | 0.21613 | 0.23546 | 0.25553 | 0.2763 | 0.29775 | 0.3198 | 0.34251 | 0.36596
ID | Commercial | Health | New | Office Equipment | Server | 0 | 0.025307 | 0.048605 | 0.073301 | 0.098976 | 0.12545 | 0.15261 | 0.18074 | 0.20967 | 0.23933 | 0.26988 | 0.30152 | 0.33403 | 0.36759 | 0.40216 | 0.43793 | 0.47503 | 0.51341 | 0.55302 | 0.5937 | 0.63557 | 0.67877
ID | Commercial | Health | New | Office Equipment | Monitor | 0 | 0.011021 | 0.020805 | 0.03084 | 0.04093 | 0.050991 | 0.060968 | 0.070974 | 0.080925 | 0.090792 | 0.10063 | 0.11051 | 0.12033 | 0.13016 | 0.13996 | 0.1498 | 0.15972 | 0.16967 | 0.17964 | 0.18955 | 0.19945 | 0.20937
ID | Commercial | Health | New | Office Equipment | Printer/Copier/Fax | 0 | 0.017395 | 0.03321 | 0.049786 | 0.066824 | 0.084197 | 0.10181 | 0.11987 | 0.13823 | 0.15684 | 0.17581 | 0.19526 | 0.21502 | 0.23522 | 0.25581 | 0.27691 | 0.29858 | 0.32079 | 0.34349 | 0.36656 | 0.39009 | 0.41413
ID | Commercial | Health | New | Office Equipment | POS Terminal | 0 | 0.01496 | 0.028109 | 0.041471 | 0.054782 | 0.06793 | 0.08084 | 0.093668 | 0.1063 | 0.1187 | 0.13096 | 0.14313 | 0.15512 | 0.16701 | 0.17875 | 0.19042 | 0.20207 | 0.21366 | 0.22515 | 0.23647 | 0.24766 | 0.25875
ID | Commercial | Health | New | Miscellaneous | Non-HVAC Motors | 0 | 0.03031 | 0.05695 | 0.084023 | 0.11099 | 0.13763 | 0.16379 | 0.18978 | 0.21537 | 0.2405 | 0.26532 | 0.29 | 0.31429 | 0.33837 | 0.36216 | 0.38581 | 0.40941 | 0.43289 | 0.45617 | 0.47911 | 0.50177 | 0.52425
ID | Commercial | Health | New | Miscellaneous | Pool Pump | 0 | 0 | 0 | 0 | 0 | 0 | 0 | 0 | 0 | 0 | 0 | 0 | 0 | 0 | 0 | 0 | 0 | 0 | 0 | 0 | 0 | 0
ID | Commercial | Health | New | Miscellaneous | Pool Heater | 0 | 0 | 0 | 0 | 0 | 0 | 0 | 0 | 0 | 0 | 0 | 0 | 0 | 0 | 0 | 0 | 0 | 0 | 0 | 0 | 0 | 0
ID | Commercial | Health | New | Miscellaneous | Clothes Washer | 0 | 0.00043951 | 0.00082582 | 0.0012184 | 0.0016095 | 0.0019957 | 0.002375 | 0.0027519 | 0.0031231 | 0.0034874 | 0.0038474 | 0.0042051 | 0.0045574 | 0.0049066 | 0.0052515 | 0.0055945 | 0.0059368 | 0.0062773 | 0.0066148 | 0.0069474 | 0.007276 | 0.007602
ID | Commercial | Health | New | Miscellaneous | Clothes Dryer | 0 | 0.0013134 | 0.0024678 | 0.0036409 | 0.0048095 | 0.0059638 | 0.0070972 | 0.0082234 | 0.0093326 | 0.010421 | 0.011497 | 0.012566 | 0.013619 | 0.014662 | 0.015693 | 0.016718 | 0.017741 | 0.018758 | 0.019767 | 0.020761 | 0.021743 | 0.022717
ID | Commercial | Health | New | Miscellaneous | Electric Vehicle Chargers | 0 | 4.1776e-06 | 9.4673e-06 | 1.6456e-05 | 2.4995e-05 | 3.5048e-05 | 4.6482e-05 | 5.9286e-05 | 7.3451e-05 | 8.9067e-05 | 0.00010627 | 0.00012513 | 0.00014554 | 0.00016754 | 0.00019102 | 0.00021612 | 0.00024296 | 0.00027156 | 0.00030173 | 0.00033357 | 0.00036686 | 0.00040152
ID | Commercial | Health | New | Miscellaneous | Other Miscellaneous | 0 | 0.10217 | 0.19963 | 0.30627 | 0.42071 | 0.54248 | 0.67132 | 0.80886 | 0.95456 | 1.1084 | 1.2716 | 1.4453 | 1.6288 | 1.8235 | 2.0295 | 2.2483 | 2.481 | 2.7279 | 2.9892 | 3.2646 | 3.5554 | 3.8628
ID | Commercial | Health | New | Generation | Solar PV | 0 | -0.0021364 | -0.007064 | -0.015585 | -0.027456 | -0.044336 | -0.066325 | -0.092358 | -0.12572 | -0.16575 | -0.20989 | -0.25635 | -0.3067 | -0.35629 | -0.4093 | -0.466 | -0.52636 | -0.59042 | -0.65776 | -0.72808 | -0.80161 | -0.87841
ID | Commercial | College | Existing | Cooling | Air-Cooled Chiller | 0 | 0 | 0 | 0 | 0 | 0 | 0 | 0 | 0 | 0 | 0 | 0 | 0 | 0 | 0 | 0 | 0 | 0 | 0 | 0 | 0 | 0
ID | Commercial | College | Existing | Cooling | Water-Cooled Chiller | 8.4332 | 8.5532 | 8.6867 | 8.8272 | 8.9695 | 9.2103 | 9.4476 | 9.6778 | 9.8953 | 10.0982 | 10.2862 | 10.4576 | 10.6107 | 10.7444 | 10.8553 | 10.9754 | 11.0739 | 11.1499 | 11.2061 | 11.2429 | 11.2621 | 11.2644
ID | Commercial | College | Existing | Cooling | RTU | 3.0923 | 3.0305 | 2.957 | 2.8839 | 2.8113 | 2.7562 | 2.701 | 2.6459 | 2.591 | 2.5365 | 2.4823 | 2.4285 | 2.3753 | 2.3239 | 2.2753 | 2.2354 | 2.1974 | 2.161 | 2.1262 | 2.0927 | 2.0603 | 2.0291
ID | Commercial | College | Existing | Cooling | Packaged Terminal AC | 1.6017 | 1.5696 | 1.5383 | 1.5075 | 1.4773 | 1.4566 | 1.4362 | 1.4159 | 1.3959 | 1.376 | 1.3565 | 1.3371 | 1.3179 | 1.299 | 1.2803 | 1.2653 | 1.2504 | 1.2355 | 1.2207 | 1.206 | 1.1914 | 1.1768
ID | Commercial | College | Existing | Cooling | Packaged Terminal HP | 0.35156 | 0.34453 | 0.33763 | 0.33088 | 0.32426 | 0.31972 | 0.31522 | 0.31078 | 0.30638 | 0.30203 | 0.29773 | 0.29348 | 0.28928 | 0.28513 | 0.28102 | 0.27773 | 0.27445 | 0.27119 | 0.26794 | 0.26471 | 0.2615 | 0.25831
ID | Commercial | College | Existing | Cooling | Air-Source Heat Pump | 0.019813 | 0.019354 | 0.018846 | 0.018344 | 0.017849 | 0.017468 | 0.017092 | 0.016721 | 0.016355 | 0.015997 | 0.015647 | 0.015305 | 0.014976 | 0.014662 | 0.014363 | 0.014115 | 0.013877 | 0.013648 | 0.013427 | 0.013214 | 0.013007 | 0.012806
ID | Commercial | College | Existing | Cooling | Geothermal Heat Pump | 0 | 0 | 0 | 0 | 0 | 0 | 0 | 0 | 0 | 0 | 0 | 0 | 0 | 0 | 0 | 0 | 0 | 0 | 0 | 0 | 0 | 0
ID | Commercial | College | Existing | Space Heating | Electric Furnace | 0 | 0 | 0 | 0 | 0 | 0 | 0 | 0 | 0 | 0 | 0 | 0 | 0 | 0 | 0 | 0 | 0 | 0 | 0 | 0 | 0 | 0
ID | Commercial | College | Existing | Space Heating | Electric Room Heat | 0 | 0 | 0 | 0 | 0 | 0 | 0 | 0 | 0 | 0 | 0 | 0 | 0 | 0 | 0 | 0 | 0 | 0 | 0 | 0 | 0 | 0
ID | Commercial | College | Existing | Space Heating | Packaged Terminal HP | 1.1083 | 1.0861 | 1.0644 | 1.0474 | 1.0222 | 0.99766 | 0.97364 | 0.95405 | 0.92726 | 0.90487 | 0.88301 | 0.86513 | 0.84079 | 0.82042 | 0.80052 | 0.78465 | 0.76297 | 0.74484 | 0.72712 | 0.71265 | 0.69291 | 0.67639
ID | Commercial | College | Existing | Space Heating | Air-Source Heat Pump | 0.069401 | 0.068013 | 0.066587 | 0.065452 | 0.063807 | 0.062195 | 0.060619 | 0.059318 | 0.05757 | 0.056098 | 0.054659 | 0.053468 | 0.051886 | 0.050559 | 0.049271 | 0.048239 | 0.046858 | 0.045701 | 0.044576 | 0.043655 | 0.042415 | 0.041377
ID | Commercial | College | Existing | Space Heating | Geothermal Heat Pump | 0 | 0 | 0 | 0 | 0 | 0 | 0 | 0 | 0 | 0 | 0 | 0 | 0 | 0 | 0 | 0 | 0 | 0 | 0 | 0 | 0 | 0
ID | Commercial | College | Existing | Ventilation | Ventilation | 14.5148 | 14.0449 | 13.5751 | 13.1142 | 12.6602 | 12.1974 | 11.7457 | 11.3075 | 10.8839 | 10.4726 | 10.078 | 9.7012 | 9.3426 | 9.0022 | 8.6803 | 8.377 | 8.0926 | 7.826 | 7.5753 | 7.3364 | 7.1104 | 6.8979
ID | Commercial | College | Existing | Water Heating | Water Heater | 4.8679 | 4.7354 | 4.599 | 4.4611 | 4.3213 | 4.178 | 4.0339 | 3.8918 | 3.7498 | 3.6109 | 3.4726 | 3.338 | 3.2154 | 3.1007 | 2.9949 | 2.8968 | 2.8034 | 2.7164 | 2.6349 | 2.553 | 2.4758 | 2.4028
ID | Commercial | College | Existing | Interior Lighting | General Service Lighting | 2.7206 | 2.6024 | 2.4617 | 2.3064 | 2.1005 | 1.8878 | 1.7209 | 1.5866 | 1.4758 | 1.3788 | 1.2984 | 1.23 | 1.1739 | 1.1248 | 1.0771 | 1.0339 | 0.99425 | 0.95772 | 0.9244 | 0.88884 | 0.85417 | 0.82074
ID | Commercial | College | Existing | Interior Lighting | Exempted Lighting | 0.020584 | 0.019733 | 0.018323 | 0.016614 | 0.014339 | 0.012752 | 0.011639 | 0.010802 | 0.010217 | 0.0097578 | 0.0093612 | 0.0089732 | 0.0085688 | 0.0081962 | 0.0077928 | 0.0073699 | 0.0069573 | 0.0065743 | 0.0063004 | 0.0060824 | 0.0058985 | 0.0057336
ID | Commercial | College | Existing | Interior Lighting | High-Bay Lighting | 1.7064 | 1.668 | 1.6302 | 1.5931 | 1.5562 | 1.5201 | 1.4848 | 1.4505 | 1.4171 | 1.3843 | 1.3524 | 1.3215 | 1.2916 | 1.2626 | 1.2343 | 1.2068 | 1.1801 | 1.1541 | 1.129 | 1.1044 | 1.0806 | 1.0574
ID | Commercial | College | Existing | Interior Lighting | Linear Lighting | 9.7043 | 9.5028 | 9.3033 | 9.1063 | 8.9036 | 8.7036 | 8.5067 | 8.313 | 8.1228 | 7.9298 | 7.7407 | 7.5554 | 7.374 | 7.1965 | 7.0185 | 6.8445 | 6.6745 | 6.5084 | 6.3462 | 6.1878 | 6.0378 | 5.8947
ID | Commercial | College | Existing | Exterior Lighting | General Service Lighting | 0.55351 | 0.52919 | 0.50021 | 0.4682 | 0.42334 | 0.37628 | 0.33928 | 0.3105 | 0.28778 | 0.26744 | 0.25039 | 0.23574 | 0.22407 | 0.2139 | 0.20393 | 0.1949 | 0.18668 | 0.17912 | 0.17226 | 0.16486 | 0.15766 | 0.15072
ID | Commercial | College | Existing | Exterior Lighting | Area Lighting | 0.011219 | 0.010995 | 0.010775 | 0.01056 | 0.010337 | 0.010118 | 0.0099032 | 0.0096924 | 0.0094855 | 0.0092745 | 0.0090675 | 0.0088644 | 0.0086667 | 0.008474 | 0.0082805 | 0.0080925 | 0.0079098 | 0.007732 | 0.0075589 | 0.0073902 | 0.0072264 | 0.0070671
ID | Commercial | College | Existing | Exterior Lighting | Linear Lighting | 0.90693 | 0.8881 | 0.86945 | 0.85104 | 0.8321 | 0.81341 | 0.795 | 0.7769 | 0.75913 | 0.74109 | 0.72341 | 0.7061 | 0.68914 | 0.67256 | 0.65592 | 0.63966 | 0.62377 | 0.60825 | 0.59309 | 0.57829 | 0.56427 | 0.55089
ID | Commercial | College | Existing | Refrigeration | Walk-in Refrigerator/Freezer | 0.15404 | 0.15096 | 0.14794 | 0.14498 | 0.14208 | 0.13924 | 0.13646 | 0.13373 | 0.13105 | 0.12843 | 0.12586 | 0.12335 | 0.12088 | 0.11846 | 0.11609 | 0.11377 | 0.1115 | 0.10927 | 0.10708 | 0.10494 | 0.10284 | 0.10078
ID | Commercial | College | Existing | Refrigeration | Reach-in Refrigerator/Freezer | 0.31337 | 0.30711 | 0.30096 | 0.29494 | 0.28905 | 0.28327 | 0.2776 | 0.27205 | 0.26661 | 0.26127 | 0.25605 | 0.25093 | 0.24591 | 0.24099 | 0.23617 | 0.23145 | 0.22682 | 0.22228 | 0.21784 | 0.21348 | 0.20921 | 0.20503
ID | Commercial | College | Existing | Refrigeration | Glass Door Display | 0.38479 | 0.37709 | 0.36955 | 0.36216 | 0.35492 | 0.34782 | 0.34086 | 0.33404 | 0.32736 | 0.32082 | 0.3144 | 0.30811 | 0.30195 | 0.29591 | 0.28999 | 0.28419 | 0.27851 | 0.27294 | 0.26748 | 0.26213 | 0.25689 | 0.25175
ID | Commercial | College | Existing | Refrigeration | Open Display Case | 0.36751 | 0.36016 | 0.35296 | 0.3459 | 0.33898 | 0.3322 | 0.32556 | 0.31905 | 0.31266 | 0.30641 | 0.30028 | 0.29428 | 0.28839 | 0.28262 | 0.27697 | 0.27143 | 0.266 | 0.26068 | 0.25547 | 0.25036 | 0.24535 | 0.24045
ID | Commercial | College | Existing | Refrigeration | Icemaker | 1.9005 | 1.8625 | 1.8252 | 1.7887 | 1.7529 | 1.7179 | 1.6835 | 1.6498 | 1.6168 | 1.5845 | 1.5528 | 1.5218 | 1.4913 | 1.4615 | 1.4323 | 1.4036 | 1.3756 | 1.348 | 1.3211 | 1.2947 | 1.2688 | 1.2434
ID | Commercial | College | Existing | Refrigeration | Vending Machine | 0.65338 | 0.64031 | 0.62751 | 0.61496 | 0.60266 | 0.5906 | 0.57879 | 0.56722 | 0.55587 | 0.54475 | 0.53386 | 0.52318 | 0.51272 | 0.50246 | 0.49241 | 0.48257 | 0.47292 | 0.46346 | 0.45419 | 0.4451 | 0.4362 | 0.42748
ID | Commercial | College | Existing | Food Preparation | Oven | 0.63941 | 0.62662 | 0.61409 | 0.60181 | 0.58977 | 0.57797 | 0.56642 | 0.55509 | 0.54399 | 0.53311 | 0.52244 | 0.51199 | 0.50175 | 0.49172 | 0.48189 | 0.47225 | 0.4628 | 0.45355 | 0.44448 | 0.43559 | 0.42687 | 0.41834
ID | Commercial | College | Existing | Food Preparation | Fryer | 0.30488 | 0.29878 | 0.29281 | 0.28695 | 0.28121 | 0.27559 | 0.27008 | 0.26468 | 0.25938 | 0.25419 | 0.24911 | 0.24413 | 0.23925 | 0.23446 | 0.22977 | 0.22518 | 0.22067 | 0.21626 | 0.21193 | 0.2077 | 0.20354 | 0.19947
ID | Commercial | College | Existing | Food Preparation | Dishwasher | 0.53841 | 0.52764 | 0.51709 | 0.50675 | 0.49661 | 0.48668 | 0.47695 | 0.46741 | 0.45806 | 0.4489 | 0.43992 | 0.43112 | 0.4225 | 0.41405 | 0.40577 | 0.39765 | 0.3897 | 0.38191 | 0.37427 | 0.36678 | 0.35945 | 0.35226
ID | Commercial | College | Existing | Food Preparation | Hot Food Container | 0.028408 | 0.02784 | 0.027283 | 0.026738 | 0.026203 | 0.025679 | 0.025165 | 0.024662 | 0.024169 | 0.023685 | 0.023212 | 0.022747 | 0.022292 | 0.021847 | 0.02141 | 0.020981 | 0.020562 | 0.020151 | 0.019748 | 0.019353 | 0.018966 | 0.018586
ID | Commercial | College | Existing | Food Preparation | Steamer | 0.34733 | 0.34038 | 0.33357 | 0.3269 | 0.32036 | 0.31395 | 0.30768 | 0.30152 | 0.29549 | 0.28958 | 0.28379 | 0.27811 | 0.27255 | 0.2671 | 0.26176 | 0.25652 | 0.25139 | 0.24637 | 0.24144 | 0.23661 | 0.23188 | 0.22724
ID | Commercial | College | Existing | Food Preparation | Griddle | 0.37538 | 0.36787 | 0.36051 | 0.3533 | 0.34624 | 0.33931 | 0.33252 | 0.32587 | 0.31936 | 0.31297 | 0.30671 | 0.30058 | 0.29456 | 0.28867 | 0.2829 | 0.27724 | 0.2717 | 0.26626 | 0.26094 | 0.25572 | 0.2506 | 0.24559
ID | Commercial | College | Existing | Office Equipment | Desktop Computer | 4.563 | 4.3714 | 4.1878 | 4.012 | 3.8435 | 3.6821 | 3.5275 | 3.3794 | 3.2375 | 3.1016 | 2.9713 | 2.8466 | 2.727 | 2.6125 | 2.5028 | 2.3977 | 2.2971 | 2.2006 | 2.1082 | 2.0197 | 1.9349 | 1.8536
ID | Commercial | College | Existing | Office Equipment | Laptop | 1.5881 | 1.5916 | 1.5951 | 1.5986 | 1.6021 | 1.6056 | 1.6091 | 1.6126 | 1.6161 | 1.6197 | 1.6232 | 1.6268 | 1.6304 | 1.6339 | 1.6375 | 1.6411 | 1.6447 | 1.6483 | 1.6519 | 1.6555 | 1.6592 | 1.6628
ID | Commercial | College | Existing | Office Equipment | Server | 2.4434 | 2.4476 | 2.4519 | 2.4561 | 2.4604 | 2.4646 | 2.4689 | 2.4732 | 2.4775 | 2.4818 | 2.4861 | 2.4904 | 2.4947 | 2.499 | 2.5034 | 2.5077 | 2.5121 | 2.5164 | 2.5208 | 2.5251 | 2.5295 | 2.5339
ID | Commercial | College | Existing | Office Equipment | Monitor | 1.3176 | 1.2974 | 1.2774 | 1.2577 | 1.2384 | 1.2193 | 1.2005 | 1.182 | 1.1638 | 1.1459 | 1.1283 | 1.1109 | 1.0938 | 1.077 | 1.0604 | 1.0441 | 1.028 | 1.0122 | 0.99661 | 0.98127 | 0.96616 | 0.95129
ID | Commercial | College | Existing | Office Equipment | Printer/Copier/Fax | 1.2395 | 1.2343 | 1.2291 | 1.2239 | 1.2187 | 1.2136 | 1.2084 | 1.2033 | 1.1983 | 1.1932 | 1.1882 | 1.1832 | 1.1782 | 1.1732 | 1.1683 | 1.1633 | 1.1584 | 1.1535 | 1.1487 | 1.1438 | 1.139 | 1.1342
ID | Commercial | College | Existing | Office Equipment | POS Terminal | 1.3047 | 1.2799 | 1.2555 | 1.2316 | 1.2082 | 1.1852 | 1.1627 | 1.1405 | 1.1188 | 1.0975 | 1.0766 | 1.0561 | 1.036 | 1.0163 | 0.99698 | 0.97801 | 0.95939 | 0.94113 | 0.92322 | 0.90565 | 0.88841 | 0.8715
ID | Commercial | College | Existing | Miscellaneous | Non-HVAC Motors | 0.90538 | 0.88727 | 0.86952 | 0.85213 | 0.83509 | 0.81839 | 0.80202 | 0.78598 | 0.77026 | 0.75486 | 0.73976 | 0.72496 | 0.71046 | 0.69626 | 0.68233 | 0.66868 | 0.65531 | 0.6422 | 0.62936 | 0.61677 | 0.60444 | 0.59235
ID | Commercial | College | Existing | Miscellaneous | Pool Pump | 0.55756 | 0.54036 | 0.52116 | 0.5007 | 0.47952 | 0.458 | 0.43643 | 0.41858 | 0.4035 | 0.3905 | 0.37907 | 0.36883 | 0.3595 | 0.35087 | 0.34279 | 0.33516 | 0.32789 | 0.32091 | 0.31418 | 0.30767 | 0.30135 | 0.2952
ID | Commercial | College | Existing | Miscellaneous | Pool Heater | 0.28971 | 0.28392 | 0.27824 | 0.27267 | 0.26722 | 0.26188 | 0.25664 | 0.25151 | 0.24648 | 0.24155 | 0.23671 | 0.23198 | 0.22734 | 0.22279 | 0.21834 | 0.21397 | 0.20969 | 0.2055 | 0.20139 | 0.19736 | 0.19341 | 0.18955
ID | Commercial | College | Existing | Miscellaneous | Clothes Washer | 0.0091267 | 0.0089441 | 0.0087653 | 0.00859 | 0.0084182 | 0.0082498 | 0.0080848 | 0.0079231 | 0.0077646 | 0.0076093 | 0.0074572 | 0.007308 | 0.0071619 | 0.0070186 | 0.0068782 | 0.0067407 | 0.0066059 | 0.0064737 | 0.0063443 | 0.0062174 | 0.006093 | 0.0059712
ID | Commercial | College | Existing | Miscellaneous | Clothes Dryer | 0.021724 | 0.02129 | 0.020864 | 0.020447 | 0.020038 | 0.019637 | 0.019244 | 0.01886 | 0.018482 | 0.018113 | 0.01775 | 0.017395 | 0.017047 | 0.016707 | 0.016372 | 0.016045 | 0.015724 | 0.01541 | 0.015101 | 0.014799 | 0.014503 | 0.014213
ID | Commercial | College | Existing | Miscellaneous | Electric Vehicle Chargers | 0 | 0 | 0 | 0 | 0 | 0 | 0 | 0 | 0 | 0 | 0 | 0 | 0 | 0 | 0 | 0 | 0 | 0 | 0 | 0 | 0 | 0
ID | Commercial | College | Existing | Miscellaneous | Other Miscellaneous | 5.7459 | 5.8555 | 5.9672 | 6.081 | 6.197 | 6.3153 | 6.4357 | 6.5585 | 6.6836 | 6.8111 | 6.9411 | 7.0735 | 7.2084 | 7.3459 | 7.4861 | 7.6289 | 7.7744 | 7.9227 | 8.0739 | 8.2279 | 8.3849 | 8.5448
ID | Commercial | College | Existing | Generation | Solar PV | -0.25313 | -0.53475 | -0.92223 | -1.3515 | -1.7664 | -2.2543 | -2.777 | -3.2707 | -3.8445 | -4.4482 | -5.0039 | -5.4796 | -5.9283 | -6.2688 | -6.5938 | -6.9061 | -7.2038 | -7.4895 | -7.7595 | -8.0144 | -8.2567 | -8.4867
ID | Commercial | College | New | Cooling | Air-Cooled Chiller | 0 | 0 | 0 | 0 | 0 | 0 | 0 | 0 | 0 | 0 | 0 | 0 | 0 | 0 | 0 | 0 | 0 | 0 | 0 | 0 | 0 | 0
ID | Commercial | College | New | Cooling | Water-Cooled Chiller | 0 | 0.60485 | 1.138 | 1.6789 | 2.2171 | 2.7652 | 3.3097 | 3.8567 | 4.4017 | 4.9413 | 5.4803 | 6.0217 | 6.5608 | 7.1007 | 7.6398 | 8.2039 | 8.7745 | 9.35 | 9.9287 | 10.505 | 11.0826 | 11.663
ID | Commercial | College | New | Cooling | RTU | 0 | 0.1141 | 0.20173 | 0.29064 | 0.37912 | 0.46929 | 0.55888 | 0.64887 | 0.73851 | 0.82754 | 0.91645 | 1.0058 | 1.0947 | 1.182 | 1.2694 | 1.3611 | 1.4541 | 1.548 | 1.6425 | 1.7372 | 1.8323 | 1.9279
ID | Commercial | College | New | Cooling | Packaged Terminal AC | 0 | 0.066168 | 0.12447 | 0.18363 | 0.2425 | 0.30244 | 0.36198 | 0.4218 | 0.48138 | 0.54056 | 0.59965 | 0.65902 | 0.71813 | 0.77733 | 0.83644 | 0.8983 | 0.96089 | 1.024 | 1.0876 | 1.1511 | 1.2149 | 1.2789
ID | Commercial | College | New | Cooling | Packaged Terminal HP | 0 | 0.014523 | 0.027321 | 0.040305 | 0.053226 | 0.066382 | 0.079452 | 0.092581 | 0.10566 | 0.11865 | 0.13162 | 0.14465 | 0.15762 | 0.17062 | 0.18359 | 0.19717 | 0.21091 | 0.22477 | 0.23872 | 0.25266 | 0.26665 | 0.28072
ID | Commercial | College | New | Cooling | Air-Source Heat Pump | 0 | 0.00068544 | 0.0012338 | 0.0017901 | 0.0023437 | 0.0029077 | 0.0034681 | 0.004031 | 0.0045917 | 0.0051486 | 0.0057047 | 0.0062633 | 0.0068136 | 0.0073651 | 0.0079164 | 0.0084939 | 0.0090787 | 0.009669 | 0.010263 | 0.010858 | 0.011454 | 0.012055
ID | Commercial | College | New | Cooling | Geothermal Heat Pump | 0 | 0 | 0 | 0 | 0 | 0 | 0 | 0 | 0 | 0 | 0 | 0 | 0 | 0 | 0 | 0 | 0 | 0 | 0 | 0 | 0 | 0
ID | Commercial | College | New | Space Heating | Electric Furnace | 0 | 0 | 0 | 0 | 0 | 0 | 0 | 0 | 0 | 0 | 0 | 0 | 0 | 0 | 0 | 0 | 0 | 0 | 0 | 0 | 0 | 0
ID | Commercial | College | New | Space Heating | Electric Room Heat | 0 | 0 | 0 | 0 | 0 | 0 | 0 | 0 | 0 | 0 | 0 | 0 | 0 | 0 | 0 | 0 | 0 | 0 | 0 | 0 | 0 | 0
ID | Commercial | College | New | Space Heating | Packaged Terminal HP | 0 | 0.045785 | 0.08613 | 0.12758 | 0.1678 | 0.20714 | 0.24541 | 0.28421 | 0.31978 | 0.35546 | 0.39035 | 0.4264 | 0.45813 | 0.49093 | 0.52299 | 0.55706 | 0.58632 | 0.61735 | 0.64781 | 0.68021 | 0.70655 | 0.73506
ID | Commercial | College | New | Space Heating | Air-Source Heat Pump | 0 | 0.0028671 | 0.0053192 | 0.0078391 | 0.010283 | 0.012674 | 0.014999 | 0.017358 | 0.019518 | 0.021687 | 0.023807 | 0.025998 | 0.027919 | 0.029905 | 0.031847 | 0.033912 | 0.035686 | 0.037566 | 0.039414 | 0.041379 | 0.042976 | 0.044706
ID | Commercial | College | New | Space Heating | Geothermal Heat Pump | 0 | 0 | 0 | 0 | 0 | 0 | 0 | 0 | 0 | 0 | 0 | 0 | 0 | 0 | 0 | 0 | 0 | 0 | 0 | 0 | 0 | 0
ID | Commercial | College | New | Ventilation | Ventilation | 0 | 0.41008 | 0.77145 | 1.1456 | 1.5179 | 1.8626 | 2.2008 | 2.5366 | 2.8671 | 3.1871 | 3.503 | 3.8167 | 4.1254 | 4.4311 | 4.733 | 5.033 | 5.3321 | 5.6273 | 5.9182 | 6.1985 | 6.473 | 6.7452
ID | Commercial | College | New | Water Heating | Water Heater | 0 | 0.14355 | 0.27004 | 0.39838 | 0.5261 | 0.65215 | 0.77585 | 0.89865 | 1.0195 | 1.1381 | 1.2551 | 1.3714 | 1.4858 | 1.599 | 1.7109 | 1.822 | 1.9328 | 2.0241 | 2.1139 | 2.1974 | 2.2804 | 2.3626
ID | Commercial | College | New | Interior Lighting | General Service Lighting | 0 | 0.072924 | 0.13718 | 0.20238 | 0.25481 | 0.30655 | 0.35474 | 0.40116 | 0.44579 | 0.48374 | 0.52163 | 0.55918 | 0.59707 | 0.63446 | 0.6669 | 0.69877 | 0.73019 | 0.76109 | 0.79195 | 0.81821 | 0.8452 | 0.87232
ID | Commercial | College | New | Interior Lighting | Exempted Lighting | 0 | 0.00062809 | 0.0011003 | 0.0015611 | 0.001906 | 0.0022506 | 0.0025977 | 0.002926 | 0.0032815 | 0.0035995 | 0.0038916 | 0.0041652 | 0.00442 | 0.0046744 | 0.0048802 | 0.0050455 | 0.0052211 | 0.0054003 | 0.0056075 | 0.0058163 | 0.0060257 | 0.0062346
ID | Commercial | College | New | Interior Lighting | High-Bay Lighting | 0 | 0.062308 | 0.11721 | 0.17292 | 0.22777 | 0.28191 | 0.33503 | 0.38777 | 0.43968 | 0.49029 | 0.54024 | 0.58984 | 0.63857 | 0.68674 | 0.73392 | 0.78077 | 0.82746 | 0.87383 | 0.91976 | 0.96496 | 1.0096 | 1.0539
ID | Commercial | College | New | Interior Lighting | Linear Lighting | 0 | 0.3853 | 0.72482 | 1.0693 | 1.4023 | 1.731 | 2.0536 | 2.3738 | 2.6889 | 2.9923 | 3.2918 | 3.5892 | 3.8818 | 4.1717 | 4.4539 | 4.7343 | 5.0139 | 5.2918 | 5.5672 | 5.8383 | 6.1014 | 6.359
ID | Commercial | College | New | Exterior Lighting | General Service Lighting | 0 | 0.014675 | 0.027606 | 0.040725 | 0.050278 | 0.05942 | 0.068149 | 0.076918 | 0.085623 | 0.092511 | 0.099279 | 0.10591 | 0.11277 | 0.11953 | 0.12508 | 0.13051 | 0.13586 | 0.14109 | 0.14633 | 0.15052 | 0.15491 | 0.15933
ID | Commercial | College | New | Exterior Lighting | Area Lighting | 0 | 0.00046349 | 0.0008719 | 0.0012863 | 0.0016869 | 0.0020823 | 0.0024704 | 0.0028556 | 0.0032348 | 0.0036001 | 0.0039607 | 0.0043188 | 0.0046693 | 0.0050148 | 0.0053481 | 0.0056787 | 0.0060078 | 0.0063343 | 0.0066574 | 0.006975 | 0.0072889 | 0.0076002
ID | Commercial | College | New | Exterior Lighting | Linear Lighting | 0 | 0.036008 | 0.067739 | 0.099931 | 0.13105 | 0.16177 | 0.19192 | 0.22184 | 0.25129 | 0.27965 | 0.30764 | 0.33543 | 0.36278 | 0.38987 | 0.41625 | 0.44245 | 0.46858 | 0.49455 | 0.52029 | 0.54562 | 0.57021 | 0.59429
ID | Commercial | College | New | Refrigeration | Walk-in Refrigerator/Freezer | 0 | 0.0063637 | 0.011971 | 0.017661 | 0.023322 | 0.02891 | 0.034394 | 0.039838 | 0.045195 | 0.050452 | 0.055641 | 0.060794 | 0.065865 | 0.070887 | 0.075844 | 0.08077 | 0.085681 | 0.090563 | 0.0954 | 0.10016 | 0.10486 | 0.10953
ID | Commercial | College | New | Refrigeration | Reach-in Refrigerator/Freezer | 0 | 0.012946 | 0.024354 | 0.035928 | 0.047446 | 0.058813 | 0.069969 | 0.081044 | 0.091943 | 0.10264 | 0.11319 | 0.12368 | 0.13399 | 0.14421 | 0.15429 | 0.16431 | 0.17431 | 0.18424 | 0.19408 | 0.20376 | 0.21333 | 0.22281
ID | Commercial | College | New | Refrigeration | Glass Door Display | 0 | 0.015896 | 0.029904 | 0.044115 | 0.058258 | 0.072216 | 0.085914 | 0.099512 | 0.1129 | 0.12603 | 0.13899 | 0.15186 | 0.16453 | 0.17707 | 0.18945 | 0.20176 | 0.21403 | 0.22622 | 0.2383 | 0.2502 | 0.26194 | 0.27359
ID | Commercial | College | New | Refrigeration | Open Display Case | 0 | 0.015182 | 0.028561 | 0.042134 | 0.055642 | 0.068973 | 0.082056 | 0.095044 | 0.10783 | 0.12037 | 0.13275 | 0.14504 | 0.15714 | 0.16912 | 0.18095 | 0.1927 | 0.20442 | 0.21606 | 0.2276 | 0.23896 | 0.25018 | 0.2613
ID | Commercial | College | New | Refrigeration | Icemaker | 0 | 0.078511 | 0.14769 | 0.21788 | 0.28773 | 0.35667 | 0.42433 | 0.49149 | 0.55759 | 0.62245 | 0.68646 | 0.75003 | 0.8126 | 0.87455 | 0.93572 | 0.99649 | 1.0571 | 1.1173 | 1.177 | 1.2357 | 1.2937 | 1.3513
ID | Commercial | College | New | Refrigeration | Vending Machine | 0 | 0.026992 | 0.050777 | 0.074909 | 0.098923 | 0.12262 | 0.14588 | 0.16897 | 0.1917 | 0.214 | 0.236 | 0.25786 | 0.27937 | 0.30067 | 0.3217 | 0.34259 | 0.36343 | 0.38413 | 0.40465 | 0.42484 | 0.44479 | 0.46456
ID | Commercial | College | New | Food Preparation | Oven | 0 | 0.026415 | 0.049691 | 0.073307 | 0.096808 | 0.12 | 0.14276 | 0.16536 | 0.1876 | 0.20942 | 0.23096 | 0.25235 | 0.2734 | 0.29424 | 0.31482 | 0.33527 | 0.35565 | 0.37592 | 0.39599 | 0.41576 | 0.43528 | 0.45463
ID | Commercial | College | New | Food Preparation | Fryer | 0 | 0.012595 | 0.023694 | 0.034954 | 0.04616 | 0.057219 | 0.068073 | 0.078847 | 0.089451 | 0.099856 | 0.11012 | 0.12032 | 0.13036 | 0.1403 | 0.15011 | 0.15986 | 0.16958 | 0.17924 | 0.18882 | 0.19824 | 0.20755 | 0.21677
ID | Commercial | College | New | Food Preparation | Dishwasher | 0 | 0.022242 | 0.041842 | 0.061728 | 0.081516 | 0.10105 | 0.12021 | 0.13924 | 0.15797 | 0.17634 | 0.19448 | 0.21249 | 0.23021 | 0.24776 | 0.26509 | 0.28231 | 0.29948 | 0.31654 | 0.33344 | 0.35009 | 0.36652 | 0.38281
ID | Commercial | College | New | Food Preparation | Hot Food Container | 0 | 0.0011736 | 0.0022077 | 0.003257 | 0.0043011 | 0.0053316 | 0.0063429 | 0.0073468 | 0.0083349 | 0.0093043 | 0.010261 | 0.011212 | 0.012147 | 0.013073 | 0.013987 | 0.014896 | 0.015801 | 0.016702 | 0.017594 | 0.018472 | 0.019339 | 0.020199
ID | Commercial | College | New | Food Preparation | Steamer | 0 | 0.014349 | 0.026992 | 0.03982 | 0.052586 | 0.065185 | 0.07755 | 0.089824 | 0.1019 | 0.11376 | 0.12546 | 0.13707 | 0.14851 | 0.15983 | 0.17101 | 0.18212 | 0.19319 | 0.2042 | 0.2151 | 0.22584 | 0.23644 | 0.24695
ID | Commercial | College | New | Food Preparation | Griddle | 0 | 0.015507 | 0.029172 | 0.043036 | 0.056833 | 0.07045 | 0.083813 | 0.097079 | 0.11013 | 0.12294 | 0.13559 | 0.14815 | 0.1605 | 0.17274 | 0.18482 | 0.19683 | 0.20879 | 0.22069 | 0.23248 | 0.24408 | 0.25554 | 0.2669
ID | Commercial | College | New | Office Equipment | Desktop Computer | 0 | 0.18427 | 0.33887 | 0.48871 | 0.63089 | 0.76451 | 0.88911 | 1.0067 | 1.1165 | 1.2184 | 1.3135 | 1.403 | 1.4859 | 1.5633 | 1.6351 | 1.7023 | 1.7652 | 1.8239 | 1.8782 | 1.9277 | 1.973 | 2.0144
ID | Commercial | College | New | Office Equipment | Laptop | 0 | 0.067092 | 0.12907 | 0.19472 | 0.26297 | 0.33336 | 0.40557 | 0.4804 | 0.55735 | 0.63626 | 0.71759 | 0.8018 | 0.88835 | 0.97773 | 1.0698 | 1.1651 | 1.2639 | 1.3662 | 1.4717 | 1.5802 | 1.6918 | 1.807
ID | Commercial | College | New | Office Equipment | Server | 0 | 0.10318 | 0.1984 | 0.29918 | 0.40386 | 0.51172 | 0.62229 | 0.73677 | 0.85439 | 0.97492 | 1.099 | 1.2274 | 1.3593 | 1.4954 | 1.6355 | 1.7803 | 1.9305 | 2.0857 | 2.2458 | 2.4102 | 2.5793 | 2.7537
ID | Commercial | College | New | Office Equipment | Monitor | 0 | 0.054689 | 0.10336 | 0.1532 | 0.20327 | 0.25316 | 0.30259 | 0.35213 | 0.40137 | 0.45016 | 0.49879 | 0.54754 | 0.59601 | 0.64446 | 0.69278 | 0.74124 | 0.79001 | 0.83894 | 0.8879 | 0.9366 | 0.98519 | 1.0338
ID | Commercial | College | New | Office Equipment | Printer/Copier/Fax | 0 | 0.05203 | 0.099454 | 0.14908 | 0.20004 | 0.25197 | 0.30459 | 0.35848 | 0.41324 | 0.46873 | 0.52527 | 0.58315 | 0.64197 | 0.70205 | 0.76324 | 0.8259 | 0.89023 | 0.9561 | 1.0234 | 1.0918 | 1.1614 | 1.2326
ID | Commercial | College | New | Office Equipment | POS Terminal | 0 | 0.053901 | 0.1014 | 0.14959 | 0.19754 | 0.24487 | 0.29132 | 0.33743 | 0.38281 | 0.42733 | 0.47128 | 0.51492 | 0.55788 | 0.60041 | 0.6424 | 0.68413 | 0.72572 | 0.76707 | 0.80804 | 0.84837 | 0.8882 | 0.92768
ID | Commercial | College | New | Miscellaneous | Non-HVAC Motors | 0 | 0.037402 | 0.070361 | 0.1038 | 0.13708 | 0.16992 | 0.20215 | 0.23415 | 0.26563 | 0.29653 | 0.32703 | 0.35731 | 0.38712 | 0.41664 | 0.44577 | 0.47473 | 0.50359 | 0.53228 | 0.56071 | 0.5887 | 0.61634 | 0.64373
ID | Commercial | College | New | Miscellaneous | Pool Pump | 0 | 0.018617 | 0.035022 | 0.051665 | 0.068228 | 0.084576 | 0.10062 | 0.11654 | 0.13222 | 0.1476 | 0.16277 | 0.17785 | 0.19269 | 0.20738 | 0.22188 | 0.23629 | 0.25066 | 0.26494 | 0.27909 | 0.29302 | 0.30678 | 0.32041
ID | Commercial | College | New | Miscellaneous | Pool Heater | 0 | 0.011968 | 0.022515 | 0.033215 | 0.043863 | 0.054372 | 0.064686 | 0.074924 | 0.085 | 0.094887 | 0.10465 | 0.11434 | 0.12387 | 0.13332 | 0.14264 | 0.15191 | 0.16114 | 0.17032 | 0.17942 | 0.18838 | 0.19722 | 0.20599
ID | Commercial | College | New | Miscellaneous | Clothes Washer | 0 | 0.00037704 | 0.00070928 | 0.0010464 | 0.0013818 | 0.0017129 | 0.0020378 | 0.0023603 | 0.0026777 | 0.0029892 | 0.0032966 | 0.0036019 | 0.0039024 | 0.0041999 | 0.0044936 | 0.0047855 | 0.0050765 | 0.0053657 | 0.0056523 | 0.0059344 | 0.006213 | 0.0064892
ID | Commercial | College | New | Miscellaneous | Clothes Dryer | 0 | 0.00089747 | 0.0016883 | 0.0024907 | 0.0032891 | 0.0040772 | 0.0048505 | 0.0056183 | 0.0063739 | 0.0071152 | 0.007847 | 0.0085737 | 0.0092889 | 0.0099971 | 0.010696 | 0.011391 | 0.012084 | 0.012772 | 0.013454 | 0.014126 | 0.014789 | 0.015446
ID | Commercial | College | New | Miscellaneous | Electric Vehicle Chargers | 0 | 0 | 0 | 0 | 0 | 0 | 0 | 0 | 0 | 0 | 0 | 0 | 0 | 0 | 0 | 0 | 0 | 0 | 0 | 0 | 0 | 0
ID | Commercial | College | New | Miscellaneous | Other Miscellaneous | 0 | 0.24684 | 0.48286 | 0.74074 | 1.0172 | 1.3112 | 1.6221 | 1.9538 | 2.3049 | 2.6756 | 3.0685 | 3.4863 | 3.9277 | 4.3958 | 4.8907 | 5.4161 | 5.9745 | 6.5667 | 7.1932 | 7.8534 | 8.55 | 9.2861
ID | Commercial | College | New | Generation | Solar PV | 0 | -0.022542 | -0.074626 | -0.16463 | -0.28994 | -0.46804 | -0.69995 | -0.97435 | -1.3258 | -1.7474 | -2.2121 | -2.7008 | -3.2302 | -3.7512 | -4.3078 | -4.9029 | -5.536 | -6.2075 | -6.9131 | -7.6496 | -8.4193 | -9.2229
ID | Commercial | School | Existing | Cooling | Air-Cooled Chiller | 0.41869 | 0.40817 | 0.39768 | 0.38729 | 0.37704 | 0.36921 | 0.36146 | 0.35386 | 0.34641 | 0.33915 | 0.33208 | 0.32524 | 0.31863 | 0.31226 | 0.30615 | 0.30113 | 0.29634 | 0.29175 | 0.28734 | 0.2831 | 0.27902 | 0.27505
ID | Commercial | School | Existing | Cooling | Water-Cooled Chiller | 0.71106 | 0.72252 | 0.73516 | 0.74843 | 0.76191 | 0.78381 | 0.8055 | 0.82666 | 0.84681 | 0.86577 | 0.88353 | 0.89991 | 0.91479 | 0.92803 | 0.93935 | 0.95151 | 0.96182 | 0.97022 | 0.97692 | 0.98195 | 0.98545 | 0.98748
ID | Commercial | School | Existing | Cooling | RTU | 1.3734 | 1.3484 | 1.3182 | 1.288 | 1.2579 | 1.2355 | 1.213 | 1.1905 | 1.168 | 1.1455 | 1.1231 | 1.1008 | 1.0787 | 1.0573 | 1.0371 | 1.0208 | 1.0053 | 0.99051 | 0.97634 | 0.96273 | 0.94962 | 0.93696
ID | Commercial | School | Existing | Cooling | Packaged Terminal AC | 0.47745 | 0.46877 | 0.46025 | 0.45188 | 0.44367 | 0.43826 | 0.4329 | 0.42758 | 0.42232 | 0.4171 | 0.41192 | 0.40679 | 0.40171 | 0.39668 | 0.39169 | 0.38782 | 0.38395 | 0.38009 | 0.37624 | 0.3724 | 0.36856 | 0.36474
ID | Commercial | School | Existing | Cooling | Packaged Terminal HP | 0.074017 | 0.072671 | 0.07135 | 0.070052 | 0.068779 | 0.06794 | 0.067109 | 0.066286 | 0.065469 | 0.06466 | 0.063857 | 0.063062 | 0.062275 | 0.061494 | 0.060721 | 0.060121 | 0.059522 | 0.058924 | 0.058326 | 0.05773 | 0.057136 | 0.056543
ID | Commercial | School | Existing | Cooling | Air-Source Heat Pump | 0.20076 | 0.19647 | 0.19167 | 0.18691 | 0.1822 | 0.17865 | 0.17512 | 0.17164 | 0.1682 | 0.16482 | 0.16151 | 0.15828 | 0.15516 | 0.15219 | 0.14936 | 0.14706 | 0.14485 | 0.14272 | 0.14067 | 0.13869 | 0.13677 | 0.13492
ID | Commercial | School | Existing | Cooling | Geothermal Heat Pump | 0.034306 | 0.033401 | 0.032493 | 0.031594 | 0.030709 | 0.030028 | 0.029363 | 0.028719 | 0.028099 | 0.027508 | 0.026947 | 0.026418 | 0.025919 | 0.025446 | 0.024996 | 0.024634 | 0.024287 | 0.023954 | 0.023633 | 0.023323 | 0.023022 | 0.02273
ID | Commercial | School | Existing | Space Heating | Electric Furnace | 3.284 | 3.2243 | 3.1657 | 3.1209 | 3.0516 | 2.9837 | 2.9173 | 2.8639 | 2.7886 | 2.7264 | 2.6654 | 2.6163 | 2.5474 | 2.4903 | 2.4344 | 2.3906 | 2.3288 | 2.2777 | 2.2276 | 2.1874 | 2.1307 | 2.0838
ID | Commercial | School | Existing | Space Heating | Electric Room Heat | 0.44264 | 0.4346 | 0.42669 | 0.42066 | 0.41132 | 0.40217 | 0.39322 | 0.38602 | 0.37588 | 0.36748 | 0.35927 | 0.35265 | 0.34336 | 0.33566 | 0.32813 | 0.32222 | 0.3139 | 0.30701 | 0.30026 | 0.29483 | 0.2872 | 0.28087
ID | Commercial | School | Existing | Space Heating | Packaged Terminal HP | 0.2946 | 0.28924 | 0.28398 | 0.27997 | 0.27375 | 0.26766 | 0.2617 | 0.25691 | 0.25016 | 0.24458 | 0.23911 | 0.2347 | 0.22852 | 0.2234 | 0.21839 | 0.21445 | 0.20891 | 0.20433 | 0.19984 | 0.19622 | 0.19114 | 0.18693
ID | Commercial | School | Existing | Space Heating | Air-Source Heat Pump | 0.88785 | 0.87171 | 0.85501 | 0.84201 | 0.82236 | 0.80308 | 0.78417 | 0.76877 | 0.7475 | 0.72973 | 0.71234 | 0.69811 | 0.67871 | 0.66258 | 0.6469 | 0.63453 | 0.6175 | 0.60337 | 0.58961 | 0.57849 | 0.56311 | 0.55035
ID | Commercial | School | Existing | Space Heating | Geothermal Heat Pump | 0.13971 | 0.13693 | 0.13418 | 0.13202 | 0.12882 | 0.1257 | 0.12265 | 0.12017 | 0.11679 | 0.11398 | 0.11126 | 0.10906 | 0.10605 | 0.10356 | 0.10113 | 0.099224 | 0.096585 | 0.094398 | 0.092267 | 0.090548 | 0.088159 | 0.086179
ID | Commercial | School | Existing | Ventilation | Ventilation | 3.691 | 3.5782 | 3.4649 | 3.3535 | 3.2434 | 3.1306 | 3.0203 | 2.913 | 2.8091 | 2.7079 | 2.6107 | 2.5178 | 2.4292 | 2.345 | 2.2654 | 2.1903 | 2.1199 | 2.0538 | 1.9917 | 1.9325 | 1.8764 | 1.8237
ID | Commercial | School | Existing | Water Heating | Water Heater | 0.6638 | 0.64693 | 0.62946 | 0.61172 | 0.59366 | 0.57503 | 0.55623 | 0.53763 | 0.51898 | 0.50067 | 0.4824 | 0.46456 | 0.44833 | 0.43314 | 0.41913 | 0.40615 | 0.39379 | 0.38228 | 0.3715 | 0.36062 | 0.35036 | 0.34066
ID | Commercial | School | Existing | Interior Lighting | General Service Lighting | 0.63801 | 0.61778 | 0.59454 | 0.56935 | 0.53081 | 0.491 | 0.45877 | 0.43182 | 0.40862 | 0.38714 | 0.36881 | 0.35273 | 0.33931 | 0.32724 | 0.31509 | 0.30384 | 0.29336 | 0.28357 | 0.27456 | 0.26473 | 0.25506 | 0.24567
ID | Commercial | School | Existing | Interior Lighting | Exempted Lighting | 0.0036266 | 0.0034831 | 0.0032401 | 0.0029432 | 0.0025447 | 0.0022671 | 0.0020731 | 0.0019275 | 0.0018264 | 0.0017476 | 0.0016796 | 0.001613 | 0.0015431 | 0.0014788 | 0.0014086 | 0.0013346 | 0.0012622 | 0.001195 | 0.0011473 | 0.0011097 | 0.0010781 | 0.0010499
ID | Commercial | School | Existing | Interior Lighting | High-Bay Lighting | 0.93057 | 0.91131 | 0.8923 | 0.8736 | 0.855 | 0.83677 | 0.81894 | 0.80154 | 0.78459 | 0.76792 | 0.75173 | 0.73602 | 0.72079 | 0.706 | 0.69152 | 0.67746 | 0.66379 | 0.6505 | 0.63756 | 0.62495 | 0.61266 | 0.60069
ID | Commercial | School | Existing | Interior Lighting | Linear Lighting | 5.8017 | 5.6918 | 5.5827 | 5.4746 | 5.3627 | 5.2519 | 5.1426 | 5.0348 | 4.9288 | 4.8206 | 4.7144 | 4.61 | 4.5077 | 4.4074 | 4.3063 | 4.2074 | 4.1105 | 4.0156 | 3.9228 | 3.832 | 3.7461 | 3.664
ID | Commercial | School | Existing | Exterior Lighting | General Service Lighting | 0.20281 | 0.196 | 0.1881 | 0.17948 | 0.16554 | 0.15081 | 0.13894 | 0.12954 | 0.12198 | 0.11483 | 0.10867 | 0.10322 | 0.098853 | 0.094963 | 0.091008 | 0.08737 | 0.084009 | 0.080884 | 0.078022 | 0.074878 | 0.071789 | 0.068795
ID | Commercial | School | Existing | Exterior Lighting | Area Lighting | 0.010194 | 0.010009 | 0.0098268 | 0.0096481 | 0.0094621 | 0.009279 | 0.0090989 | 0.0089217 | 0.0087475 | 0.0085688 | 0.0083931 | 0.0082203 | 0.0080519 | 0.0078875 | 0.0077216 | 0.0075603 | 0.0074033 | 0.0072504 | 0.0071012 | 0.0069556 | 0.006814 | 0.0066762
ID | Commercial | School | Existing | Exterior Lighting | Linear Lighting | 0.39048 | 0.38308 | 0.37574 | 0.36846 | 0.36093 | 0.35348 | 0.34612 | 0.33886 | 0.33173 | 0.32445 | 0.31729 | 0.31027 | 0.30339 | 0.29663 | 0.28983 | 0.28317 | 0.27665 | 0.27027 | 0.26402 | 0.25791 | 0.25213 | 0.2466
ID | Commercial | School | Existing | Refrigeration | Walk-in Refrigerator/Freezer | 0.04493 | 0.044113 | 0.043311 | 0.042523 | 0.04175 | 0.040991 | 0.040246 | 0.039514 | 0.038795 | 0.03809 | 0.037398 | 0.036718 | 0.03605 | 0.035395 | 0.034751 | 0.034119 | 0.033499 | 0.03289 | 0.032292 | 0.031705 | 0.031128 | 0.030562
ID | Commercial | School | Existing | Refrigeration | Reach-in Refrigerator/Freezer | 0.23739 | 0.23308 | 0.22884 | 0.22468 | 0.22059 | 0.21658 | 0.21264 | 0.20878 | 0.20498 | 0.20125 | 0.1976 | 0.194 | 0.19048 | 0.18701 | 0.18361 | 0.18027 | 0.177 | 0.17378 | 0.17062 | 0.16752 | 0.16447 | 0.16148
ID | Commercial | School | Existing | Refrigeration | Glass Door Display | 0.11223 | 0.11019 | 0.10819 | 0.10622 | 0.10429 | 0.10239 | 0.10053 | 0.098703 | 0.096909 | 0.095147 | 0.093417 | 0.091718 | 0.090051 | 0.088414 | 0.086806 | 0.085228 | 0.083678 | 0.082157 | 0.080663 | 0.079196 | 0.077756 | 0.076343
ID | Commercial | School | Existing | Refrigeration | Open Display Case | 0.10719 | 0.10524 | 0.10333 | 0.10145 | 0.099607 | 0.097796 | 0.096018 | 0.094272 | 0.092558 | 0.090875 | 0.089223 | 0.0876 | 0.086008 | 0.084444 | 0.082909 | 0.081401 | 0.079921 | 0.078468 | 0.077041 | 0.075641 | 0.074265 | 0.072915
ID | Commercial | School | Existing | Refrigeration | Icemaker | 0.78528 | 0.771 | 0.75698 | 0.74322 | 0.7297 | 0.71644 | 0.70341 | 0.69062 | 0.67806 | 0.66574 | 0.65363 | 0.64175 | 0.63008 | 0.61862 | 0.60738 | 0.59633 | 0.58549 | 0.57484 | 0.56439 | 0.55413 | 0.54406 | 0.53416
ID | Commercial | School | Existing | Refrigeration | Vending Machine | 0.39132 | 0.3842 | 0.37722 | 0.37036 | 0.36362 | 0.35701 | 0.35052 | 0.34415 | 0.33789 | 0.33175 | 0.32572 | 0.31979 | 0.31398 | 0.30827 | 0.30267 | 0.29716 | 0.29176 | 0.28645 | 0.28125 | 0.27613 | 0.27111 | 0.26618
ID | Commercial | School | Existing | Food Preparation | Oven | 0.21958 | 0.21558 | 0.21166 | 0.20781 | 0.20404 | 0.20033 | 0.19668 | 0.19311 | 0.1896 | 0.18615 | 0.18277 | 0.17944 | 0.17618 | 0.17298 | 0.16983 | 0.16674 | 0.16371 | 0.16074 | 0.15781 | 0.15494 | 0.15213 | 0.14936
ID | Commercial | School | Existing | Food Preparation | Fryer | 0.14713 | 0.14445 | 0.14183 | 0.13925 | 0.13672 | 0.13423 | 0.13179 | 0.12939 | 0.12704 | 0.12473 | 0.12246 | 0.12024 | 0.11805 | 0.1159 | 0.1138 | 0.11173 | 0.1097 | 0.1077 | 0.10574 | 0.10382 | 0.10193 | 0.10008
ID | Commercial | School | Existing | Food Preparation | Dishwasher | 0.084417 | 0.082882 | 0.081376 | 0.079896 | 0.078443 | 0.077017 | 0.075617 | 0.074242 | 0.072892 | 0.071567 | 0.070266 | 0.068988 | 0.067734 | 0.066502 | 0.065293 | 0.064106 | 0.06294 | 0.061796 | 0.060672 | 0.059569 | 0.058486 | 0.057423
ID | Commercial | School | Existing | Food Preparation | Hot Food Container | 0.0068297 | 0.0067055 | 0.0065836 | 0.0064639 | 0.0063463 | 0.006231 | 0.0061177 | 0.0060064 | 0.0058972 | 0.00579 | 0.0056847 | 0.0055814 | 0.0054799 | 0.0053803 | 0.0052824 | 0.0051864 | 0.0050921 | 0.0049995 | 0.0049086 | 0.0048194 | 0.0047317 | 0.0046457
ID | Commercial | School | Existing | Food Preparation | Steamer | 0.083501 | 0.081983 | 0.080492 | 0.079029 | 0.077592 | 0.076181 | 0.074796 | 0.073436 | 0.072101 | 0.07079 | 0.069503 | 0.068239 | 0.066998 | 0.06578 | 0.064584 | 0.06341 | 0.062257 | 0.061125 | 0.060014 | 0.058923 | 0.057851 | 0.0568
ID | Commercial | School | Existing | Food Preparation | Griddle | 0.090245 | 0.088604 | 0.086993 | 0.085412 | 0.083859 | 0.082334 | 0.080837 | 0.079367 | 0.077924 | 0.076507 | 0.075116 | 0.073751 | 0.07241 | 0.071093 | 0.0698 | 0.068531 | 0.067285 | 0.066062 | 0.064861 | 0.063682 | 0.062524 | 0.061387
ID | Commercial | School | Existing | Office Equipment | Desktop Computer | 1.002 | 0.96174 | 0.92306 | 0.88595 | 0.85032 | 0.81613 | 0.78331 | 0.75181 | 0.72158 | 0.69256 | 0.66471 | 0.63798 | 0.61233 | 0.58771 | 0.56407 | 0.54139 | 0.51962 | 0.49872 | 0.47867 | 0.45942 | 0.44095 | 0.42322
ID | Commercial | School | Existing | Office Equipment | Laptop | 0.34875 | 0.35016 | 0.35158 | 0.353 | 0.35443 | 0.35587 | 0.35731 | 0.35876 | 0.36021 | 0.36167 | 0.36313 | 0.3646 | 0.36608 | 0.36756 | 0.36905 | 0.37055 | 0.37205 | 0.37355 | 0.37507 | 0.37659 | 0.37811 | 0.37964
ID | Commercial | School | Existing | Office Equipment | Server | 0.99814 | 1.0017 | 1.0053 | 1.0089 | 1.0126 | 1.0162 | 1.0198 | 1.0235 | 1.0272 | 1.0309 | 1.0346 | 1.0383 | 1.042 | 1.0458 | 1.0495 | 1.0533 | 1.0571 | 1.0609 | 1.0647 | 1.0685 | 1.0724 | 1.0762
ID | Commercial | School | Existing | Office Equipment | Monitor | 0.28935 | 0.28543 | 0.28156 | 0.27774 | 0.27397 | 0.27025 | 0.26658 | 0.26297 | 0.2594 | 0.25588 | 0.25241 | 0.24899 | 0.24561 | 0.24228 | 0.23899 | 0.23575 | 0.23255 | 0.22939 | 0.22628 | 0.22321 | 0.22018 | 0.2172
ID | Commercial | School | Existing | Office Equipment | Printer/Copier/Fax | 0.23328 | 0.23272 | 0.23217 | 0.23162 | 0.23107 | 0.23053 | 0.22998 | 0.22943 | 0.22889 | 0.22835 | 0.22781 | 0.22727 | 0.22673 | 0.22619 | 0.22565 | 0.22512 | 0.22459 | 0.22405 | 0.22352 | 0.22299 | 0.22246 | 0.22194
ID | Commercial | School | Existing | Office Equipment | POS Terminal | 0.059377 | 0.058454 | 0.057545 | 0.05665 | 0.055769 | 0.054902 | 0.054048 | 0.053208 | 0.052381 | 0.051566 | 0.050765 | 0.049975 | 0.049198 | 0.048433 | 0.04768 | 0.046939 | 0.046209 | 0.045491 | 0.044783 | 0.044087 | 0.043401 | 0.042727
ID | Commercial | School | Existing | Miscellaneous | Non-HVAC Motors | 0.33502 | 0.32893 | 0.32295 | 0.31708 | 0.31131 | 0.30565 | 0.30009 | 0.29464 | 0.28928 | 0.28402 | 0.27886 | 0.27379 | 0.26881 | 0.26392 | 0.25912 | 0.25441 | 0.24979 | 0.24524 | 0.24078 | 0.23641 | 0.23211 | 0.22789
ID | Commercial | School | Existing | Miscellaneous | Pool Pump | 0.0069724 | 0.0067699 | 0.0065415 | 0.0062963 | 0.0060411 | 0.0057807 | 0.0055187 | 0.0053028 | 0.0051213 | 0.0049655 | 0.0048291 | 0.0047073 | 0.0045967 | 0.0044947 | 0.0043994 | 0.0043095 | 0.0042238 | 0.0041415 | 0.0040623 | 0.0039855 | 0.0039108 | 0.0038381
ID | Commercial | School | Existing | Miscellaneous | Pool Heater | 0.0015062 | 0.0014788 | 0.0014519 | 0.0014255 | 0.0013996 | 0.0013742 | 0.0013492 | 0.0013247 | 0.0013006 | 0.0012769 | 0.0012537 | 0.0012309 | 0.0012085 | 0.0011866 | 0.001165 | 0.0011438 | 0.001123 | 0.0011026 | 0.0010825 | 0.0010629 | 0.0010435 | 0.0010246
ID | Commercial | School | Existing | Miscellaneous | Clothes Washer | 0.0045805 | 0.0044972 | 0.0044154 | 0.0043352 | 0.0042563 | 0.004179 | 0.004103 | 0.0040284 | 0.0039551 | 0.0038832 | 0.0038126 | 0.0037433 | 0.0036752 | 0.0036084 | 0.0035428 | 0.0034784 | 0.0034151 | 0.0033531 | 0.0032921 | 0.0032322 | 0.0031735 | 0.0031158
ID | Commercial | School | Existing | Miscellaneous | Clothes Dryer | 0.010903 | 0.010705 | 0.01051 | 0.010319 | 0.010131 | 0.0099472 | 0.0097664 | 0.0095888 | 0.0094145 | 0.0092433 | 0.0090752 | 0.0089102 | 0.0087482 | 0.0085892 | 0.008433 | 0.0082797 | 0.0081291 | 0.0079813 | 0.0078362 | 0.0076937 | 0.0075539 | 0.0074165
ID | Commercial | School | Existing | Miscellaneous | Electric Vehicle Chargers | 0 | 0 | 0 | 0 | 0 | 0 | 0 | 0 | 0 | 0 | 0 | 0 | 0 | 0 | 0 | 0 | 0 | 0 | 0 | 0 | 0 | 0
ID | Commercial | School | Existing | Miscellaneous | Other Miscellaneous | 0.82988 | 0.84728 | 0.86505 | 0.88318 | 0.9017 | 0.92061 | 0.93991 | 0.95962 | 0.97974 | 1.0003 | 1.0213 | 1.0427 | 1.0645 | 1.0869 | 1.1096 | 1.1329 | 1.1567 | 1.1809 | 1.2057 | 1.231 | 1.2568 | 1.2831
ID | Commercial | School | Existing | Generation | Solar PV | -0.1069 | -0.22625 | -0.39091 | -0.57394 | -0.75152 | -0.96087 | -1.1859 | -1.3993 | -1.6478 | -1.9101 | -2.1527 | -2.3618 | -2.5599 | -2.7119 | -2.8579 | -2.9988 | -3.1338 | -3.2642 | -3.3881 | -3.5059 | -3.6186 | -3.7263
ID | Commercial | School | New | Cooling | Air-Cooled Chiller | 0 | 0.012254 | 0.022994 | 0.033932 | 0.044835 | 0.055936 | 0.066974 | 0.078092 | 0.089179 | 0.1002 | 0.11122 | 0.1223 | 0.13335 | 0.14442 | 0.1555 | 0.16709 | 0.17884 | 0.19071 | 0.20266 | 0.21463 | 0.22664 | 0.2387
ID | Commercial | School | New | Cooling | Water-Cooled Chiller | 0 | 0.044029 | 0.08276 | 0.12219 | 0.16153 | 0.20564 | 0.24954 | 0.29374 | 0.33765 | 0.3812 | 0.42477 | 0.46863 | 0.51238 | 0.55628 | 0.60002 | 0.64581 | 0.69224 | 0.73961 | 0.7877 | 0.83602 | 0.88462 | 0.93343
ID | Commercial | School | New | Cooling | RTU | 0 | 0.048444 | 0.085495 | 0.12319 | 0.16075 | 0.19909 | 0.23721 | 0.27555 | 0.31378 | 0.35179 | 0.38979 | 0.42801 | 0.4661 | 0.50357 | 0.54109 | 0.5805 | 0.62048 | 0.66093 | 0.7017 | 0.74256 | 0.78361 | 0.82496
ID | Commercial | School | New | Cooling | Packaged Terminal AC | 0 | 0.018856 | 0.035402 | 0.052233 | 0.06901 | 0.086112 | 0.10312 | 0.12022 | 0.13728 | 0.15424 | 0.17119 | 0.18824 | 0.20523 | 0.22227 | 0.23931 | 0.25715 | 0.27522 | 0.29347 | 0.31186 | 0.33026 | 0.34873 | 0.36732
ID | Commercial | School | New | Cooling | Packaged Terminal HP | 0 | 0.0029232 | 0.0054882 | 0.0080974 | 0.010698 | 0.013349 | 0.015986 | 0.018638 | 0.021282 | 0.02391 | 0.026538 | 0.029182 | 0.031816 | 0.034458 | 0.037098 | 0.039864 | 0.042665 | 0.045495 | 0.048345 | 0.051198 | 0.054061 | 0.056943
ID | Commercial | School | New | Cooling | Air-Source Heat Pump | 0 | 0.0066398 | 0.011929 | 0.017309 | 0.022672 | 0.028142 | 0.033582 | 0.039054 | 0.044511 | 0.049934 | 0.055357 | 0.060811 | 0.066189 | 0.071586 | 0.076985 | 0.082646 | 0.088386 | 0.094188 | 0.10003 | 0.10589 | 0.11176 | 0.11768
ID | Commercial | School | New | Cooling | Geothermal Heat Pump | 0 | 0.0011094 | 0.002083 | 0.0030733 | 0.0040604 | 0.0050666 | 0.0060672 | 0.0070737 | 0.0080773 | 0.0090749 | 0.010072 | 0.011076 | 0.012075 | 0.013078 | 0.01408 | 0.01513 | 0.016193 | 0.017267 | 0.018349 | 0.019432 | 0.020518 | 0.021612
ID | Commercial | School | New | Space Heating | Electric Furnace | 0 | 0.1297 | 0.2435 | 0.36074 | 0.47466 | 0.58626 | 0.6949 | 0.80524 | 0.90649 | 1.0082 | 1.1077 | 1.2107 | 1.3015 | 1.3954 | 1.4873 | 1.5851 | 1.6693 | 1.7586 | 1.8464 | 1.9398 | 2.016 | 2.0985
ID | Commercial | School | New | Space Heating | Electric Room Heat | 0 | 0.017482 | 0.032821 | 0.048624 | 0.063979 | 0.079021 | 0.093665 | 0.10854 | 0.12218 | 0.13589 | 0.14931 | 0.16318 | 0.17542 | 0.18809 | 0.20047 | 0.21365 | 0.225 | 0.23704 | 0.24888 | 0.26147 | 0.27174 | 0.28286
ID | Commercial | School | New | Space Heating | Packaged Terminal HP | 0 | 0.011635 | 0.021844 | 0.032362 | 0.042581 | 0.052592 | 0.062338 | 0.072236 | 0.08132 | 0.090442 | 0.099371 | 0.10861 | 0.11675 | 0.12518 | 0.13342 | 0.14219 | 0.14975 | 0.15776 | 0.16564 | 0.17402 | 0.18086 | 0.18825
ID | Commercial | School | New | Space Heating | Air-Source Heat Pump | 0 | 0.035064 | 0.064927 | 0.095697 | 0.12559 | 0.15486 | 0.18337 | 0.21232 | 0.23888 | 0.26556 | 0.29168 | 0.31869 | 0.34242 | 0.36698 | 0.39103 | 0.41661 | 0.43864 | 0.46202 | 0.48502 | 0.50948 | 0.52943 | 0.55104
ID | Commercial | School | New | Space Heating | Geothermal Heat Pump | 0 | 0.0053451 | 0.010035 | 0.014867 | 0.019562 | 0.024161 | 0.028639 | 0.033186 | 0.037359 | 0.041549 | 0.045652 | 0.049894 | 0.053637 | 0.057508 | 0.061296 | 0.065325 | 0.068796 | 0.072477 | 0.076096 | 0.079946 | 0.083086 | 0.086485
ID | Commercial | School | New | Ventilation | Ventilation | 0 | 0.10055 | 0.18879 | 0.28041 | 0.37174 | 0.45627 | 0.53931 | 0.62194 | 0.70335 | 0.78235 | 0.8604 | 0.93811 | 1.0147 | 1.0906 | 1.1656 | 1.2403 | 1.3149 | 1.3888 | 1.4616 | 1.5321 | 1.6012 | 1.67
ID | Commercial | School | New | Water Heating | Water Heater | 0 | 0.018713 | 0.035134 | 0.051838 | 0.068488 | 0.084941 | 0.1011 | 0.11717 | 0.133 | 0.14855 | 0.16391 | 0.17919 | 0.19424 | 0.20916 | 0.22391 | 0.23859 | 0.25324 | 0.26534 | 0.27726 | 0.28837 | 0.29943 | 0.31038
ID | Commercial | School | New | Interior Lighting | General Service Lighting | 0 | 0.020106 | 0.037749 | 0.055696 | 0.070152 | 0.084437 | 0.097757 | 0.11061 | 0.12298 | 0.13352 | 0.14405 | 0.1545 | 0.16506 | 0.17549 | 0.18456 | 0.19348 | 0.20229 | 0.21097 | 0.21965 | 0.22707 | 0.2347 | 0.24237
ID | Commercial | School | New | Interior Lighting | Exempted Lighting | 0 | 0.00010575 | 0.00018493 | 0.00026239 | 0.00032047 | 0.00037857 | 0.00043717 | 0.00049267 | 0.00055283 | 0.00060668 | 0.00065622 | 0.00070273 | 0.00074614 | 0.00078954 | 0.00082475 | 0.00085318 | 0.00088342 | 0.0009143 | 0.00094993 | 0.00098585 | 0.0010219 | 0.0010579
ID | Commercial | School | New | Interior Lighting | High-Bay Lighting | 0 | 0.033123 | 0.062188 | 0.091755 | 0.12097 | 0.14984 | 0.1782 | 0.20639 | 0.23417 | 0.2613 | 0.28812 | 0.31479 | 0.34102 | 0.367 | 0.3925 | 0.41786 | 0.44317 | 0.46835 | 0.49331 | 0.5179 | 0.54222 | 0.56635
ID | Commercial | School | New | Interior Lighting | Linear Lighting | 0 | 0.22021 | 0.41344 | 0.61001 | 0.80036 | 0.98845 | 1.1732 | 1.3569 | 1.5379 | 1.7123 | 1.8846 | 2.056 | 2.2248 | 2.3922 | 2.5554 | 2.7178 | 2.8799 | 3.0412 | 3.2012 | 3.3589 | 3.5122 | 3.6624
ID | Commercial | School | New | Exterior Lighting | General Service Lighting | 0 | 0.0061696 | 0.011583 | 0.01709 | 0.021107 | 0.024956 | 0.028636 | 0.032338 | 0.036017 | 0.038933 | 0.041803 | 0.044621 | 0.047535 | 0.050414 | 0.05278 | 0.055101 | 0.057389 | 0.059634 | 0.061881 | 0.063694 | 0.065589 | 0.067502
ID | Commercial | School | New | Exterior Lighting | Area Lighting | 0 | 0.0004026 | 0.00075587 | 0.0011152 | 0.0014633 | 0.0018072 | 0.002145 | 0.0024809 | 0.0028118 | 0.0031309 | 0.0034463 | 0.0037599 | 0.0040672 | 0.0043706 | 0.0046636 | 0.0049545 | 0.0052446 | 0.0055328 | 0.0058183 | 0.0060992 | 0.0063771 | 0.0066531
ID | Commercial | School | New | Exterior Lighting | Linear Lighting | 0 | 0.014821 | 0.027826 | 0.041056 | 0.053867 | 0.066527 | 0.078962 | 0.091325 | 0.10351 | 0.11524 | 0.12684 | 0.13838 | 0.14974 | 0.16101 | 0.17199 | 0.18292 | 0.19383 | 0.20468 | 0.21546 | 0.22607 | 0.23638 | 0.2465
ID | Commercial | School | New | Refrigeration | Walk-in Refrigerator/Freezer | 0 | 0.0017744 | 0.0033314 | 0.0049153 | 0.006494 | 0.0080541 | 0.0095866 | 0.01111 | 0.012611 | 0.014085 | 0.015542 | 0.016991 | 0.018418 | 0.019833 | 0.021231 | 0.022623 | 0.024012 | 0.025394 | 0.026766 | 0.028117 | 0.029453 | 0.030779
ID | Commercial | School | New | Refrigeration | Reach-in Refrigerator/Freezer | 0 | 0.0093754 | 0.017602 | 0.025971 | 0.034312 | 0.042555 | 0.050652 | 0.058702 | 0.066633 | 0.074422 | 0.082119 | 0.089773 | 0.097314 | 0.10479 | 0.11218 | 0.11953 | 0.12687 | 0.13418 | 0.14142 | 0.14856 | 0.15562 | 0.16262
ID | Commercial | School | New | Refrigeration | Glass Door Display | 0 | 0.0044324 | 0.0083217 | 0.012278 | 0.016222 | 0.020119 | 0.023947 | 0.027752 | 0.031502 | 0.035184 | 0.038823 | 0.042442 | 0.046007 | 0.049542 | 0.053035 | 0.056511 | 0.059981 | 0.063434 | 0.066859 | 0.070235 | 0.073572 | 0.076883
ID | Commercial | School | New | Refrigeration | Open Display Case | 0 | 0.0042334 | 0.0079481 | 0.011727 | 0.015493 | 0.019215 | 0.022872 | 0.026506 | 0.030088 | 0.033605 | 0.03708 | 0.040536 | 0.043941 | 0.047317 | 0.050654 | 0.053973 | 0.057287 | 0.060586 | 0.063857 | 0.067081 | 0.070269 | 0.073431
ID | Commercial | School | New | Refrigeration | Icemaker | 0 | 0.031013 | 0.058226 | 0.085909 | 0.1135 | 0.14077 | 0.16755 | 0.19418 | 0.22042 | 0.24618 | 0.27164 | 0.29696 | 0.32191 | 0.34664 | 0.37108 | 0.3954 | 0.41968 | 0.44384 | 0.46781 | 0.49143 | 0.51478 | 0.53795
ID | Commercial | School | New | Refrigeration | Vending Machine | 0 | 0.015454 | 0.029015 | 0.04281 | 0.05656 | 0.070148 | 0.083495 | 0.096764 | 0.10984 | 0.12268 | 0.13536 | 0.14798 | 0.16041 | 0.17274 | 0.18492 | 0.19703 | 0.20913 | 0.22117 | 0.23312 | 0.24489 | 0.25652 | 0.26807
ID | Commercial | School | New | Food Preparation | Oven | 0 | 0.0086717 | 0.016281 | 0.024021 | 0.031737 | 0.039361 | 0.046851 | 0.054296 | 0.061632 | 0.068836 | 0.075955 | 0.083035 | 0.09001 | 0.096925 | 0.10376 | 0.11056 | 0.11735 | 0.1241 | 0.13081 | 0.13741 | 0.14394 | 0.15042
ID | Commercial | School | New | Food Preparation | Fryer | 0 | 0.0058106 | 0.010909 | 0.016096 | 0.021266 | 0.026374 | 0.031393 | 0.036382 | 0.041297 | 0.046124 | 0.050894 | 0.055639 | 0.060312 | 0.064946 | 0.069525 | 0.074082 | 0.07863 | 0.083157 | 0.087648 | 0.092073 | 0.096448 | 0.10079
ID | Commercial | School | New | Food Preparation | Dishwasher | 0 | 0.0033339 | 0.0062594 | 0.0092352 | 0.012202 | 0.015133 | 0.018012 | 0.020875 | 0.023695 | 0.026465 | 0.029202 | 0.031924 | 0.034605 | 0.037264 | 0.039891 | 0.042506 | 0.045116 | 0.047713 | 0.05029 | 0.052829 | 0.055339 | 0.057829
ID | Commercial | School | New | Food Preparation | Hot Food Container | 0 | 0.00026973 | 0.0005064 | 0.00074716 | 0.00098715 | 0.0012243 | 0.0014572 | 0.0016888 | 0.001917 | 0.0021411 | 0.0023625 | 0.0025827 | 0.0027997 | 0.0030148 | 0.0032274 | 0.0034389 | 0.00365 | 0.0038602 | 0.0040686 | 0.004274 | 0.0044771 | 0.0046786
ID | Commercial | School | New | Food Preparation | Steamer | 0 | 0.0032977 | 0.0061914 | 0.009135 | 0.012069 | 0.014969 | 0.017817 | 0.020648 | 0.023438 | 0.026177 | 0.028885 | 0.031577 | 0.034229 | 0.036859 | 0.039458 | 0.042044 | 0.044626 | 0.047195 | 0.049744 | 0.052255 | 0.054738 | 0.057202
ID | Commercial | School | New | Food Preparation | Griddle | 0 | 0.0035641 | 0.0066915 | 0.0098728 | 0.013044 | 0.016177 | 0.019256 | 0.022316 | 0.025331 | 0.028292 | 0.031218 | 0.034127 | 0.036994 | 0.039836 | 0.042645 | 0.04544 | 0.04823 | 0.051007 | 0.053761 | 0.056476 | 0.059159 | 0.061822
ID | Commercial | School | New | Office Equipment | Desktop Computer | 0 | 0.038686 | 0.071002 | 0.10241 | 0.13226 | 0.16036 | 0.18659 | 0.21139 | 0.23456 | 0.2561 | 0.27625 | 0.29522 | 0.31284 | 0.32931 | 0.34463 | 0.35897 | 0.37246 | 0.38507 | 0.39676 | 0.40744 | 0.41722 | 0.42621
ID | Commercial | School | New | Office Equipment | Laptop | 0 | 0.014085 | 0.027043 | 0.040804 | 0.05513 | 0.069923 | 0.085112 | 0.10087 | 0.11709 | 0.13374 | 0.15091 | 0.16872 | 0.18703 | 0.20596 | 0.22548 | 0.24569 | 0.26668 | 0.28842 | 0.31088 | 0.33397 | 0.35777 | 0.38233
ID | Commercial | School | New | Office Equipment | Server | 0 | 0.040294 | 0.077329 | 0.11662 | 0.1575 | 0.19967 | 0.24293 | 0.28778 | 0.33391 | 0.38121 | 0.42996 | 0.48046 | 0.53237 | 0.58599 | 0.64122 | 0.69839 | 0.75772 | 0.81911 | 0.88249 | 0.94761 | 1.0146 | 1.0838
ID | Commercial | School | New | Office Equipment | Monitor | 0 | 0.011481 | 0.021657 | 0.032104 | 0.042615 | 0.0531 | 0.063501 | 0.073939 | 0.084323 | 0.094622 | 0.1049 | 0.11522 | 0.12548 | 0.13576 | 0.14601 | 0.15631 | 0.16669 | 0.17712 | 0.18756 | 0.19795 | 0.20833 | 0.21873
ID | Commercial | School | New | Office Equipment | Printer/Copier/Fax | 0 | 0.0093613 | 0.017859 | 0.026773 | 0.035942 | 0.045295 | 0.054782 | 0.06451 | 0.074405 | 0.08444 | 0.094674 | 0.10517 | 0.11583 | 0.12674 | 0.13787 | 0.14927 | 0.16098 | 0.17299 | 0.18527 | 0.19776 | 0.21049 | 0.22351
ID | Commercial | School | New | Office Equipment | POS Terminal | 0 | 0.002345 | 0.0044027 | 0.0064958 | 0.0085822 | 0.010644 | 0.012669 | 0.014683 | 0.016666 | 0.018615 | 0.02054 | 0.022454 | 0.02434 | 0.02621 | 0.028059 | 0.029897 | 0.031733 | 0.03356 | 0.035372 | 0.037158 | 0.038924 | 0.040676
ID | Commercial | School | New | Miscellaneous | Non-HVAC Motors | 0 | 0.013231 | 0.024841 | 0.036651 | 0.048423 | 0.060056 | 0.071483 | 0.082843 | 0.094036 | 0.10503 | 0.11589 | 0.12669 | 0.13733 | 0.14789 | 0.15831 | 0.16869 | 0.17905 | 0.18935 | 0.19958 | 0.20966 | 0.21962 | 0.2295
ID | Commercial | School | New | Miscellaneous | Pool Pump | 0 | 0.00022256 | 0.00041785 | 0.00061651 | 0.00081453 | 0.0010102 | 0.0012024 | 0.0013935 | 0.0015818 | 0.0017667 | 0.0019494 | 0.0021311 | 0.0023101 | 0.0024876 | 0.002663 | 0.0028375 | 0.0030118 | 0.0031852 | 0.0033572 | 0.0035267 | 0.0036942 | 0.0038605
ID | Commercial | School | New | Miscellaneous | Pool Heater | 0 | 5.9485e-05 | 0.00011168 | 0.00016478 | 0.00021771 | 0.00027001 | 0.00032138 | 0.00037246 | 0.00042278 | 0.00047219 | 0.00052103 | 0.0005696 | 0.00061744 | 0.00066488 | 0.00071176 | 0.00075841 | 0.00080498 | 0.00085132 | 0.00089729 | 0.00094259 | 0.00098738 | 0.0010318
ID | Commercial | School | New | Miscellaneous | Clothes Washer | 0 | 0.0001809 | 0.00033963 | 0.00050111 | 0.00066206 | 0.0008211 | 0.00097734 | 0.0011327 | 0.0012857 | 0.001436 | 0.0015845 | 0.0017322 | 0.0018777 | 0.0020219 | 0.0021645 | 0.0023064 | 0.002448 | 0.0025889 | 0.0027287 | 0.0028665 | 0.0030027 | 0.0031378
ID | Commercial | School | New | Miscellaneous | Clothes Dryer | 0 | 0.0004306 | 0.00080844 | 0.0011928 | 0.0015759 | 0.0019545 | 0.0023264 | 0.0026961 | 0.0030603 | 0.0034181 | 0.0037716 | 0.0041231 | 0.0044695 | 0.0048128 | 0.0051522 | 0.0054899 | 0.005827 | 0.0061624 | 0.0064952 | 0.0068232 | 0.0071474 | 0.007469
ID | Commercial | School | New | Miscellaneous | Electric Vehicle Chargers | 0 | 0 | 0 | 0 | 0 | 0 | 0 | 0 | 0 | 0 | 0 | 0 | 0 | 0 | 0 | 0 | 0 | 0 | 0 | 0 | 0 | 0
ID | Commercial | School | New | Miscellaneous | Other Miscellaneous | 0 | 0.034082 | 0.066539 | 0.10209 | 0.14026 | 0.18089 | 0.22389 | 0.26982 | 0.31848 | 0.36989 | 0.42442 | 0.48249 | 0.54387 | 0.60901 | 0.67795 | 0.75118 | 0.8291 | 0.91179 | 0.99935 | 1.0917 | 1.1891 | 1.2922
ID | Commercial | School | New | Generation | Solar PV | 0 | -0.0091009 | -0.030069 | -0.066342 | -0.1169 | -0.1888 | -0.28248 | -0.39344 | -0.53565 | -0.70635 | -0.89465 | -1.0929 | -1.3079 | -1.5196 | -1.746 | -1.9883 | -2.2463 | -2.5203 | -2.8083 | -3.1092 | -3.4239 | -3.7527
ID | Commercial | Lodging | Existing | Cooling | Air-Cooled Chiller | 0.045459 | 0.04433 | 0.043195 | 0.042061 | 0.040936 | 0.040068 | 0.039208 | 0.038361 | 0.037529 | 0.036719 | 0.035933 | 0.035174 | 0.034443 | 0.033743 | 0.033077 | 0.032535 | 0.032025 | 0.031542 | 0.031084 | 0.03065 | 0.030236 | 0.029841
ID | Commercial | Lodging | Existing | Cooling | Water-Cooled Chiller | 0.134 | 0.13196 | 0.12995 | 0.12797 | 0.12602 | 0.12486 | 0.12371 | 0.12256 | 0.12141 | 0.12027 | 0.11914 | 0.11801 | 0.11688 | 0.11576 | 0.11465 | 0.11385 | 0.11305 | 0.11224 | 0.11143 | 0.11061 | 0.10979 | 0.10897
ID | Commercial | Lodging | Existing | Cooling | RTU | 0.36423 | 0.35862 | 0.35158 | 0.3445 | 0.33741 | 0.33235 | 0.32724 | 0.32207 | 0.31688 | 0.31166 | 0.30644 | 0.30121 | 0.296 | 0.29096 | 0.28622 | 0.28253 | 0.27903 | 0.2757 | 0.27253 | 0.2695 | 0.26659 | 0.26378
ID | Commercial | Lodging | Existing | Cooling | Packaged Terminal AC | 0.36247 | 0.35689 | 0.3514 | 0.346 | 0.34067 | 0.33748 | 0.3343 | 0.33114 | 0.32799 | 0.32486 | 0.32174 | 0.31864 | 0.31556 | 0.31249 | 0.30944 | 0.30726 | 0.30506 | 0.30286 | 0.30064 | 0.29842 | 0.29618 | 0.29395
ID | Commercial | Lodging | Existing | Cooling | Packaged Terminal HP | 0.15458 | 0.1522 | 0.14986 | 0.14755 | 0.14528 | 0.14392 | 0.14257 | 0.14122 | 0.13987 | 0.13854 | 0.13721 | 0.13589 | 0.13457 | 0.13326 | 0.13196 | 0.13103 | 0.1301 | 0.12915 | 0.12821 | 0.12726 | 0.12631 | 0.12535
ID | Commercial | Lodging | Existing | Cooling | Air-Source Heat Pump | 0.068993 | 0.067711 | 0.066245 | 0.064783 | 0.063331 | 0.062274 | 0.061219 | 0.060171 | 0.059134 | 0.058112 | 0.057107 | 0.056122 | 0.055174 | 0.054272 | 0.053414 | 0.05274 | 0.052095 | 0.051477 | 0.050882 | 0.050309 | 0.049755 | 0.049219
ID | Commercial | Lodging | Existing | Cooling | Geothermal Heat Pump | 0.00025002 | 0.00024411 | 0.00023816 | 0.00023222 | 0.00022636 | 0.00022197 | 0.00021768 | 0.00021351 | 0.0002095 | 0.00020567 | 0.00020205 | 0.00019865 | 0.00019546 | 0.00019243 | 0.00018957 | 0.00018735 | 0.00018525 | 0.00018323 | 0.00018129 | 0.00017941 | 0.00017761 | 0.00017585
ID | Commercial | Lodging | Existing | Space Heating | Electric Furnace | 0.52351 | 0.51546 | 0.50753 | 0.50177 | 0.49203 | 0.48246 | 0.47306 | 0.46572 | 0.45478 | 0.44589 | 0.43717 | 0.43033 | 0.4202 | 0.41194 | 0.40385 | 0.3977 | 0.38853 | 0.38109 | 0.37378 | 0.36806 | 0.35955 | 0.35263
ID | Commercial | Lodging | Existing | Space Heating | Electric Room Heat | 0.87133 | 0.85792 | 0.84472 | 0.83514 | 0.81893 | 0.803 | 0.78735 | 0.77515 | 0.75693 | 0.74213 | 0.72761 | 0.71624 | 0.69937 | 0.68564 | 0.67216 | 0.66193 | 0.64667 | 0.63428 | 0.62211 | 0.6126 | 0.59843 | 0.58692
ID | Commercial | Lodging | Existing | Space Heating | Packaged Terminal HP | 0.52327 | 0.51522 | 0.50729 | 0.50153 | 0.4918 | 0.48223 | 0.47284 | 0.4655 | 0.45456 | 0.44568 | 0.43696 | 0.43013 | 0.42 | 0.41175 | 0.40366 | 0.39752 | 0.38835 | 0.38091 | 0.3736 | 0.36789 | 0.35938 | 0.35247
ID | Commercial | Lodging | Existing | Space Heating | Air-Source Heat Pump | 0.2595 | 0.25551 | 0.25133 | 0.24821 | 0.24311 | 0.23808 | 0.23314 | 0.22921 | 0.22351 | 0.21882 | 0.21421 | 0.21053 | 0.20526 | 0.20095 | 0.19676 | 0.19354 | 0.18889 | 0.18509 | 0.18138 | 0.17847 | 0.17422 | 0.17076
ID | Commercial | Lodging | Existing | Space Heating | Geothermal Heat Pump | 0.00093415 | 0.00091817 | 0.00090232 | 0.0008903 | 0.00087122 | 0.00085251 | 0.00083421 | 0.00081966 | 0.00079891 | 0.00078193 | 0.00076542 | 0.00075239 | 0.00073374 | 0.00071853 | 0.00070371 | 0.00069239 | 0.0006759 | 0.00066248 | 0.00064936 | 0.00063908 | 0.00062399 | 0.00061172
ID | Commercial | Lodging | Existing | Ventilation | Ventilation | 1.0789 | 1.0489 | 1.0186 | 0.9882 | 0.95844 | 0.92754 | 0.89719 | 0.86755 | 0.83874 | 0.81079 | 0.78387 | 0.75806 | 0.73342 | 0.70997 | 0.68776 | 0.6668 | 0.64715 | 0.62872 | 0.6114 | 0.59489 | 0.57926 | 0.56453
ID | Commercial | Lodging | Existing | Water Heating | Water Heater | 0.099642 | 0.097108 | 0.094422 | 0.091598 | 0.088716 | 0.085765 | 0.08274 | 0.079685 | 0.07665 | 0.073612 | 0.070582 | 0.067605 | 0.064859 | 0.062338 | 0.059981 | 0.057817 | 0.055789 | 0.053859 | 0.052068 | 0.050244 | 0.048474 | 0.046828
ID | Commercial | Lodging | Existing | Interior Lighting | General Service Lighting | 1.3232 | 1.2745 | 1.2154 | 1.1493 | 1.0568 | 0.96029 | 0.88426 | 0.82282 | 0.77184 | 0.72669 | 0.6892 | 0.65725 | 0.63116 | 0.60831 | 0.58582 | 0.56534 | 0.54653 | 0.52916 | 0.51331 | 0.49601 | 0.479 | 0.46248
ID | Commercial | Lodging | Existing | Interior Lighting | Exempted Lighting | 0.0056605 | 0.0053781 | 0.00491 | 0.0043358 | 0.0036119 | 0.0031182 | 0.0027809 | 0.0025382 | 0.0023738 | 0.002252 | 0.0021534 | 0.0020625 | 0.0019715 | 0.0018899 | 0.0018022 | 0.0017104 | 0.001621 | 0.0015381 | 0.0014803 | 0.0014355 | 0.0013983 | 0.0013655
ID | Commercial | Lodging | Existing | Interior Lighting | High-Bay Lighting | 0.011611 | 0.011403 | 0.011197 | 0.010994 | 0.010792 | 0.010593 | 0.010399 | 0.010209 | 0.010023 | 0.0098413 | 0.0096643 | 0.0094923 | 0.0093253 | 0.0091629 | 0.009004 | 0.0088493 | 0.0086985 | 0.0085514 | 0.0084079 | 0.0082677 | 0.0081307 | 0.0079967
ID | Commercial | Lodging | Existing | Interior Lighting | Linear Lighting | 0.35821 | 0.35244 | 0.34669 | 0.34097 | 0.33497 | 0.32902 | 0.32312 | 0.31728 | 0.31151 | 0.30558 | 0.29972 | 0.29396 | 0.28828 | 0.2827 | 0.27704 | 0.27148 | 0.26601 | 0.26065 | 0.25538 | 0.25021 | 0.24532 | 0.24065
ID | Commercial | Lodging | Existing | Exterior Lighting | General Service Lighting | 0.093833 | 0.09031 | 0.086022 | 0.081214 | 0.074083 | 0.066508 | 0.06053 | 0.05588 | 0.052211 | 0.048882 | 0.046081 | 0.043666 | 0.041757 | 0.040096 | 0.038438 | 0.036934 | 0.03556 | 0.034295 | 0.033146 | 0.031879 | 0.030635 | 0.02943
ID | Commercial | Lodging | Existing | Exterior Lighting | Area Lighting | 0.051456 | 0.050664 | 0.049885 | 0.049117 | 0.048308 | 0.047508 | 0.046718 | 0.045939 | 0.04517 | 0.044374 | 0.043587 | 0.042812 | 0.042054 | 0.041313 | 0.040559 | 0.039825 | 0.039109 | 0.03841 | 0.037727 | 0.037059 | 0.036408 | 0.035774
ID | Commercial | Lodging | Existing | Exterior Lighting | Linear Lighting | 0.017108 | 0.016833 | 0.016558 | 0.016285 | 0.015999 | 0.015714 | 0.015432 | 0.015153 | 0.014878 | 0.014594 | 0.014315 | 0.01404 | 0.013769 | 0.013502 | 0.013232 | 0.012966 | 0.012705 | 0.012449 | 0.012197 | 0.01195 | 0.011716 | 0.011493
ID | Commercial | Lodging | Existing | Refrigeration | Walk-in Refrigerator/Freezer | 0.0025076 | 0.0024691 | 0.0024311 | 0.0023937 | 0.0023568 | 0.0023206 | 0.0022849 | 0.0022497 | 0.0022151 | 0.002181 | 0.0021475 | 0.0021144 | 0.0020819 | 0.0020499 | 0.0020183 | 0.0019873 | 0.0019567 | 0.0019266 | 0.001897 | 0.0018678 | 0.0018391 | 0.0018108
ID | Commercial | Lodging | Existing | Refrigeration | Reach-in Refrigerator/Freezer | 0.052706 | 0.051895 | 0.051096 | 0.05031 | 0.049536 | 0.048774 | 0.048024 | 0.047285 | 0.046558 | 0.045841 | 0.045136 | 0.044442 | 0.043758 | 0.043085 | 0.042422 | 0.041769 | 0.041127 | 0.040494 | 0.039871 | 0.039258 | 0.038654 | 0.038059
ID | Commercial | Lodging | Existing | Refrigeration | Glass Door Display | 0.035565 | 0.035018 | 0.03448 | 0.033949 | 0.033427 | 0.032913 | 0.032406 | 0.031908 | 0.031417 | 0.030933 | 0.030457 | 0.029989 | 0.029528 | 0.029073 | 0.028626 | 0.028186 | 0.027752 | 0.027325 | 0.026905 | 0.026491 | 0.026083 | 0.025682
ID | Commercial | Lodging | Existing | Refrigeration | Open Display Case | 0.033969 | 0.033446 | 0.032931 | 0.032425 | 0.031926 | 0.031435 | 0.030951 | 0.030475 | 0.030006 | 0.029545 | 0.02909 | 0.028642 | 0.028202 | 0.027768 | 0.027341 | 0.02692 | 0.026506 | 0.026098 | 0.025697 | 0.025301 | 0.024912 | 0.024529
ID | Commercial | Lodging | Existing | Refrigeration | Icemaker | 0.3318 | 0.32669 | 0.32167 | 0.31672 | 0.31185 | 0.30705 | 0.30232 | 0.29767 | 0.29309 | 0.28858 | 0.28414 | 0.27977 | 0.27547 | 0.27123 | 0.26706 | 0.26295 | 0.2589 | 0.25492 | 0.251 | 0.24714 | 0.24334 | 0.23959
ID | Commercial | Lodging | Existing | Refrigeration | Vending Machine | 0.07498 | 0.073827 | 0.072691 | 0.071572 | 0.070471 | 0.069387 | 0.06832 | 0.067269 | 0.066234 | 0.065215 | 0.064211 | 0.063224 | 0.062251 | 0.061293 | 0.06035 | 0.059422 | 0.058508 | 0.057607 | 0.056721 | 0.055849 | 0.054989 | 0.054143
ID | Commercial | Lodging | Existing | Food Preparation | Oven | 0.072143 | 0.071033 | 0.06994 | 0.068864 | 0.067804 | 0.066761 | 0.065734 | 0.064723 | 0.063727 | 0.062747 | 0.061781 | 0.060831 | 0.059895 | 0.058974 | 0.058066 | 0.057173 | 0.056293 | 0.055427 | 0.054575 | 0.053735 | 0.052908 | 0.052094
ID | Commercial | Lodging | Existing | Food Preparation | Fryer | 0.080264 | 0.079029 | 0.077813 | 0.076616 | 0.075438 | 0.074277 | 0.073134 | 0.072009 | 0.070901 | 0.06981 | 0.068736 | 0.067679 | 0.066638 | 0.065613 | 0.064603 | 0.063609 | 0.062631 | 0.061667 | 0.060718 | 0.059784 | 0.058864 | 0.057959
ID | Commercial | Lodging | Existing | Food Preparation | Dishwasher | 0.059631 | 0.058713 | 0.05781 | 0.056921 | 0.056045 | 0.055183 | 0.054334 | 0.053498 | 0.052675 | 0.051864 | 0.051067 | 0.050281 | 0.049507 | 0.048746 | 0.047996 | 0.047257 | 0.04653 | 0.045814 | 0.04511 | 0.044416 | 0.043732 | 0.043059
ID | Commercial | Lodging | Existing | Food Preparation | Hot Food Container | 0.0054359 | 0.0053523 | 0.0052699 | 0.0051889 | 0.005109 | 0.0050304 | 0.004953 | 0.0048768 | 0.0048018 | 0.0047279 | 0.0046552 | 0.0045836 | 0.0045131 | 0.0044436 | 0.0043753 | 0.004308 | 0.0042417 | 0.0041764 | 0.0041122 | 0.0040489 | 0.0039866 | 0.0039253
ID | Commercial | Lodging | Existing | Food Preparation | Steamer | 0.066461 | 0.065438 | 0.064431 | 0.06344 | 0.062464 | 0.061503 | 0.060557 | 0.059625 | 0.058708 | 0.057805 | 0.056916 | 0.05604 | 0.055178 | 0.054329 | 0.053493 | 0.05267 | 0.05186 | 0.051062 | 0.050276 | 0.049503 | 0.048741 | 0.047991
ID | Commercial | Lodging | Existing | Food Preparation | Griddle | 0.071828 | 0.070723 | 0.069635 | 0.068564 | 0.067509 | 0.06647 | 0.065448 | 0.064441 | 0.06345 | 0.062473 | 0.061512 | 0.060566 | 0.059634 | 0.058717 | 0.057813 | 0.056924 | 0.056048 | 0.055186 | 0.054337 | 0.053501 | 0.052678 | 0.051867
ID | Commercial | Lodging | Existing | Office Equipment | Desktop Computer | 0.013282 | 0.012785 | 0.012305 | 0.011844 | 0.0114 | 0.010973 | 0.010562 | 0.010166 | 0.009785 | 0.0094183 | 0.0090653 | 0.0087256 | 0.0083986 | 0.0080838 | 0.0077808 | 0.0074892 | 0.0072086 | 0.0069384 | 0.0066784 | 0.0064281 | 0.0061872 | 0.0059553
ID | Commercial | Lodging | Existing | Office Equipment | Laptop | 0.019262 | 0.019395 | 0.019529 | 0.019664 | 0.0198 | 0.019936 | 0.020074 | 0.020213 | 0.020353 | 0.020493 | 0.020635 | 0.020778 | 0.020921 | 0.021066 | 0.021211 | 0.021358 | 0.021506 | 0.021654 | 0.021804 | 0.021955 | 0.022106 | 0.022259
ID | Commercial | Lodging | Existing | Office Equipment | Server | 0.020161 | 0.020291 | 0.020422 | 0.020554 | 0.020687 | 0.02082 | 0.020954 | 0.02109 | 0.021226 | 0.021363 | 0.0215 | 0.021639 | 0.021779 | 0.021919 | 0.022061 | 0.022203 | 0.022346 | 0.02249 | 0.022635 | 0.022781 | 0.022928 | 0.023076
ID | Commercial | Lodging | Existing | Office Equipment | Monitor | 0.0038355 | 0.0037943 | 0.0037534 | 0.0037131 | 0.0036731 | 0.0036336 | 0.0035945 | 0.0035559 | 0.0035176 | 0.0034798 | 0.0034424 | 0.0034053 | 0.0033687 | 0.0033325 | 0.0032966 | 0.0032612 | 0.0032261 | 0.0031914 | 0.0031571 | 0.0031231 | 0.0030895 | 0.0030563
ID | Commercial | Lodging | Existing | Office Equipment | Printer/Copier/Fax | 0.032983 | 0.032999 | 0.033015 | 0.03303 | 0.033046 | 0.033061 | 0.033077 | 0.033093 | 0.033108 | 0.033124 | 0.033139 | 0.033155 | 0.033171 | 0.033186 | 0.033202 | 0.033218 | 0.033233 | 0.033249 | 0.033265 | 0.03328 | 0.033296 | 0.033312
ID | Commercial | Lodging | Existing | Office Equipment | POS Terminal | 0.03331 | 0.032853 | 0.032402 | 0.031957 | 0.031519 | 0.031086 | 0.03066 | 0.030239 | 0.029824 | 0.029415 | 0.029011 | 0.028613 | 0.02822 | 0.027833 | 0.027451 | 0.027074 | 0.026702 | 0.026336 | 0.025975 | 0.025618 | 0.025267 | 0.02492
ID | Commercial | Lodging | Existing | Miscellaneous | Non-HVAC Motors | 0.33007 | 0.32499 | 0.31999 | 0.31507 | 0.31022 | 0.30545 | 0.30075 | 0.29612 | 0.29157 | 0.28708 | 0.28266 | 0.27831 | 0.27403 | 0.26982 | 0.26567 | 0.26158 | 0.25755 | 0.25359 | 0.24969 | 0.24585 | 0.24207 | 0.23834
ID | Commercial | Lodging | Existing | Miscellaneous | Pool Pump | 0.083249 | 0.081061 | 0.078549 | 0.075821 | 0.072955 | 0.070009 | 0.067026 | 0.064588 | 0.062555 | 0.060825 | 0.059322 | 0.057991 | 0.05679 | 0.055688 | 0.054663 | 0.053697 | 0.052779 | 0.051899 | 0.051051 | 0.050228 | 0.049428 | 0.048648
ID | Commercial | Lodging | Existing | Miscellaneous | Pool Heater | 0.038334 | 0.037744 | 0.037163 | 0.036592 | 0.036029 | 0.035474 | 0.034929 | 0.034391 | 0.033862 | 0.033341 | 0.032828 | 0.032323 | 0.031826 | 0.031336 | 0.030854 | 0.03038 | 0.029912 | 0.029452 | 0.028999 | 0.028553 | 0.028114 | 0.027681
ID | Commercial | Lodging | Existing | Miscellaneous | Clothes Washer | 0.014464 | 0.014241 | 0.014022 | 0.013807 | 0.013594 | 0.013385 | 0.013179 | 0.012976 | 0.012777 | 0.01258 | 0.012387 | 0.012196 | 0.012008 | 0.011824 | 0.011642 | 0.011463 | 0.011286 | 0.011113 | 0.010942 | 0.010773 | 0.010608 | 0.010445
ID | Commercial | Lodging | Existing | Miscellaneous | Clothes Dryer | 0.018219 | 0.017939 | 0.017663 | 0.017391 | 0.017123 | 0.01686 | 0.0166 | 0.016345 | 0.016094 | 0.015846 | 0.015602 | 0.015362 | 0.015126 | 0.014893 | 0.014664 | 0.014438 | 0.014216 | 0.013998 | 0.013782 | 0.01357 | 0.013361 | 0.013156
ID | Commercial | Lodging | Existing | Miscellaneous | Electric Vehicle Chargers | 0.00083237 | 0.001034 | 0.0012519 | 0.0014734 | 0.0016861 | 0.0018929 | 0.0020901 | 0.0022762 | 0.0024555 | 0.0026324 | 0.0028086 | 0.0029834 | 0.0031559 | 0.0033252 | 0.0034899 | 0.003651 | 0.0038096 | 0.0039662 | 0.0041185 | 0.0042691 | 0.0044146 | 0.0045537
ID | Commercial | Lodging | Existing | Miscellaneous | Other Miscellaneous | 0.63381 | 0.64894 | 0.66443 | 0.6803 | 0.69654 | 0.71317 | 0.7302 | 0.74763 | 0.76549 | 0.78376 | 0.80248 | 0.82164 | 0.84125 | 0.86134 | 0.88191 | 0.90296 | 0.92452 | 0.9466 | 0.9692 | 0.99234 | 1.016 | 1.0403
ID | Commercial | Lodging | Existing | Generation | Solar PV | -0.019715 | -0.041845 | -0.072505 | -0.10675 | -0.14018 | -0.17975 | -0.22247 | -0.26326 | -0.31089 | -0.36141 | -0.40847 | -0.44942 | -0.4885 | -0.51899 | -0.54848 | -0.57715 | -0.60487 | -0.63182 | -0.65768 | -0.68249 | -0.70643 | -0.72952
ID | Commercial | Lodging | New | Cooling | Air-Cooled Chiller | 0 | 0.001069 | 0.0020003 | 0.0029519 | 0.0039028 | 0.0048737 | 0.0058403 | 0.0068164 | 0.0077909 | 0.0087605 | 0.0097309 | 0.010709 | 0.011686 | 0.012668 | 0.013651 | 0.014682 | 0.015728 | 0.016787 | 0.017855 | 0.018926 | 0.020001 | 0.021086
ID | Commercial | Lodging | New | Cooling | Water-Cooled Chiller | 0 | 0.0041705 | 0.0078018 | 0.011511 | 0.015218 | 0.019003 | 0.022771 | 0.02657 | 0.030364 | 0.034139 | 0.03792 | 0.041729 | 0.045532 | 0.049351 | 0.053175 | 0.057185 | 0.061255 | 0.065374 | 0.069527 | 0.07369 | 0.077873 | 0.08209
ID | Commercial | Lodging | New | Cooling | RTU | 0 | 0.011937 | 0.020997 | 0.030252 | 0.0395 | 0.048952 | 0.058363 | 0.06785 | 0.077323 | 0.086751 | 0.096193 | 0.10571 | 0.1152 | 0.12456 | 0.13395 | 0.14382 | 0.15386 | 0.16402 | 0.17429 | 0.18459 | 0.19495 | 0.2054
ID | Commercial | Lodging | New | Cooling | Packaged Terminal AC | 0 | 0.013301 | 0.024883 | 0.036714 | 0.048536 | 0.060607 | 0.072626 | 0.084741 | 0.09684 | 0.10888 | 0.12094 | 0.13309 | 0.14522 | 0.1574 | 0.16959 | 0.18238 | 0.19536 | 0.2085 | 0.22174 | 0.23502 | 0.24836 | 0.26181
ID | Commercial | Lodging | New | Cooling | Packaged Terminal HP | 0 | 0.0056724 | 0.010611 | 0.015657 | 0.020698 | 0.025846 | 0.030972 | 0.036138 | 0.041298 | 0.046433 | 0.051575 | 0.056757 | 0.061929 | 0.067123 | 0.072324 | 0.077778 | 0.083314 | 0.088915 | 0.094564 | 0.10023 | 0.10592 | 0.11165
ID | Commercial | Lodging | New | Cooling | Air-Source Heat Pump | 0 | 0.0021202 | 0.003796 | 0.005508 | 0.0072187 | 0.0089666 | 0.010707 | 0.012461 | 0.014213 | 0.015957 | 0.017703 | 0.019462 | 0.021199 | 0.022946 | 0.024696 | 0.026534 | 0.0284 | 0.03029 | 0.032197 | 0.034109 | 0.036031 | 0.037969
ID | Commercial | Lodging | New | Cooling | Geothermal Heat Pump | 0 | 7.5128e-06 | 1.4054e-05 | 2.0737e-05 | 2.7414e-05 | 3.4232e-05 | 4.1021e-05 | 4.7864e-05 | 5.4697e-05 | 6.1498e-05 | 6.8309e-05 | 7.5172e-05 | 8.2022e-05 | 8.8902e-05 | 9.579e-05 | 0.00010301 | 0.00011035 | 0.00011776 | 0.00012525 | 0.00013274 | 0.00014028 | 0.00014788
ID | Commercial | Lodging | New | Space Heating | Electric Furnace | 0 | 0.019211 | 0.035938 | 0.053243 | 0.0701 | 0.086643 | 0.10277 | 0.11918 | 0.13427 | 0.14945 | 0.16432 | 0.17974 | 0.19337 | 0.20749 | 0.22133 | 0.23607 | 0.24882 | 0.26236 | 0.27569 | 0.28987 | 0.3015 | 0.31408
ID | Commercial | Lodging | New | Space Heating | Electric Room Heat | 0 | 0.031974 | 0.059814 | 0.088617 | 0.11667 | 0.14421 | 0.17105 | 0.19837 | 0.22348 | 0.24873 | 0.2735 | 0.29915 | 0.32184 | 0.34534 | 0.36838 | 0.39291 | 0.41413 | 0.43666 | 0.45885 | 0.48246 | 0.50181 | 0.52276
ID | Commercial | Lodging | New | Space Heating | Packaged Terminal HP | 0 | 0.019202 | 0.035921 | 0.053218 | 0.070067 | 0.086602 | 0.10272 | 0.11913 | 0.13421 | 0.14937 | 0.16425 | 0.17965 | 0.19328 | 0.20739 | 0.22123 | 0.23596 | 0.2487 | 0.26223 | 0.27556 | 0.28973 | 0.30136 | 0.31393
ID | Commercial | Lodging | New | Space Heating | Air-Source Heat Pump | 0 | 0.0095226 | 0.01757 | 0.025897 | 0.034006 | 0.041964 | 0.049722 | 0.057618 | 0.064876 | 0.072174 | 0.079331 | 0.086747 | 0.093278 | 0.10005 | 0.10669 | 0.11376 | 0.11988 | 0.12637 | 0.13277 | 0.13958 | 0.14517 | 0.15121
ID | Commercial | Lodging | New | Space Heating | Geothermal Heat Pump | 0 | 3.3209e-05 | 6.2123e-05 | 9.2038e-05 | 0.00012118 | 0.00014977 | 0.00017765 | 0.00020602 | 0.00023211 | 0.00025834 | 0.00028405 | 0.0003107 | 0.00033426 | 0.00035867 | 0.0003826 | 0.00040808 | 0.00043012 | 0.00045352 | 0.00047656 | 0.00050108 | 0.00052118 | 0.00054293
ID | Commercial | Lodging | New | Ventilation | Ventilation | 0 | 0.027107 | 0.050657 | 0.074723 | 0.099287 | 0.12191 | 0.14415 | 0.16632 | 0.18819 | 0.20959 | 0.23078 | 0.2519 | 0.27273 | 0.29342 | 0.31391 | 0.33432 | 0.35476 | 0.37498 | 0.39498 | 0.41435 | 0.43337 | 0.45231
ID | Commercial | Lodging | New | Water Heating | Water Heater | 0 | 0.0022613 | 0.0041638 | 0.0061073 | 0.0079622 | 0.0097984 | 0.011669 | 0.013434 | 0.015175 | 0.016887 | 0.018523 | 0.020153 | 0.02172 | 0.023255 | 0.024757 | 0.026094 | 0.027421 | 0.028725 | 0.030019 | 0.031171 | 0.032362 | 0.03356
ID | Commercial | Lodging | New | Interior Lighting | General Service Lighting | 0 | 0.033087 | 0.061895 | 0.091325 | 0.11509 | 0.13861 | 0.16058 | 0.18183 | 0.20233 | 0.21981 | 0.23733 | 0.25475 | 0.27237 | 0.28981 | 0.30502 | 0.32001 | 0.33486 | 0.34953 | 0.36421 | 0.37684 | 0.38984 | 0.40293
ID | Commercial | Lodging | New | Interior Lighting | Exempted Lighting | 0 | 0.00012036 | 0.00020977 | 0.00029761 | 0.00036363 | 0.00042982 | 0.00049666 | 0.00056013 | 0.00062902 | 0.00069073 | 0.00074765 | 0.00080127 | 0.00085145 | 0.00090171 | 0.00094266 | 0.00097598 | 0.0010115 | 0.0010478 | 0.0010896 | 0.0011317 | 0.0011741 | 0.0012164
ID | Commercial | Lodging | New | Interior Lighting | High-Bay Lighting | 0 | 0.00040444 | 0.00075658 | 0.0011163 | 0.0014743 | 0.0018287 | 0.0021772 | 0.0025245 | 0.0028672 | 0.0032033 | 0.003536 | 0.0038676 | 0.0041945 | 0.004519 | 0.0048393 | 0.0051585 | 0.0054778 | 0.0057961 | 0.0061123 | 0.0064243 | 0.0067332 | 0.0070403
ID | Commercial | Lodging | New | Interior Lighting | Linear Lighting | 0 | 0.012664 | 0.02369 | 0.034954 | 0.045888 | 0.056713 | 0.06736 | 0.077968 | 0.088435 | 0.098534 | 0.10853 | 0.11849 | 0.12832 | 0.13808 | 0.14762 | 0.15712 | 0.16663 | 0.17611 | 0.18553 | 0.19483 | 0.20388 | 0.21277
ID | Commercial | Lodging | New | Exterior Lighting | General Service Lighting | 0 | 0.0023071 | 0.0043159 | 0.006368 | 0.0078683 | 0.0093094 | 0.010689 | 0.01208 | 0.013465 | 0.014565 | 0.01565 | 0.016718 | 0.017824 | 0.018918 | 0.019821 | 0.020708 | 0.021586 | 0.022449 | 0.023314 | 0.024019 | 0.024756 | 0.0255
ID | Commercial | Lodging | New | Exterior Lighting | Area Lighting | 0 | 0.0018882 | 0.0035323 | 0.0052118 | 0.0068425 | 0.0084567 | 0.010044 | 0.011626 | 0.013187 | 0.014694 | 0.016186 | 0.017673 | 0.019133 | 0.020576 | 0.021972 | 0.023362 | 0.02475 | 0.026132 | 0.027504 | 0.028855 | 0.030194 | 0.031526
ID | Commercial | Lodging | New | Exterior Lighting | Linear Lighting | 0 | 0.00060481 | 0.0011314 | 0.0016694 | 0.0021916 | 0.0027086 | 0.0032171 | 0.0037238 | 0.0042237 | 0.004706 | 0.0051835 | 0.0056593 | 0.0061287 | 0.006595 | 0.0070503 | 0.0075042 | 0.0079583 | 0.0084111 | 0.008861 | 0.0093049 | 0.0097373 | 0.010162
ID | Commercial | Lodging | New | Refrigeration | Walk-in Refrigerator/Freezer | 0 | 9.202e-05 | 0.00017214 | 0.00025399 | 0.00033578 | 0.00041674 | 0.00049638 | 0.00057572 | 0.00065401 | 0.000731 | 0.0008072 | 0.00088315 | 0.00095807 | 0.0010325 | 0.0011062 | 0.0011796 | 0.0012531 | 0.0013264 | 0.0013992 | 0.001471 | 0.0015421 | 0.0016128
ID | Commercial | Lodging | New | Refrigeration | Reach-in Refrigerator/Freezer | 0 | 0.0019341 | 0.0036181 | 0.0053384 | 0.0070575 | 0.0087592 | 0.010433 | 0.012101 | 0.013746 | 0.015364 | 0.016966 | 0.018562 | 0.020137 | 0.021701 | 0.02325 | 0.024793 | 0.026338 | 0.027878 | 0.029408 | 0.030918 | 0.032413 | 0.033898
ID | Commercial | Lodging | New | Refrigeration | Glass Door Display | 0 | 0.0013051 | 0.0024415 | 0.0036023 | 0.0047623 | 0.0059106 | 0.0070401 | 0.0081654 | 0.0092758 | 0.010368 | 0.011448 | 0.012526 | 0.013588 | 0.014644 | 0.015689 | 0.01673 | 0.017772 | 0.018812 | 0.019844 | 0.020863 | 0.021872 | 0.022874
ID | Commercial | Lodging | New | Refrigeration | Open Display Case | 0 | 0.0012465 | 0.0023318 | 0.0034406 | 0.0045485 | 0.0056453 | 0.006724 | 0.0077988 | 0.0088593 | 0.0099022 | 0.010934 | 0.011963 | 0.012978 | 0.013986 | 0.014984 | 0.015979 | 0.016975 | 0.017967 | 0.018953 | 0.019926 | 0.02089 | 0.021847
ID | Commercial | Lodging | New | Refrigeration | Icemaker | 0 | 0.012176 | 0.022777 | 0.033607 | 0.044429 | 0.055142 | 0.065679 | 0.076177 | 0.086536 | 0.096723 | 0.10681 | 0.11685 | 0.12677 | 0.13662 | 0.14636 | 0.15608 | 0.1658 | 0.1755 | 0.18513 | 0.19464 | 0.20405 | 0.2134
ID | Commercial | Lodging | New | Refrigeration | Vending Machine | 0 | 0.0027515 | 0.0051472 | 0.0075946 | 0.01004 | 0.012461 | 0.014842 | 0.017215 | 0.019556 | 0.021857 | 0.024136 | 0.026407 | 0.028647 | 0.030872 | 0.033075 | 0.035271 | 0.037468 | 0.039659 | 0.041836 | 0.043984 | 0.046111 | 0.048224
ID | Commercial | Lodging | New | Food Preparation | Oven | 0 | 0.0026474 | 0.0049524 | 0.0073072 | 0.0096601 | 0.011989 | 0.014281 | 0.016563 | 0.018815 | 0.02103 | 0.023223 | 0.025408 | 0.027563 | 0.029704 | 0.031824 | 0.033937 | 0.036051 | 0.038158 | 0.040253 | 0.04232 | 0.044366 | 0.0464
ID | Commercial | Lodging | New | Food Preparation | Fryer | 0 | 0.0029454 | 0.0055099 | 0.0081298 | 0.010748 | 0.013339 | 0.015888 | 0.018428 | 0.020934 | 0.023398 | 0.025837 | 0.028268 | 0.030666 | 0.033048 | 0.035406 | 0.037757 | 0.040109 | 0.042454 | 0.044784 | 0.047084 | 0.04936 | 0.051623
ID | Commercial | Lodging | New | Food Preparation | Dishwasher | 0 | 0.0021882 | 0.0040935 | 0.0060399 | 0.0079848 | 0.0099101 | 0.011804 | 0.013691 | 0.015552 | 0.017383 | 0.019195 | 0.021001 | 0.022783 | 0.024552 | 0.026304 | 0.028051 | 0.029798 | 0.031541 | 0.033272 | 0.03498 | 0.036671 | 0.038352
ID | Commercial | Lodging | New | Food Preparation | Hot Food Container | 0 | 0.00019948 | 0.00037316 | 0.00055059 | 0.00072789 | 0.0009034 | 0.001076 | 0.001248 | 0.0014177 | 0.0015846 | 0.0017498 | 0.0019144 | 0.0020769 | 0.0022382 | 0.0023979 | 0.0025571 | 0.0027164 | 0.0028752 | 0.003033 | 0.0031888 | 0.0033429 | 0.0034962
ID | Commercial | Lodging | New | Food Preparation | Steamer | 0 | 0.0024388 | 0.0045623 | 0.0067316 | 0.0088993 | 0.011045 | 0.013156 | 0.015259 | 0.017334 | 0.019374 | 0.021394 | 0.023406 | 0.025392 | 0.027365 | 0.029317 | 0.031264 | 0.033211 | 0.035153 | 0.037083 | 0.038986 | 0.040872 | 0.042745
ID | Commercial | Lodging | New | Food Preparation | Griddle | 0 | 0.0026358 | 0.0049308 | 0.0072753 | 0.009618 | 0.011937 | 0.014218 | 0.016491 | 0.018734 | 0.020939 | 0.023121 | 0.025297 | 0.027443 | 0.029575 | 0.031685 | 0.033789 | 0.035894 | 0.037992 | 0.040078 | 0.042135 | 0.044173 | 0.046197
ID | Commercial | Lodging | New | Office Equipment | Desktop Computer | 0 | 0.00047647 | 0.00087134 | 0.0012568 | 0.0016242 | 0.0019706 | 0.0022945 | 0.0026016 | 0.002889 | 0.0031567 | 0.0034075 | 0.0036445 | 0.0038649 | 0.0040717 | 0.0042643 | 0.0044454 | 0.0046164 | 0.0047767 | 0.0049258 | 0.0050625 | 0.0051882 | 0.0053043
ID | Commercial | Lodging | New | Office Equipment | Laptop | 0 | 0.00072283 | 0.0013828 | 0.0020865 | 0.0028209 | 0.0035803 | 0.0043611 | 0.0051727 | 0.0060091 | 0.0068686 | 0.0077564 | 0.0086783 | 0.0096277 | 0.010611 | 0.011625 | 0.012678 | 0.013772 | 0.014908 | 0.016082 | 0.017291 | 0.018537 | 0.019826
ID | Commercial | Lodging | New | Office Equipment | Server | 0 | 0.00075624 | 0.0014461 | 0.002181 | 0.0029472 | 0.003739 | 0.0045522 | 0.005397 | 0.0062669 | 0.0071599 | 0.0080816 | 0.0090381 | 0.010022 | 0.01104 | 0.01209 | 0.013179 | 0.014311 | 0.015483 | 0.016695 | 0.017942 | 0.019226 | 0.020554
ID | Commercial | Lodging | New | Office Equipment | Monitor | 0 | 0.00014141 | 0.00026578 | 0.00039399 | 0.00052331 | 0.00065255 | 0.0007809 | 0.00090998 | 0.0010386 | 0.0011663 | 0.0012939 | 0.0014223 | 0.0015502 | 0.0016785 | 0.0018067 | 0.0019358 | 0.002066 | 0.0021971 | 0.0023286 | 0.0024596 | 0.0025907 | 0.0027222
ID | Commercial | Lodging | New | Office Equipment | Printer/Copier/Fax | 0 | 0.0012299 | 0.0023377 | 0.0035048 | 0.004708 | 0.0059374 | 0.0071858 | 0.0084687 | 0.0097752 | 0.011102 | 0.012457 | 0.013848 | 0.015265 | 0.016715 | 0.018197 | 0.019717 | 0.021283 | 0.02289 | 0.024535 | 0.02621 | 0.02792 | 0.02967
ID | Commercial | Lodging | New | Office Equipment | POS Terminal | 0 | 0.0012223 | 0.0022866 | 0.0033739 | 0.0044603 | 0.0055358 | 0.0065937 | 0.0076476 | 0.0086876 | 0.0097102 | 0.010722 | 0.011731 | 0.012727 | 0.013715 | 0.014694 | 0.015669 | 0.016645 | 0.017619 | 0.018586 | 0.01954 | 0.020485 | 0.021424
ID | Commercial | Lodging | New | Miscellaneous | Non-HVAC Motors | 0 | 0.012112 | 0.022658 | 0.033432 | 0.044197 | 0.054854 | 0.065336 | 0.07578 | 0.086085 | 0.096218 | 0.10625 | 0.11625 | 0.12611 | 0.1359 | 0.1456 | 0.15527 | 0.16494 | 0.17458 | 0.18417 | 0.19362 | 0.20298 | 0.21229
ID | Commercial | Lodging | New | Miscellaneous | Pool Pump | 0 | 0.0024691 | 0.004619 | 0.0068152 | 0.0090097 | 0.011182 | 0.013319 | 0.015448 | 0.017549 | 0.019614 | 0.021659 | 0.023697 | 0.025707 | 0.027704 | 0.029681 | 0.031652 | 0.033623 | 0.035589 | 0.037543 | 0.03947 | 0.041379 | 0.043276
ID | Commercial | Lodging | New | Miscellaneous | Pool Heater | 0 | 0.0014067 | 0.0026315 | 0.0038827 | 0.005133 | 0.0063707 | 0.0075881 | 0.008801 | 0.0099978 | 0.011175 | 0.01234 | 0.013501 | 0.014646 | 0.015784 | 0.01691 | 0.018033 | 0.019156 | 0.020276 | 0.021389 | 0.022487 | 0.023574 | 0.024655
ID | Commercial | Lodging | New | Miscellaneous | Clothes Washer | 0 | 0.00053077 | 0.00099292 | 0.001465 | 0.0019368 | 0.0024038 | 0.0028631 | 0.0033208 | 0.0037724 | 0.0042164 | 0.004656 | 0.005094 | 0.0055262 | 0.0059554 | 0.0063804 | 0.006804 | 0.0072279 | 0.0076505 | 0.0080704 | 0.0084847 | 0.008895 | 0.0093027
ID | Commercial | Lodging | New | Miscellaneous | Clothes Dryer | 0 | 0.00066856 | 0.0012507 | 0.0018453 | 0.0024396 | 0.0030278 | 0.0036064 | 0.0041829 | 0.0047517 | 0.005311 | 0.0058646 | 0.0064164 | 0.0069608 | 0.0075015 | 0.0080367 | 0.0085703 | 0.0091042 | 0.0096365 | 0.010165 | 0.010687 | 0.011204 | 0.011718
ID | Commercial | Lodging | New | Miscellaneous | Electric Vehicle Chargers | 0 | 4.1658e-05 | 9.3991e-05 | 0.00016339 | 0.00024837 | 0.00034858 | 0.00046269 | 0.00059074 | 0.00073259 | 0.00088917 | 0.0010619 | 0.0012516 | 0.0014572 | 0.0016791 | 0.0019164 | 0.0021703 | 0.0024424 | 0.0027328 | 0.0030397 | 0.0033639 | 0.0037033 | 0.0040572
ID | Commercial | Lodging | New | Miscellaneous | Other Miscellaneous | 0 | 0.024186 | 0.047048 | 0.072186 | 0.099237 | 0.12808 | 0.15863 | 0.19133 | 0.22601 | 0.26269 | 0.30164 | 0.34318 | 0.38714 | 0.43384 | 0.48333 | 0.53598 | 0.59207 | 0.65168 | 0.71486 | 0.78153 | 0.85199 | 0.92657
ID | Commercial | Lodging | New | Generation | Solar PV | 0 | -0.0015595 | -0.0051341 | -0.011328 | -0.019972 | -0.03228 | -0.048331 | -0.067369 | -0.091791 | -0.12113 | -0.15354 | -0.18771 | -0.2248 | -0.26141 | -0.3006 | -0.34259 | -0.38736 | -0.43497 | -0.48509 | -0.5375 | -0.59237 | -0.64977
ID | Commercial | Warehouse | Existing | Cooling | Air-Cooled Chiller | 0.0014261 | 0.0014013 | 0.001377 | 0.001353 | 0.0013295 | 0.0013144 | 0.0012993 | 0.0012844 | 0.0012696 | 0.0012549 | 0.0012404 | 0.0012259 | 0.0012116 | 0.0011974 | 0.0011833 | 0.0011726 | 0.001162 | 0.0011513 | 0.0011406 | 0.0011299 | 0.0011193 | 0.0011087
ID | Commercial | Warehouse | Existing | Cooling | Water-Cooled Chiller | 0 | 0 | 0 | 0 | 0 | 0 | 0 | 0 | 0 | 0 | 0 | 0 | 0 | 0 | 0 | 0 | 0 | 0 | 0 | 0 | 0 | 0
ID | Commercial | Warehouse | Existing | Cooling | RTU | 1.5426 | 1.516 | 1.4834 | 1.4508 | 1.4183 | 1.3944 | 1.3703 | 1.3461 | 1.3219 | 1.2977 | 1.2736 | 1.2495 | 1.2255 | 1.2024 | 1.1806 | 1.1632 | 1.1466 | 1.1308 | 1.1157 | 1.1012 | 1.0872 | 1.0738
ID | Commercial | Warehouse | Existing | Cooling | Packaged Terminal AC | 0.34496 | 0.33901 | 0.33316 | 0.32742 | 0.32177 | 0.31816 | 0.31457 | 0.311 | 0.30746 | 0.30395 | 0.30047 | 0.29701 | 0.29359 | 0.29018 | 0.28681 | 0.28425 | 0.28168 | 0.27912 | 0.27656 | 0.27399 | 0.27143 | 0.26887
ID | Commercial | Warehouse | Existing | Cooling | Packaged Terminal HP | 0.039302 | 0.038624 | 0.037958 | 0.037304 | 0.036661 | 0.036249 | 0.03584 | 0.035433 | 0.03503 | 0.03463 | 0.034234 | 0.03384 | 0.033449 | 0.033062 | 0.032677 | 0.032385 | 0.032093 | 0.031801 | 0.031509 | 0.031217 | 0.030925 | 0.030633
ID | Commercial | Warehouse | Existing | Cooling | Air-Source Heat Pump | 0.17909 | 0.17543 | 0.17131 | 0.16721 | 0.16316 | 0.16013 | 0.15712 | 0.15414 | 0.1512 | 0.1483 | 0.14546 | 0.14269 | 0.14001 | 0.13746 | 0.13503 | 0.13308 | 0.1312 | 0.1294 | 0.12767 | 0.12599 | 0.12437 | 0.12279
ID | Commercial | Warehouse | Existing | Cooling | Geothermal Heat Pump | 0 | 0 | 0 | 0 | 0 | 0 | 0 | 0 | 0 | 0 | 0 | 0 | 0 | 0 | 0 | 0 | 0 | 0 | 0 | 0 | 0 | 0
ID | Commercial | Warehouse | Existing | Space Heating | Electric Furnace | 0.28948 | 0.28449 | 0.27959 | 0.2759 | 0.27003 | 0.26428 | 0.25864 | 0.25415 | 0.24771 | 0.24241 | 0.23722 | 0.23307 | 0.22715 | 0.22227 | 0.21749 | 0.21378 | 0.20845 | 0.20407 | 0.19978 | 0.19636 | 0.19145 | 0.18742
ID | Commercial | Warehouse | Existing | Space Heating | Electric Room Heat | 0.042972 | 0.042231 | 0.041503 | 0.040955 | 0.040085 | 0.03923 | 0.038394 | 0.037727 | 0.036771 | 0.035984 | 0.035214 | 0.034598 | 0.033719 | 0.032995 | 0.032285 | 0.031734 | 0.030944 | 0.030294 | 0.029656 | 0.029148 | 0.02842 | 0.027821
ID | Commercial | Warehouse | Existing | Space Heating | Packaged Terminal HP | 0.016194 | 0.015915 | 0.015641 | 0.015434 | 0.015106 | 0.014784 | 0.014469 | 0.014217 | 0.013857 | 0.013561 | 0.01327 | 0.013038 | 0.012707 | 0.012434 | 0.012167 | 0.011959 | 0.011661 | 0.011416 | 0.011176 | 0.010984 | 0.01071 | 0.010484
ID | Commercial | Warehouse | Existing | Space Heating | Air-Source Heat Pump | 0.081991 | 0.080578 | 0.07911 | 0.077981 | 0.076235 | 0.074518 | 0.072834 | 0.071472 | 0.069561 | 0.067973 | 0.066416 | 0.065152 | 0.063402 | 0.061954 | 0.060546 | 0.059445 | 0.057905 | 0.056635 | 0.055396 | 0.054403 | 0.053008 | 0.051856
ID | Commercial | Warehouse | Existing | Space Heating | Geothermal Heat Pump | 0 | 0 | 0 | 0 | 0 | 0 | 0 | 0 | 0 | 0 | 0 | 0 | 0 | 0 | 0 | 0 | 0 | 0 | 0 | 0 | 0 | 0
ID | Commercial | Warehouse | Existing | Ventilation | Ventilation | 4.4106 | 4.2834 | 4.1556 | 4.0282 | 3.9021 | 3.7716 | 3.6438 | 3.5191 | 3.398 | 3.2807 | 3.1679 | 3.0596 | 2.9562 | 2.8573 | 2.7634 | 2.6746 | 2.5909 | 2.5123 | 2.4383 | 2.3672 | 2.2999 | 2.2365
ID | Commercial | Warehouse | Existing | Water Heating | Water Heater | 0.66751 | 0.64795 | 0.62739 | 0.6066 | 0.58498 | 0.56369 | 0.54236 | 0.52175 | 0.50201 | 0.48228 | 0.46285 | 0.44457 | 0.42795 | 0.41274 | 0.39871 | 0.38508 | 0.37242 | 0.35997 | 0.34829 | 0.33654 | 0.32555 | 0.31438
ID | Commercial | Warehouse | Existing | Interior Lighting | General Service Lighting | 0.74819 | 0.71424 | 0.67262 | 0.62587 | 0.56544 | 0.50255 | 0.45377 | 0.41514 | 0.38386 | 0.3571 | 0.33528 | 0.31704 | 0.3023 | 0.28962 | 0.27752 | 0.26666 | 0.25683 | 0.24783 | 0.23969 | 0.23099 | 0.2225 | 0.21432
ID | Commercial | Warehouse | Existing | Interior Lighting | Exempted Lighting | 0.0003025 | 0.00028953 | 0.00026774 | 0.00024109 | 0.00020611 | 0.00018194 | 0.00016518 | 0.00015279 | 0.00014427 | 0.00013774 | 0.00013222 | 0.0001269 | 0.0001214 | 0.00011637 | 0.0001109 | 0.00010514 | 9.9511e-05 | 9.4282e-05 | 9.0598e-05 | 8.7704e-05 | 8.5287e-05 | 8.3133e-05
ID | Commercial | Warehouse | Existing | Interior Lighting | High-Bay Lighting | 2.413 | 2.3653 | 2.3182 | 2.2718 | 2.2256 | 2.1802 | 2.1358 | 2.0924 | 2.0501 | 2.0085 | 1.9681 | 1.9288 | 1.8907 | 1.8537 | 1.8174 | 1.7822 | 1.7479 | 1.7145 | 1.682 | 1.6504 | 1.6195 | 1.5894
ID | Commercial | Warehouse | Existing | Interior Lighting | Linear Lighting | 4.4675 | 4.3873 | 4.3077 | 4.2288 | 4.1468 | 4.0656 | 3.9853 | 3.9061 | 3.8281 | 3.7483 | 3.6697 | 3.5926 | 3.5168 | 3.4424 | 3.3673 | 3.2936 | 3.2214 | 3.1507 | 3.0814 | 3.0135 | 2.9492 | 2.8877
ID | Commercial | Warehouse | Existing | Exterior Lighting | General Service Lighting | 2.2151 | 2.1146 | 1.9914 | 1.8529 | 1.6645 | 1.4658 | 1.311 | 1.1918 | 1.0988 | 1.0173 | 0.95007 | 0.89315 | 0.84834 | 0.80992 | 0.77268 | 0.73935 | 0.70925 | 0.68179 | 0.657 | 0.6302 | 0.6041 | 0.57896
ID | Commercial | Warehouse | Existing | Exterior Lighting | Area Lighting | 0.06085 | 0.059801 | 0.05877 | 0.057756 | 0.056697 | 0.055653 | 0.054625 | 0.053613 | 0.052616 | 0.051591 | 0.050581 | 0.049588 | 0.048618 | 0.047671 | 0.046713 | 0.045781 | 0.044873 | 0.043988 | 0.043125 | 0.042281 | 0.04146 | 0.04066
ID | Commercial | Warehouse | Existing | Exterior Lighting | Linear Lighting | 4.6998 | 4.6155 | 4.5317 | 4.4487 | 4.3625 | 4.277 | 4.1926 | 4.1093 | 4.0272 | 3.9432 | 3.8606 | 3.7794 | 3.6996 | 3.6214 | 3.5424 | 3.4649 | 3.3889 | 3.3145 | 3.2416 | 3.1702 | 3.1025 | 3.0378
ID | Commercial | Warehouse | Existing | Refrigeration | Walk-in Refrigerator/Freezer | 0.066916 | 0.065763 | 0.064629 | 0.063514 | 0.062419 | 0.061343 | 0.060286 | 0.059246 | 0.058225 | 0.057221 | 0.056234 | 0.055265 | 0.054312 | 0.053375 | 0.052455 | 0.051551 | 0.050662 | 0.049788 | 0.04893 | 0.048086 | 0.047257 | 0.046443
ID | Commercial | Warehouse | Existing | Refrigeration | Reach-in Refrigerator/Freezer | 0.020727 | 0.020369 | 0.020018 | 0.019673 | 0.019334 | 0.019 | 0.018673 | 0.018351 | 0.018035 | 0.017724 | 0.017418 | 0.017118 | 0.016823 | 0.016533 | 0.016248 | 0.015967 | 0.015692 | 0.015422 | 0.015156 | 0.014894 | 0.014638 | 0.014385
ID | Commercial | Warehouse | Existing | Refrigeration | Glass Door Display | 0.44429 | 0.43663 | 0.4291 | 0.4217 | 0.41443 | 0.40729 | 0.40026 | 0.39336 | 0.38658 | 0.37992 | 0.37337 | 0.36693 | 0.3606 | 0.35438 | 0.34827 | 0.34227 | 0.33637 | 0.33057 | 0.32487 | 0.31927 | 0.31376 | 0.30835
ID | Commercial | Warehouse | Existing | Refrigeration | Open Display Case | 0.19585 | 0.19247 | 0.18915 | 0.18589 | 0.18269 | 0.17954 | 0.17644 | 0.1734 | 0.17041 | 0.16747 | 0.16459 | 0.16175 | 0.15896 | 0.15622 | 0.15352 | 0.15088 | 0.14828 | 0.14572 | 0.14321 | 0.14074 | 0.13831 | 0.13593
ID | Commercial | Warehouse | Existing | Refrigeration | Icemaker | 0.47825 | 0.47001 | 0.46191 | 0.45394 | 0.44611 | 0.43842 | 0.43086 | 0.42344 | 0.41613 | 0.40896 | 0.40191 | 0.39498 | 0.38817 | 0.38148 | 0.3749 | 0.36844 | 0.36208 | 0.35584 | 0.34971 | 0.34368 | 0.33775 | 0.33193
ID | Commercial | Warehouse | Existing | Refrigeration | Vending Machine | 0.2217 | 0.21787 | 0.21412 | 0.21042 | 0.2068 | 0.20323 | 0.19973 | 0.19628 | 0.1929 | 0.18957 | 0.18631 | 0.18309 | 0.17994 | 0.17683 | 0.17379 | 0.17079 | 0.16784 | 0.16495 | 0.16211 | 0.15931 | 0.15656 | 0.15387
ID | Commercial | Warehouse | Existing | Food Preparation | Oven | 0.020111 | 0.019764 | 0.019423 | 0.019088 | 0.018759 | 0.018436 | 0.018118 | 0.017806 | 0.017499 | 0.017197 | 0.0169 | 0.016609 | 0.016323 | 0.016041 | 0.015765 | 0.015493 | 0.015226 | 0.014963 | 0.014705 | 0.014452 | 0.014203 | 0.013958
ID | Commercial | Warehouse | Existing | Food Preparation | Fryer | 0.014703 | 0.01445 | 0.014201 | 0.013956 | 0.013715 | 0.013479 | 0.013246 | 0.013018 | 0.012794 | 0.012573 | 0.012356 | 0.012143 | 0.011934 | 0.011728 | 0.011526 | 0.011327 | 0.011132 | 0.01094 | 0.010751 | 0.010566 | 0.010384 | 0.010205
ID | Commercial | Warehouse | Existing | Food Preparation | Dishwasher | 0.015029 | 0.01477 | 0.014515 | 0.014265 | 0.014019 | 0.013777 | 0.01354 | 0.013306 | 0.013077 | 0.012851 | 0.01263 | 0.012412 | 0.012198 | 0.011988 | 0.011781 | 0.011578 | 0.011378 | 0.011182 | 0.010989 | 0.0108 | 0.010614 | 0.010431
ID | Commercial | Warehouse | Existing | Food Preparation | Hot Food Container | 0.00137 | 0.0013464 | 0.0013232 | 0.0013004 | 0.001278 | 0.0012559 | 0.0012343 | 0.001213 | 0.0011921 | 0.0011715 | 0.0011513 | 0.0011315 | 0.001112 | 0.0010928 | 0.001074 | 0.0010554 | 0.0010372 | 0.0010194 | 0.0010018 | 0.00098451 | 0.00096754 | 0.00095086
ID | Commercial | Warehouse | Existing | Food Preparation | Steamer | 0.01675 | 0.016462 | 0.016178 | 0.015899 | 0.015625 | 0.015355 | 0.015091 | 0.01483 | 0.014575 | 0.014323 | 0.014076 | 0.013834 | 0.013595 | 0.013361 | 0.01313 | 0.012904 | 0.012682 | 0.012463 | 0.012248 | 0.012037 | 0.011829 | 0.011625
ID | Commercial | Warehouse | Existing | Food Preparation | Griddle | 0.018103 | 0.017791 | 0.017484 | 0.017183 | 0.016887 | 0.016595 | 0.016309 | 0.016028 | 0.015752 | 0.01548 | 0.015213 | 0.014951 | 0.014693 | 0.01444 | 0.014191 | 0.013946 | 0.013706 | 0.013469 | 0.013237 | 0.013009 | 0.012785 | 0.012564
ID | Commercial | Warehouse | Existing | Office Equipment | Desktop Computer | 0.012405 | 0.011918 | 0.01145 | 0.011 | 0.010568 | 0.010152 | 0.0097535 | 0.0093702 | 0.009002 | 0.0086483 | 0.0083085 | 0.007982 | 0.0076684 | 0.0073671 | 0.0070776 | 0.0067995 | 0.0065323 | 0.0062757 | 0.0060291 | 0.0057922 | 0.0055646 | 0.0053459
ID | Commercial | Warehouse | Existing | Office Equipment | Laptop | 0.0043176 | 0.0043392 | 0.004361 | 0.0043828 | 0.0044048 | 0.0044269 | 0.0044491 | 0.0044714 | 0.0044938 | 0.0045163 | 0.0045389 | 0.0045617 | 0.0045846 | 0.0046075 | 0.0046306 | 0.0046538 | 0.0046772 | 0.0047006 | 0.0047242 | 0.0047478 | 0.0047716 | 0.0047956
ID | Commercial | Warehouse | Existing | Office Equipment | Server | 1.2428 | 1.2484 | 1.2541 | 1.2598 | 1.2656 | 1.2713 | 1.2771 | 1.2829 | 1.2888 | 1.2947 | 1.3006 | 1.3065 | 1.3124 | 1.3184 | 1.3244 | 1.3304 | 1.3365 | 1.3426 | 1.3487 | 1.3548 | 1.361 | 1.3672
ID | Commercial | Warehouse | Existing | Office Equipment | Monitor | 0.0035823 | 0.0035371 | 0.0034924 | 0.0034483 | 0.0034048 | 0.0033618 | 0.0033194 | 0.0032775 | 0.0032361 | 0.0031953 | 0.003155 | 0.0031152 | 0.0030758 | 0.003037 | 0.0029987 | 0.0029608 | 0.0029235 | 0.0028866 | 0.0028501 | 0.0028142 | 0.0027786 | 0.0027436
ID | Commercial | Warehouse | Existing | Office Equipment | Printer/Copier/Fax | 0.016803 | 0.016779 | 0.016756 | 0.016732 | 0.016708 | 0.016685 | 0.016661 | 0.016637 | 0.016614 | 0.01659 | 0.016567 | 0.016543 | 0.01652 | 0.016497 | 0.016473 | 0.01645 | 0.016427 | 0.016404 | 0.01638 | 0.016357 | 0.016334 | 0.016311
ID | Commercial | Warehouse | Existing | Office Equipment | POS Terminal | 0.015019 | 0.014779 | 0.014543 | 0.01431 | 0.014081 | 0.013856 | 0.013635 | 0.013417 | 0.013202 | 0.012991 | 0.012784 | 0.012579 | 0.012378 | 0.01218 | 0.011986 | 0.011794 | 0.011605 | 0.01142 | 0.011237 | 0.011058 | 0.010881 | 0.010707
ID | Commercial | Warehouse | Existing | Miscellaneous | Non-HVAC Motors | 1.5154 | 1.4893 | 1.4636 | 1.4384 | 1.4136 | 1.3892 | 1.3652 | 1.3417 | 1.3186 | 1.2958 | 1.2735 | 1.2515 | 1.23 | 1.2087 | 1.1879 | 1.1674 | 1.1473 | 1.1275 | 1.1081 | 1.089 | 1.0702 | 1.0517
ID | Commercial | Warehouse | Existing | Miscellaneous | Pool Pump | 0 | 0 | 0 | 0 | 0 | 0 | 0 | 0 | 0 | 0 | 0 | 0 | 0 | 0 | 0 | 0 | 0 | 0 | 0 | 0 | 0 | 0
ID | Commercial | Warehouse | Existing | Miscellaneous | Pool Heater | 0 | 0 | 0 | 0 | 0 | 0 | 0 | 0 | 0 | 0 | 0 | 0 | 0 | 0 | 0 | 0 | 0 | 0 | 0 | 0 | 0 | 0
ID | Commercial | Warehouse | Existing | Miscellaneous | Clothes Washer | 0 | 0 | 0 | 0 | 0 | 0 | 0 | 0 | 0 | 0 | 0 | 0 | 0 | 0 | 0 | 0 | 0 | 0 | 0 | 0 | 0 | 0
ID | Commercial | Warehouse | Existing | Miscellaneous | Clothes Dryer | 0 | 0 | 0 | 0 | 0 | 0 | 0 | 0 | 0 | 0 | 0 | 0 | 0 | 0 | 0 | 0 | 0 | 0 | 0 | 0 | 0 | 0
ID | Commercial | Warehouse | Existing | Miscellaneous | Electric Vehicle Chargers | 0 | 0 | 0 | 0 | 0 | 0 | 0 | 0 | 0 | 0 | 0 | 0 | 0 | 0 | 0 | 0 | 0 | 0 | 0 | 0 | 0 | 0
ID | Commercial | Warehouse | Existing | Miscellaneous | Other Miscellaneous | 2.8597 | 2.9225 | 2.9866 | 3.0522 | 3.1192 | 3.1876 | 3.2576 | 3.3291 | 3.4021 | 3.4768 | 3.5531 | 3.6311 | 3.7107 | 3.7922 | 3.8754 | 3.9604 | 4.0474 | 4.1362 | 4.227 | 4.3197 | 4.4145 | 4.5114
ID | Commercial | Warehouse | Existing | Generation | Solar PV | -0.17186 | -0.36408 | -0.62966 | -0.92534 | -1.2128 | -1.5521 | -1.9175 | -2.2647 | -2.6695 | -3.0974 | -3.4941 | -3.8371 | -4.163 | -4.4144 | -4.6564 | -4.8907 | -5.1159 | -5.3337 | -5.5416 | -5.7398 | -5.9299 | -6.1122
ID | Commercial | Warehouse | New | Cooling | Air-Cooled Chiller | 0 | 4.9121e-05 | 9.2119e-05 | 0.00013592 | 0.00017962 | 0.00022418 | 0.00026852 | 0.00031315 | 0.00035768 | 0.00040196 | 0.00044626 | 0.00049084 | 0.00053529 | 0.0005799 | 0.0006245 | 0.00067124 | 0.00071862 | 0.00076651 | 0.00081476 | 0.00086308 | 0.00091159 | 0.00096045
ID | Commercial | Warehouse | New | Cooling | Water-Cooled Chiller | 0 | 0 | 0 | 0 | 0 | 0 | 0 | 0 | 0 | 0 | 0 | 0 | 0 | 0 | 0 | 0 | 0 | 0 | 0 | 0 | 0 | 0
ID | Commercial | Warehouse | New | Cooling | RTU | 0 | 0.053116 | 0.093642 | 0.13492 | 0.17611 | 0.21816 | 0.25999 | 0.30209 | 0.3441 | 0.38588 | 0.42767 | 0.46973 | 0.51167 | 0.55295 | 0.59432 | 0.63777 | 0.6819 | 0.72656 | 0.77161 | 0.81676 | 0.86215 | 0.90789
ID | Commercial | Warehouse | New | Cooling | Packaged Terminal AC | 0 | 0.013299 | 0.02494 | 0.036799 | 0.048629 | 0.060695 | 0.072699 | 0.084783 | 0.096838 | 0.10883 | 0.12082 | 0.13289 | 0.14493 | 0.157 | 0.16908 | 0.18173 | 0.19456 | 0.20753 | 0.22059 | 0.23367 | 0.2468 | 0.26003
ID | Commercial | Warehouse | New | Cooling | Packaged Terminal HP | 0 | 0.0015152 | 0.0028415 | 0.0041926 | 0.0055405 | 0.0069152 | 0.0082829 | 0.0096596 | 0.011033 | 0.012399 | 0.013765 | 0.015141 | 0.016512 | 0.017888 | 0.019264 | 0.020705 | 0.022167 | 0.023644 | 0.025132 | 0.026623 | 0.028119 | 0.029626
ID | Commercial | Warehouse | New | Cooling | Air-Source Heat Pump | 0 | 0.0057819 | 0.010377 | 0.015057 | 0.019726 | 0.024491 | 0.029232 | 0.034005 | 0.038766 | 0.043501 | 0.048237 | 0.053004 | 0.057707 | 0.06243 | 0.067156 | 0.072115 | 0.077146 | 0.082233 | 0.087361 | 0.092499 | 0.09766 | 0.10286
ID | Commercial | Warehouse | New | Cooling | Geothermal Heat Pump | 0 | 0 | 0 | 0 | 0 | 0 | 0 | 0 | 0 | 0 | 0 | 0 | 0 | 0 | 0 | 0 | 0 | 0 | 0 | 0 | 0 | 0
ID | Commercial | Warehouse | New | Space Heating | Electric Furnace | 0 | 0.01116 | 0.02093 | 0.031008 | 0.040809 | 0.050417 | 0.059774 | 0.069284 | 0.078018 | 0.086791 | 0.095385 | 0.10428 | 0.11213 | 0.12026 | 0.12821 | 0.13668 | 0.14398 | 0.15173 | 0.15935 | 0.16746 | 0.17408 | 0.18126
ID | Commercial | Warehouse | New | Space Heating | Electric Room Heat | 0 | 0.0016567 | 0.0031069 | 0.004603 | 0.0060579 | 0.0074841 | 0.0088732 | 0.010285 | 0.011581 | 0.012884 | 0.014159 | 0.01548 | 0.016645 | 0.017851 | 0.019032 | 0.020289 | 0.021373 | 0.022523 | 0.023655 | 0.024858 | 0.025842 | 0.026906
ID | Commercial | Warehouse | New | Space Heating | Packaged Terminal HP | 0 | 0.00062433 | 0.0011708 | 0.0017346 | 0.0022829 | 0.0028204 | 0.0033439 | 0.0038759 | 0.0043644 | 0.0048552 | 0.005336 | 0.0058335 | 0.0062727 | 0.0067273 | 0.0071724 | 0.0076459 | 0.0080544 | 0.0084879 | 0.0089143 | 0.0093679 | 0.0097385 | 0.01014
ID | Commercial | Warehouse | New | Space Heating | Air-Source Heat Pump | 0 | 0.003161 | 0.0058466 | 0.0086176 | 0.011312 | 0.013952 | 0.016524 | 0.019139 | 0.021539 | 0.02395 | 0.026312 | 0.028757 | 0.030907 | 0.033133 | 0.035313 | 0.037634 | 0.039635 | 0.04176 | 0.043851 | 0.046076 | 0.047893 | 0.049861
ID | Commercial | Warehouse | New | Space Heating | Geothermal Heat Pump | 0 | 0 | 0 | 0 | 0 | 0 | 0 | 0 | 0 | 0 | 0 | 0 | 0 | 0 | 0 | 0 | 0 | 0 | 0 | 0 | 0 | 0
ID | Commercial | Warehouse | New | Ventilation | Ventilation | 0 | 0.17004 | 0.31889 | 0.47051 | 0.62178 | 0.77134 | 0.91833 | 1.0646 | 1.2087 | 1.3504 | 1.4904 | 1.6298 | 1.7671 | 1.9034 | 2.0382 | 2.1724 | 2.3064 | 2.4399 | 2.5724 | 2.703 | 2.8323 | 2.9605
ID | Commercial | Warehouse | New | Water Heating | Water Heater | 0 | 0.019981 | 0.037136 | 0.054611 | 0.071362 | 0.087925 | 0.1038 | 0.1196 | 0.13518 | 0.1499 | 0.16402 | 0.17807 | 0.19151 | 0.2046 | 0.21731 | 0.22914 | 0.24083 | 0.25162 | 0.26226 | 0.2715 | 0.28107 | 0.28961
ID | Commercial | Warehouse | New | Interior Lighting | General Service Lighting | 0 | 0.016734 | 0.031381 | 0.046302 | 0.058331 | 0.070225 | 0.08132 | 0.092036 | 0.10236 | 0.11115 | 0.11995 | 0.12869 | 0.13752 | 0.14626 | 0.15385 | 0.16133 | 0.16873 | 0.17602 | 0.18331 | 0.18956 | 0.19599 | 0.20245
ID | Commercial | Warehouse | New | Interior Lighting | Exempted Lighting | 0 | 8.0111e-06 | 1.3995e-05 | 1.9856e-05 | 2.4255e-05 | 2.8658e-05 | 3.3101e-05 | 3.7314e-05 | 4.1881e-05 | 4.5971e-05 | 4.9737e-05 | 5.3277e-05 | 5.6583e-05 | 5.9891e-05 | 6.2579e-05 | 6.4755e-05 | 6.7072e-05 | 6.9438e-05 | 7.2165e-05 | 7.4914e-05 | 7.7675e-05 | 8.0435e-05
ID | Commercial | Warehouse | New | Interior Lighting | High-Bay Lighting | 0 | 0.083903 | 0.15735 | 0.23216 | 0.30616 | 0.37932 | 0.45122 | 0.52276 | 0.59327 | 0.6622 | 0.73035 | 0.79818 | 0.86492 | 0.93106 | 0.99604 | 1.0607 | 1.1253 | 1.1895 | 1.2533 | 1.3162 | 1.3783 | 1.4401
ID | Commercial | Warehouse | New | Interior Lighting | Linear Lighting | 0 | 0.16613 | 0.31155 | 0.45969 | 0.60326 | 0.74522 | 0.88474 | 1.0235 | 1.1604 | 1.2923 | 1.4227 | 1.5525 | 1.6804 | 1.8074 | 1.9312 | 2.0544 | 2.1776 | 2.3002 | 2.4219 | 2.5419 | 2.6586 | 2.7731
ID | Commercial | Warehouse | New | Exterior Lighting | General Service Lighting | 0 | 0.049533 | 0.092892 | 0.13706 | 0.1693 | 0.20022 | 0.2298 | 0.25958 | 0.28919 | 0.31267 | 0.33581 | 0.35854 | 0.38206 | 0.40531 | 0.42444 | 0.44322 | 0.46175 | 0.47996 | 0.49818 | 0.51293 | 0.52836 | 0.54393
ID | Commercial | Warehouse | New | Exterior Lighting | Area Lighting | 0 | 0.0023459 | 0.0043995 | 0.0064913 | 0.0085189 | 0.010524 | 0.012494 | 0.014454 | 0.016387 | 0.018251 | 0.020095 | 0.021929 | 0.023728 | 0.025504 | 0.027222 | 0.028928 | 0.03063 | 0.032323 | 0.034 | 0.035652 | 0.037287 | 0.038911
ID | Commercial | Warehouse | New | Exterior Lighting | Linear Lighting | 0 | 0.17477 | 0.32775 | 0.48359 | 0.63463 | 0.78397 | 0.93074 | 1.0768 | 1.2207 | 1.3595 | 1.4967 | 1.6332 | 1.7678 | 1.9013 | 2.0316 | 2.1612 | 2.2908 | 2.4198 | 2.5478 | 2.6741 | 2.7969 | 2.9173
ID | Commercial | Warehouse | New | Refrigeration | Walk-in Refrigerator/Freezer | 0 | 0.0025798 | 0.0048381 | 0.0071385 | 0.0094334 | 0.011703 | 0.013933 | 0.016151 | 0.018338 | 0.020487 | 0.022612 | 0.024726 | 0.026811 | 0.028878 | 0.030923 | 0.032959 | 0.034992 | 0.037018 | 0.039028 | 0.04101 | 0.04297 | 0.044916
ID | Commercial | Warehouse | New | Refrigeration | Reach-in Refrigerator/Freezer | 0 | 0.00079907 | 0.0014985 | 0.0022111 | 0.0029219 | 0.0036248 | 0.0043155 | 0.0050027 | 0.0056801 | 0.0063457 | 0.0070038 | 0.0076588 | 0.0083043 | 0.0089448 | 0.0095781 | 0.010209 | 0.010839 | 0.011466 | 0.012089 | 0.012702 | 0.01331 | 0.013912
ID | Commercial | Warehouse | New | Refrigeration | Glass Door Display | 0 | 0.017129 | 0.032122 | 0.047396 | 0.062633 | 0.077699 | 0.092505 | 0.10724 | 0.12176 | 0.13602 | 0.15013 | 0.16417 | 0.17801 | 0.19174 | 0.20531 | 0.21883 | 0.23233 | 0.24578 | 0.25912 | 0.27228 | 0.2853 | 0.29822
ID | Commercial | Warehouse | New | Refrigeration | Open Display Case | 0 | 0.0075506 | 0.01416 | 0.020893 | 0.027609 | 0.034251 | 0.040778 | 0.047271 | 0.053672 | 0.059961 | 0.06618 | 0.072369 | 0.078469 | 0.08452 | 0.090504 | 0.096462 | 0.10241 | 0.10834 | 0.11423 | 0.12003 | 0.12576 | 0.13146
ID | Commercial | Warehouse | New | Refrigeration | Icemaker | 0 | 0.018438 | 0.034578 | 0.051019 | 0.067421 | 0.083639 | 0.099577 | 0.11543 | 0.13106 | 0.14642 | 0.16161 | 0.17672 | 0.19162 | 0.20639 | 0.22101 | 0.23556 | 0.25009 | 0.26457 | 0.27893 | 0.2931 | 0.30711 | 0.32102
ID | Commercial | Warehouse | New | Refrigeration | Vending Machine | 0 | 0.008547 | 0.016029 | 0.02365 | 0.031253 | 0.038771 | 0.046159 | 0.05351 | 0.060755 | 0.067874 | 0.074914 | 0.081919 | 0.088824 | 0.095674 | 0.10245 | 0.10919 | 0.11593 | 0.12264 | 0.1293 | 0.13587 | 0.14236 | 0.14881
ID | Commercial | Warehouse | New | Food Preparation | Oven | 0 | 0.00077533 | 0.001454 | 0.0021454 | 0.0028351 | 0.003517 | 0.0041872 | 0.004854 | 0.0055113 | 0.0061571 | 0.0067957 | 0.0074312 | 0.0080575 | 0.0086789 | 0.0092934 | 0.0099052 | 0.010516 | 0.011125 | 0.011729 | 0.012325 | 0.012914 | 0.013499
ID | Commercial | Warehouse | New | Food Preparation | Fryer | 0 | 0.00056686 | 0.0010631 | 0.0015685 | 0.0020728 | 0.0025714 | 0.0030614 | 0.0035489 | 0.0040294 | 0.0045016 | 0.0049685 | 0.0054331 | 0.005891 | 0.0063453 | 0.0067946 | 0.0072419 | 0.0076888 | 0.0081338 | 0.0085755 | 0.009011 | 0.0094417 | 0.0098693
ID | Commercial | Warehouse | New | Food Preparation | Dishwasher | 0 | 0.00057941 | 0.0010866 | 0.0016033 | 0.0021187 | 0.0026283 | 0.0031292 | 0.0036275 | 0.0041187 | 0.0046013 | 0.0050785 | 0.0055534 | 0.0060215 | 0.0064858 | 0.0069451 | 0.0074023 | 0.007859 | 0.0083139 | 0.0087654 | 0.0092105 | 0.0096508 | 0.010088
ID | Commercial | Warehouse | New | Food Preparation | Hot Food Container | 0 | 5.2819e-05 | 9.9054e-05 | 0.00014615 | 0.00019314 | 0.0002396 | 0.00028525 | 0.00033068 | 0.00037546 | 0.00041945 | 0.00046295 | 0.00050624 | 0.00054891 | 0.00059125 | 0.00063311 | 0.00067479 | 0.00071643 | 0.00075789 | 0.00079905 | 0.00083962 | 0.00087976 | 0.0009196
ID | Commercial | Warehouse | New | Food Preparation | Steamer | 0 | 0.00064577 | 0.0012111 | 0.0017869 | 0.0023613 | 0.0029294 | 0.0034876 | 0.0040429 | 0.0045904 | 0.0051283 | 0.0056601 | 0.0061895 | 0.0067111 | 0.0072287 | 0.0077405 | 0.0082501 | 0.0087592 | 0.0092662 | 0.0097694 | 0.010265 | 0.010756 | 0.011243
ID | Commercial | Warehouse | New | Food Preparation | Griddle | 0 | 0.00069793 | 0.0013089 | 0.0019312 | 0.0025521 | 0.0031659 | 0.0037692 | 0.0043695 | 0.0049611 | 0.0055425 | 0.0061173 | 0.0066893 | 0.0072532 | 0.0078125 | 0.0083657 | 0.0089164 | 0.0094666 | 0.010015 | 0.010558 | 0.011095 | 0.011625 | 0.012151
ID | Commercial | Warehouse | New | Office Equipment | Desktop Computer | 0 | 0.00046753 | 0.00085712 | 0.0012363 | 0.0015971 | 0.0019368 | 0.0022541 | 0.0025544 | 0.0028353 | 0.0030964 | 0.0033409 | 0.0035713 | 0.0037854 | 0.0039859 | 0.0041723 | 0.0043472 | 0.0045119 | 0.004666 | 0.004809 | 0.0049398 | 0.0050598 | 0.0051702
ID | Commercial | Warehouse | New | Office Equipment | Laptop | 0 | 0.00017022 | 0.00032646 | 0.00049259 | 0.00066569 | 0.00084452 | 0.0010282 | 0.001219 | 0.0014154 | 0.001617 | 0.0018251 | 0.002041 | 0.0022631 | 0.0024929 | 0.0027298 | 0.0029754 | 0.0032305 | 0.0034949 | 0.0037681 | 0.0040491 | 0.0043387 | 0.0046379
ID | Commercial | Warehouse | New | Office Equipment | Server | 0 | 0.048976 | 0.093883 | 0.1416 | 0.19127 | 0.24254 | 0.29516 | 0.34975 | 0.40591 | 0.46354 | 0.52295 | 0.58454 | 0.64787 | 0.71331 | 0.78075 | 0.8506 | 0.92312 | 0.99821 | 1.0758 | 1.1554 | 1.2375 | 1.3223
ID | Commercial | Warehouse | New | Office Equipment | Monitor | 0 | 0.00013876 | 0.00026144 | 0.00038756 | 0.00051457 | 0.00064135 | 0.00076715 | 0.00089349 | 0.0010192 | 0.001144 | 0.0012686 | 0.0013938 | 0.0015184 | 0.0016431 | 0.0017678 | 0.001893 | 0.0020192 | 0.0021462 | 0.0022733 | 0.0024 | 0.0025265 | 0.0026534
ID | Commercial | Warehouse | New | Office Equipment | Printer/Copier/Fax | 0 | 0.00065824 | 0.0012543 | 0.0018805 | 0.0025251 | 0.003183 | 0.0038505 | 0.0045356 | 0.0052327 | 0.00594 | 0.0066616 | 0.0074019 | 0.008155 | 0.0089254 | 0.0097112 | 0.010517 | 0.011346 | 0.012196 | 0.013065 | 0.01395 | 0.014852 | 0.015775
ID | Commercial | Warehouse | New | Office Equipment | POS Terminal | 0 | 0.00057903 | 0.0010859 | 0.0016022 | 0.0021173 | 0.0026266 | 0.0031271 | 0.0036251 | 0.0041159 | 0.0045982 | 0.0050751 | 0.0055497 | 0.0060175 | 0.0064816 | 0.0069405 | 0.0073974 | 0.0078539 | 0.0083084 | 0.0087596 | 0.0092044 | 0.0096444 | 0.010081
ID | Commercial | Warehouse | New | Miscellaneous | Non-HVAC Motors | 0 | 0.058423 | 0.10956 | 0.16166 | 0.21363 | 0.26502 | 0.31552 | 0.36576 | 0.41529 | 0.46396 | 0.51207 | 0.55996 | 0.60716 | 0.65398 | 0.70028 | 0.74638 | 0.79244 | 0.83831 | 0.88383 | 0.92871 | 0.97311 | 1.0172
ID | Commercial | Warehouse | New | Miscellaneous | Pool Pump | 0 | 0 | 0 | 0 | 0 | 0 | 0 | 0 | 0 | 0 | 0 | 0 | 0 | 0 | 0 | 0 | 0 | 0 | 0 | 0 | 0 | 0
ID | Commercial | Warehouse | New | Miscellaneous | Pool Heater | 0 | 0 | 0 | 0 | 0 | 0 | 0 | 0 | 0 | 0 | 0 | 0 | 0 | 0 | 0 | 0 | 0 | 0 | 0 | 0 | 0 | 0
ID | Commercial | Warehouse | New | Miscellaneous | Clothes Washer | 0 | 0 | 0 | 0 | 0 | 0 | 0 | 0 | 0 | 0 | 0 | 0 | 0 | 0 | 0 | 0 | 0 | 0 | 0 | 0 | 0 | 0
ID | Commercial | Warehouse | New | Miscellaneous | Clothes Dryer | 0 | 0 | 0 | 0 | 0 | 0 | 0 | 0 | 0 | 0 | 0 | 0 | 0 | 0 | 0 | 0 | 0 | 0 | 0 | 0 | 0 | 0
ID | Commercial | Warehouse | New | Miscellaneous | Electric Vehicle Chargers | 0 | 0 | 0 | 0 | 0 | 0 | 0 | 0 | 0 | 0 | 0 | 0 | 0 | 0 | 0 | 0 | 0 | 0 | 0 | 0 | 0 | 0
ID | Commercial | Warehouse | New | Miscellaneous | Other Miscellaneous | 0 | 0.11465 | 0.22358 | 0.34304 | 0.4714 | 0.60811 | 0.75286 | 0.90755 | 1.0715 | 1.2448 | 1.4287 | 1.6246 | 1.8318 | 2.0517 | 2.2846 | 2.5321 | 2.7955 | 3.0752 | 3.3715 | 3.684 | 4.014 | 4.3631
ID | Commercial | Warehouse | New | Generation | Solar PV | 0 | -0.014283 | -0.047136 | -0.104 | -0.18329 | -0.29611 | -0.44315 | -0.61739 | -0.84077 | -1.109 | -1.405 | -1.7168 | -2.055 | -2.3884 | -2.745 | -3.1268 | -3.5336 | -3.9656 | -4.4201 | -4.895 | -5.3919 | -5.9113
ID | Commercial | Warehouse, Controlled Atm. | Existing | Cooling | Air-Cooled Chiller | 0.0013048 | 0.0012821 | 0.0012598 | 0.0012379 | 0.0012164 | 0.0012025 | 0.0011888 | 0.0011751 | 0.0011616 | 0.0011481 | 0.0011348 | 0.0011216 | 0.0011085 | 0.0010955 | 0.0010827 | 0.0010729 | 0.0010631 | 0.0010533 | 0.0010435 | 0.0010338 | 0.0010241 | 0.0010143
ID | Commercial | Warehouse, Controlled Atm. | Existing | Cooling | Water-Cooled Chiller | 0 | 0 | 0 | 0 | 0 | 0 | 0 | 0 | 0 | 0 | 0 | 0 | 0 | 0 | 0 | 0 | 0 | 0 | 0 | 0 | 0 | 0
ID | Commercial | Warehouse, Controlled Atm. | Existing | Cooling | RTU | 1.4113 | 1.387 | 1.3572 | 1.3274 | 1.2976 | 1.2757 | 1.2537 | 1.2316 | 1.2095 | 1.1873 | 1.1652 | 1.1432 | 1.1213 | 1.1001 | 1.0802 | 1.0642 | 1.049 | 1.0346 | 1.0208 | 1.0075 | 0.99472 | 0.9824
ID | Commercial | Warehouse, Controlled Atm. | Existing | Cooling | Packaged Terminal AC | 0.31561 | 0.31016 | 0.30482 | 0.29956 | 0.2944 | 0.29109 | 0.2878 | 0.28454 | 0.2813 | 0.27809 | 0.27491 | 0.27174 | 0.26861 | 0.26549 | 0.26241 | 0.26006 | 0.25772 | 0.25537 | 0.25303 | 0.25068 | 0.24834 | 0.24599
ID | Commercial | Warehouse, Controlled Atm. | Existing | Cooling | Packaged Terminal HP | 0.0069497 | 0.0068299 | 0.0067122 | 0.0065964 | 0.0064827 | 0.0064098 | 0.0063375 | 0.0062657 | 0.0061944 | 0.0061237 | 0.0060535 | 0.0059839 | 0.0059148 | 0.0058463 | 0.0057783 | 0.0057267 | 0.0056751 | 0.0056234 | 0.0055717 | 0.0055201 | 0.0054684 | 0.0054169
ID | Commercial | Warehouse, Controlled Atm. | Existing | Cooling | Air-Source Heat Pump | 0.16385 | 0.1605 | 0.15673 | 0.15298 | 0.14927 | 0.1465 | 0.14375 | 0.14102 | 0.13833 | 0.13568 | 0.13309 | 0.13054 | 0.1281 | 0.12577 | 0.12354 | 0.12176 | 0.12004 | 0.11839 | 0.1168 | 0.11527 | 0.11379 | 0.11235
ID | Commercial | Warehouse, Controlled Atm. | Existing | Cooling | Geothermal Heat Pump | 0 | 0 | 0 | 0 | 0 | 0 | 0 | 0 | 0 | 0 | 0 | 0 | 0 | 0 | 0 | 0 | 0 | 0 | 0 | 0 | 0 | 0
ID | Commercial | Warehouse, Controlled Atm. | Existing | Space Heating | Electric Furnace | 0.072931 | 0.071673 | 0.070437 | 0.069507 | 0.068029 | 0.06658 | 0.06516 | 0.064028 | 0.062406 | 0.061071 | 0.059763 | 0.058717 | 0.057226 | 0.055997 | 0.054793 | 0.053858 | 0.052517 | 0.051413 | 0.050331 | 0.049468 | 0.048233 | 0.047216
ID | Commercial | Warehouse, Controlled Atm. | Existing | Space Heating | Electric Room Heat | 0.010826 | 0.010639 | 0.010456 | 0.010318 | 0.010099 | 0.0098834 | 0.0096726 | 0.0095047 | 0.0092638 | 0.0090656 | 0.0088714 | 0.0087163 | 0.0084949 | 0.0083124 | 0.0081337 | 0.0079949 | 0.0077958 | 0.0076319 | 0.0074714 | 0.0073433 | 0.00716 | 0.007009
ID | Commercial | Warehouse, Controlled Atm. | Existing | Space Heating | Packaged Terminal HP | 0.0021609 | 0.0021236 | 0.002087 | 0.0020594 | 0.0020156 | 0.0019727 | 0.0019306 | 0.0018971 | 0.001849 | 0.0018095 | 0.0017707 | 0.0017397 | 0.0016956 | 0.0016591 | 0.0016235 | 0.0015957 | 0.001556 | 0.0015233 | 0.0014913 | 0.0014657 | 0.0014291 | 0.001399
ID | Commercial | Warehouse, Controlled Atm. | Existing | Space Heating | Air-Source Heat Pump | 0.056606 | 0.05563 | 0.054617 | 0.053837 | 0.052632 | 0.051447 | 0.050284 | 0.049343 | 0.048024 | 0.046928 | 0.045853 | 0.04498 | 0.043772 | 0.042773 | 0.0418 | 0.04104 | 0.039977 | 0.0391 | 0.038245 | 0.03756 | 0.036596 | 0.035801
ID | Commercial | Warehouse, Controlled Atm. | Existing | Space Heating | Geothermal Heat Pump | 0 | 0 | 0 | 0 | 0 | 0 | 0 | 0 | 0 | 0 | 0 | 0 | 0 | 0 | 0 | 0 | 0 | 0 | 0 | 0 | 0 | 0
ID | Commercial | Warehouse, Controlled Atm. | Existing | Ventilation | Ventilation | 1.4506 | 1.4087 | 1.3667 | 1.3248 | 1.2833 | 1.2404 | 1.1984 | 1.1574 | 1.1175 | 1.079 | 1.0419 | 1.0063 | 0.97224 | 0.93971 | 0.90883 | 0.87963 | 0.85211 | 0.82626 | 0.80192 | 0.77853 | 0.7564 | 0.73554
ID | Commercial | Warehouse, Controlled Atm. | Existing | Water Heating | Water Heater | 0.25832 | 0.25075 | 0.2428 | 0.23475 | 0.22638 | 0.21815 | 0.20989 | 0.20191 | 0.19427 | 0.18664 | 0.17912 | 0.17205 | 0.16561 | 0.15973 | 0.1543 | 0.14902 | 0.14412 | 0.13931 | 0.13479 | 0.13024 | 0.12599 | 0.12166
ID | Commercial | Warehouse, Controlled Atm. | Existing | Interior Lighting | General Service Lighting | 0.16456 | 0.15709 | 0.14793 | 0.13765 | 0.12436 | 0.11053 | 0.0998 | 0.091304 | 0.084424 | 0.078539 | 0.07374 | 0.06973 | 0.066487 | 0.063699 | 0.061037 | 0.05865 | 0.056486 | 0.054508 | 0.052718 | 0.050802 | 0.048936 | 0.047137
ID | Commercial | Warehouse, Controlled Atm. | Existing | Interior Lighting | Exempted Lighting | 6.6531e-05 | 6.3678e-05 | 5.8887e-05 | 5.3024e-05 | 4.5332e-05 | 4.0016e-05 | 3.633e-05 | 3.3605e-05 | 3.173e-05 | 3.0293e-05 | 2.9079e-05 | 2.791e-05 | 2.67e-05 | 2.5593e-05 | 2.439e-05 | 2.3124e-05 | 2.1886e-05 | 2.0736e-05 | 1.9926e-05 | 1.9289e-05 | 1.8758e-05 | 1.8284e-05
ID | Commercial | Warehouse, Controlled Atm. | Existing | Interior Lighting | High-Bay Lighting | 0.53071 | 0.52022 | 0.50986 | 0.49965 | 0.48948 | 0.4795 | 0.46974 | 0.4602 | 0.4509 | 0.44175 | 0.43285 | 0.42421 | 0.41583 | 0.40769 | 0.39972 | 0.39196 | 0.38443 | 0.37709 | 0.36994 | 0.36297 | 0.35618 | 0.34956
ID | Commercial | Warehouse, Controlled Atm. | Existing | Interior Lighting | Linear Lighting | 0.98257 | 0.96494 | 0.94743 | 0.93008 | 0.91204 | 0.89418 | 0.87653 | 0.85911 | 0.84194 | 0.82439 | 0.80711 | 0.79014 | 0.77347 | 0.75711 | 0.74059 | 0.72439 | 0.70851 | 0.69295 | 0.67771 | 0.66277 | 0.64863 | 0.63511
ID | Commercial | Warehouse, Controlled Atm. | Existing | Exterior Lighting | General Service Lighting | 0.48719 | 0.46508 | 0.43797 | 0.40753 | 0.36609 | 0.32237 | 0.28835 | 0.26213 | 0.24167 | 0.22375 | 0.20896 | 0.19644 | 0.18658 | 0.17813 | 0.16994 | 0.16261 | 0.15599 | 0.14995 | 0.1445 | 0.1386 | 0.13286 | 0.12733
ID | Commercial | Warehouse, Controlled Atm. | Existing | Exterior Lighting | Area Lighting | 0.013383 | 0.013152 | 0.012926 | 0.012703 | 0.01247 | 0.01224 | 0.012014 | 0.011791 | 0.011572 | 0.011347 | 0.011125 | 0.010906 | 0.010693 | 0.010485 | 0.010274 | 0.010069 | 0.0098693 | 0.0096747 | 0.0094847 | 0.0092992 | 0.0091186 | 0.0089428
ID | Commercial | Warehouse, Controlled Atm. | Existing | Exterior Lighting | Linear Lighting | 1.0337 | 1.0151 | 0.9967 | 0.97844 | 0.95947 | 0.94068 | 0.92211 | 0.90378 | 0.88572 | 0.86725 | 0.84908 | 0.83123 | 0.81369 | 0.79648 | 0.7791 | 0.76206 | 0.74536 | 0.72899 | 0.71295 | 0.69724 | 0.68236 | 0.66813
ID | Commercial | Warehouse, Controlled Atm. | Existing | Refrigeration | Walk-in Refrigerator/Freezer | 16.4852 | 16.201 | 15.9216 | 15.6471 | 15.3774 | 15.1122 | 14.8517 | 14.5956 | 14.344 | 14.0967 | 13.8536 | 13.6148 | 13.38 | 13.1493 | 12.9226 | 12.6998 | 12.4808 | 12.2657 | 12.0542 | 11.8464 | 11.6421 | 11.4414
ID | Commercial | Warehouse, Controlled Atm. | Existing | Refrigeration | Reach-in Refrigerator/Freezer | 0.64271 | 0.63163 | 0.62074 | 0.61004 | 0.59952 | 0.58918 | 0.57902 | 0.56904 | 0.55923 | 0.54959 | 0.54011 | 0.5308 | 0.52165 | 0.51265 | 0.50381 | 0.49513 | 0.48659 | 0.4782 | 0.46996 | 0.46185 | 0.45389 | 0.44607
ID | Commercial | Warehouse, Controlled Atm. | Existing | Refrigeration | Glass Door Display | 0.02255 | 0.022161 | 0.021779 | 0.021403 | 0.021034 | 0.020672 | 0.020315 | 0.019965 | 0.019621 | 0.019283 | 0.01895 | 0.018623 | 0.018302 | 0.017987 | 0.017677 | 0.017372 | 0.017072 | 0.016778 | 0.016489 | 0.016204 | 0.015925 | 0.01565
ID | Commercial | Warehouse, Controlled Atm. | Existing | Refrigeration | Open Display Case | 0.064612 | 0.063498 | 0.062403 | 0.061327 | 0.06027 | 0.059231 | 0.05821 | 0.057206 | 0.05622 | 0.05525 | 0.054298 | 0.053362 | 0.052442 | 0.051537 | 0.050649 | 0.049776 | 0.048917 | 0.048074 | 0.047245 | 0.046431 | 0.04563 | 0.044843
ID | Commercial | Warehouse, Controlled Atm. | Existing | Refrigeration | Icemaker | 0.4775 | 0.46927 | 0.46118 | 0.45323 | 0.44541 | 0.43773 | 0.43019 | 0.42277 | 0.41548 | 0.40832 | 0.40128 | 0.39436 | 0.38756 | 0.38088 | 0.37431 | 0.36786 | 0.36152 | 0.35528 | 0.34916 | 0.34314 | 0.33722 | 0.33141
ID | Commercial | Warehouse, Controlled Atm. | Existing | Refrigeration | Vending Machine | 0.19921 | 0.19578 | 0.1924 | 0.18908 | 0.18582 | 0.18262 | 0.17947 | 0.17638 | 0.17334 | 0.17035 | 0.16741 | 0.16453 | 0.16169 | 0.1589 | 0.15616 | 0.15347 | 0.15082 | 0.14822 | 0.14567 | 0.14316 | 0.14069 | 0.13826
ID | Commercial | Warehouse, Controlled Atm. | Existing | Food Preparation | Oven | 0.025482 | 0.025043 | 0.024611 | 0.024186 | 0.023769 | 0.02336 | 0.022957 | 0.022561 | 0.022172 | 0.02179 | 0.021414 | 0.021045 | 0.020682 | 0.020325 | 0.019975 | 0.019631 | 0.019292 | 0.01896 | 0.018633 | 0.018311 | 0.017996 | 0.017685
ID | Commercial | Warehouse, Controlled Atm. | Existing | Food Preparation | Fryer | 0.01863 | 0.018309 | 0.017993 | 0.017683 | 0.017378 | 0.017079 | 0.016784 | 0.016495 | 0.01621 | 0.015931 | 0.015656 | 0.015386 | 0.015121 | 0.01486 | 0.014604 | 0.014352 | 0.014105 | 0.013862 | 0.013623 | 0.013388 | 0.013157 | 0.01293
ID | Commercial | Warehouse, Controlled Atm. | Existing | Food Preparation | Dishwasher | 0.019043 | 0.018715 | 0.018392 | 0.018075 | 0.017763 | 0.017457 | 0.017156 | 0.01686 | 0.016569 | 0.016284 | 0.016003 | 0.015727 | 0.015456 | 0.015189 | 0.014928 | 0.01467 | 0.014417 | 0.014169 | 0.013924 | 0.013684 | 0.013448 | 0.013216
ID | Commercial | Warehouse, Controlled Atm. | Existing | Food Preparation | Hot Food Container | 0.0017359 | 0.001706 | 0.0016766 | 0.0016477 | 0.0016193 | 0.0015914 | 0.0015639 | 0.001537 | 0.0015105 | 0.0014844 | 0.0014588 | 0.0014337 | 0.001409 | 0.0013847 | 0.0013608 | 0.0013373 | 0.0013143 | 0.0012916 | 0.0012693 | 0.0012475 | 0.0012259 | 0.0012048
ID | Commercial | Warehouse, Controlled Atm. | Existing | Food Preparation | Steamer | 0.021224 | 0.020858 | 0.020498 | 0.020145 | 0.019798 | 0.019456 | 0.019121 | 0.018791 | 0.018467 | 0.018149 | 0.017836 | 0.017528 | 0.017226 | 0.016929 | 0.016637 | 0.01635 | 0.016069 | 0.015791 | 0.015519 | 0.015252 | 0.014989 | 0.01473
ID | Commercial | Warehouse, Controlled Atm. | Existing | Food Preparation | Griddle | 0.022938 | 0.022543 | 0.022154 | 0.021772 | 0.021397 | 0.021028 | 0.020665 | 0.020309 | 0.019959 | 0.019615 | 0.019276 | 0.018944 | 0.018617 | 0.018296 | 0.017981 | 0.017671 | 0.017366 | 0.017067 | 0.016773 | 0.016483 | 0.016199 | 0.01592
ID | Commercial | Warehouse, Controlled Atm. | Existing | Office Equipment | Desktop Computer | 0.015461 | 0.014854 | 0.01427 | 0.013709 | 0.013171 | 0.012653 | 0.012156 | 0.011678 | 0.011219 | 0.010779 | 0.010355 | 0.0099481 | 0.0095572 | 0.0091817 | 0.0088209 | 0.0084743 | 0.0081413 | 0.0078214 | 0.0075141 | 0.0072189 | 0.0069352 | 0.0066627
ID | Commercial | Warehouse, Controlled Atm. | Existing | Office Equipment | Laptop | 0.0053811 | 0.005408 | 0.0054351 | 0.0054624 | 0.0054898 | 0.0055173 | 0.0055449 | 0.0055727 | 0.0056007 | 0.0056287 | 0.0056569 | 0.0056853 | 0.0057138 | 0.0057424 | 0.0057712 | 0.0058001 | 0.0058292 | 0.0058584 | 0.0058878 | 0.0059173 | 0.005947 | 0.0059768
ID | Commercial | Warehouse, Controlled Atm. | Existing | Office Equipment | Server | 0.14909 | 0.14977 | 0.15045 | 0.15114 | 0.15183 | 0.15252 | 0.15321 | 0.15391 | 0.15461 | 0.15531 | 0.15602 | 0.15673 | 0.15745 | 0.15816 | 0.15888 | 0.15961 | 0.16033 | 0.16106 | 0.1618 | 0.16253 | 0.16327 | 0.16402
ID | Commercial | Warehouse, Controlled Atm. | Existing | Office Equipment | Monitor | 0.0044646 | 0.0044083 | 0.0043527 | 0.0042977 | 0.0042435 | 0.0041899 | 0.004137 | 0.0040848 | 0.0040333 | 0.0039823 | 0.0039321 | 0.0038825 | 0.0038334 | 0.0037851 | 0.0037373 | 0.0036901 | 0.0036435 | 0.0035976 | 0.0035521 | 0.0035073 | 0.003463 | 0.0034193
ID | Commercial | Warehouse, Controlled Atm. | Existing | Office Equipment | Printer/Copier/Fax | 0.020942 | 0.020912 | 0.020883 | 0.020853 | 0.020824 | 0.020794 | 0.020765 | 0.020735 | 0.020706 | 0.020677 | 0.020648 | 0.020618 | 0.020589 | 0.02056 | 0.020531 | 0.020502 | 0.020473 | 0.020444 | 0.020415 | 0.020386 | 0.020357 | 0.020329
ID | Commercial | Warehouse, Controlled Atm. | Existing | Office Equipment | POS Terminal | 0.028078 | 0.027629 | 0.027187 | 0.026752 | 0.026325 | 0.025904 | 0.02549 | 0.025082 | 0.024681 | 0.024287 | 0.023899 | 0.023517 | 0.023141 | 0.022771 | 0.022407 | 0.022048 | 0.021696 | 0.021349 | 0.021008 | 0.020672 | 0.020342 | 0.020016
ID | Commercial | Warehouse, Controlled Atm. | Existing | Miscellaneous | Non-HVAC Motors | 1.0626 | 1.0443 | 1.0263 | 1.0086 | 0.9912 | 0.97411 | 0.95732 | 0.94081 | 0.92459 | 0.90865 | 0.89298 | 0.87759 | 0.86246 | 0.84759 | 0.83297 | 0.81861 | 0.8045 | 0.79063 | 0.77699 | 0.7636 | 0.75043 | 0.73749
ID | Commercial | Warehouse, Controlled Atm. | Existing | Miscellaneous | Pool Pump | 0 | 0 | 0 | 0 | 0 | 0 | 0 | 0 | 0 | 0 | 0 | 0 | 0 | 0 | 0 | 0 | 0 | 0 | 0 | 0 | 0 | 0
ID | Commercial | Warehouse, Controlled Atm. | Existing | Miscellaneous | Pool Heater | 0 | 0 | 0 | 0 | 0 | 0 | 0 | 0 | 0 | 0 | 0 | 0 | 0 | 0 | 0 | 0 | 0 | 0 | 0 | 0 | 0 | 0
ID | Commercial | Warehouse, Controlled Atm. | Existing | Miscellaneous | Clothes Washer | 0 | 0 | 0 | 0 | 0 | 0 | 0 | 0 | 0 | 0 | 0 | 0 | 0 | 0 | 0 | 0 | 0 | 0 | 0 | 0 | 0 | 0
ID | Commercial | Warehouse, Controlled Atm. | Existing | Miscellaneous | Clothes Dryer | 0 | 0 | 0 | 0 | 0 | 0 | 0 | 0 | 0 | 0 | 0 | 0 | 0 | 0 | 0 | 0 | 0 | 0 | 0 | 0 | 0 | 0
ID | Commercial | Warehouse, Controlled Atm. | Existing | Miscellaneous | Electric Vehicle Chargers | 0 | 0 | 0 | 0 | 0 | 0 | 0 | 0 | 0 | 0 | 0 | 0 | 0 | 0 | 0 | 0 | 0 | 0 | 0 | 0 | 0 | 0
ID | Commercial | Warehouse, Controlled Atm. | Existing | Miscellaneous | Other Miscellaneous | 1.7275 | 1.7654 | 1.8041 | 1.8437 | 1.8842 | 1.9255 | 1.9678 | 2.011 | 2.0551 | 2.1002 | 2.1463 | 2.1934 | 2.2416 | 2.2907 | 2.341 | 2.3924 | 2.4449 | 2.4985 | 2.5534 | 2.6094 | 2.6667 | 2.7252
ID | Commercial | Warehouse, Controlled Atm. | Existing | Generation | Solar PV | -0.037798 | -0.080075 | -0.13849 | -0.20352 | -0.26674 | -0.34138 | -0.42173 | -0.49809 | -0.58712 | -0.68124 | -0.76849 | -0.84393 | -0.91559 | -0.9709 | -1.0241 | -1.0756 | -1.1252 | -1.1731 | -1.2188 | -1.2624 | -1.3042 | -1.3443
ID | Commercial | Warehouse, Controlled Atm. | New | Cooling | Air-Cooled Chiller | 0 | 4.4942e-05 | 8.4281e-05 | 0.00012436 | 0.00016433 | 0.00020511 | 0.00024567 | 0.00028651 | 0.00032725 | 0.00036776 | 0.00040829 | 0.00044908 | 0.00048975 | 0.00053056 | 0.00057137 | 0.00061413 | 0.00065748 | 0.00070129 | 0.00074544 | 0.00078964 | 0.00083403 | 0.00087873
ID | Commercial | Warehouse, Controlled Atm. | New | Cooling | Water-Cooled Chiller | 0 | 0 | 0 | 0 | 0 | 0 | 0 | 0 | 0 | 0 | 0 | 0 | 0 | 0 | 0 | 0 | 0 | 0 | 0 | 0 | 0 | 0
ID | Commercial | Warehouse, Controlled Atm. | New | Cooling | RTU | 0 | 0.048597 | 0.085675 | 0.12344 | 0.16112 | 0.19959 | 0.23787 | 0.27639 | 0.31482 | 0.35305 | 0.39128 | 0.42976 | 0.46814 | 0.5059 | 0.54375 | 0.58351 | 0.62388 | 0.66474 | 0.70596 | 0.74727 | 0.78879 | 0.83064
ID | Commercial | Warehouse, Controlled Atm. | New | Cooling | Packaged Terminal AC | 0 | 0.012167 | 0.022818 | 0.033668 | 0.044492 | 0.055531 | 0.066514 | 0.07757 | 0.088599 | 0.099567 | 0.11054 | 0.12158 | 0.13259 | 0.14364 | 0.15469 | 0.16627 | 0.17801 | 0.18987 | 0.20182 | 0.21379 | 0.22581 | 0.23791
ID | Commercial | Warehouse, Controlled Atm. | New | Cooling | Packaged Terminal HP | 0 | 0.00026793 | 0.00050247 | 0.00074138 | 0.00097973 | 0.0012228 | 0.0014647 | 0.0017081 | 0.001951 | 0.0021925 | 0.0024341 | 0.0026773 | 0.0029198 | 0.0031631 | 0.0034064 | 0.0036613 | 0.0039198 | 0.004181 | 0.0044441 | 0.0047077 | 0.0049723 | 0.0052388
ID | Commercial | Warehouse, Controlled Atm. | New | Cooling | Air-Source Heat Pump | 0 | 0.00529 | 0.0094936 | 0.013776 | 0.018048 | 0.022408 | 0.026745 | 0.031112 | 0.035468 | 0.0398 | 0.044133 | 0.048495 | 0.052797 | 0.057118 | 0.061442 | 0.065979 | 0.070582 | 0.075236 | 0.079928 | 0.084629 | 0.089351 | 0.094109
ID | Commercial | Warehouse, Controlled Atm. | New | Cooling | Geothermal Heat Pump | 0 | 0 | 0 | 0 | 0 | 0 | 0 | 0 | 0 | 0 | 0 | 0 | 0 | 0 | 0 | 0 | 0 | 0 | 0 | 0 | 0 | 0
ID | Commercial | Warehouse, Controlled Atm. | New | Space Heating | Electric Furnace | 0 | 0.0028117 | 0.0052729 | 0.007812 | 0.010281 | 0.012702 | 0.015059 | 0.017455 | 0.019655 | 0.021866 | 0.024031 | 0.026271 | 0.028249 | 0.030297 | 0.032301 | 0.034433 | 0.036273 | 0.038225 | 0.040146 | 0.042188 | 0.043857 | 0.045664
ID | Commercial | Warehouse, Controlled Atm. | New | Space Heating | Electric Room Heat | 0 | 0.00041738 | 0.00078273 | 0.0011596 | 0.0015262 | 0.0018855 | 0.0022354 | 0.0025911 | 0.0029177 | 0.0032458 | 0.0035672 | 0.0038998 | 0.0041934 | 0.0044974 | 0.0047949 | 0.0051114 | 0.0053846 | 0.0056743 | 0.0059594 | 0.0062626 | 0.0065104 | 0.0067786
ID | Commercial | Warehouse, Controlled Atm. | New | Space Heating | Packaged Terminal HP | 0 | 8.3307e-05 | 0.00015623 | 0.00023146 | 0.00030462 | 0.00037634 | 0.00044619 | 0.00051717 | 0.00058236 | 0.00064785 | 0.00071201 | 0.00077839 | 0.000837 | 0.00089766 | 0.00095704 | 0.0010202 | 0.0010747 | 0.0011326 | 0.0011895 | 0.00125 | 0.0012995 | 0.001353
ID | Commercial | Warehouse, Controlled Atm. | New | Space Heating | Air-Source Heat Pump | 0 | 0.0021823 | 0.0040364 | 0.0059495 | 0.0078094 | 0.0096325 | 0.011408 | 0.013213 | 0.01487 | 0.016535 | 0.018166 | 0.019854 | 0.021338 | 0.022874 | 0.02438 | 0.025982 | 0.027364 | 0.028831 | 0.030274 | 0.03181 | 0.033065 | 0.034423
ID | Commercial | Warehouse, Controlled Atm. | New | Space Heating | Geothermal Heat Pump | 0 | 0 | 0 | 0 | 0 | 0 | 0 | 0 | 0 | 0 | 0 | 0 | 0 | 0 | 0 | 0 | 0 | 0 | 0 | 0 | 0 | 0
ID | Commercial | Warehouse, Controlled Atm. | New | Ventilation | Ventilation | 0 | 0.055924 | 0.10488 | 0.15474 | 0.20449 | 0.25368 | 0.30202 | 0.35012 | 0.39753 | 0.44411 | 0.49017 | 0.53601 | 0.58118 | 0.62601 | 0.67033 | 0.71446 | 0.75855 | 0.80245 | 0.84603 | 0.88899 | 0.93148 | 0.97367
ID | Commercial | Warehouse, Controlled Atm. | New | Water Heating | Water Heater | 0 | 0.0077325 | 0.014371 | 0.021134 | 0.027616 | 0.034026 | 0.040171 | 0.046285 | 0.052312 | 0.058011 | 0.063475 | 0.068912 | 0.074115 | 0.079179 | 0.084099 | 0.088674 | 0.0932 | 0.097377 | 0.10149 | 0.10507 | 0.10877 | 0.11208
ID | Commercial | Warehouse, Controlled Atm. | New | Interior Lighting | General Service Lighting | 0 | 0.0036803 | 0.0069019 | 0.010184 | 0.012829 | 0.015445 | 0.017885 | 0.020242 | 0.022513 | 0.024447 | 0.026382 | 0.028305 | 0.030247 | 0.032167 | 0.033838 | 0.035483 | 0.03711 | 0.038714 | 0.040318 | 0.041691 | 0.043105 | 0.044527
ID | Commercial | Warehouse, Controlled Atm. | New | Interior Lighting | Exempted Lighting | 0 | 1.7619e-06 | 3.0779e-06 | 4.3671e-06 | 5.3345e-06 | 6.3029e-06 | 7.2802e-06 | 8.2066e-06 | 9.2113e-06 | 1.0111e-05 | 1.0939e-05 | 1.1718e-05 | 1.2445e-05 | 1.3172e-05 | 1.3763e-05 | 1.4242e-05 | 1.4752e-05 | 1.5272e-05 | 1.5872e-05 | 1.6476e-05 | 1.7084e-05 | 1.7691e-05
ID | Commercial | Warehouse, Controlled Atm. | New | Interior Lighting | High-Bay Lighting | 0 | 0.018453 | 0.034607 | 0.051061 | 0.067335 | 0.083426 | 0.09924 | 0.11497 | 0.13048 | 0.14564 | 0.16063 | 0.17555 | 0.19023 | 0.20477 | 0.21907 | 0.23329 | 0.24749 | 0.26163 | 0.27565 | 0.28947 | 0.30315 | 0.31673
ID | Commercial | Warehouse, Controlled Atm. | New | Interior Lighting | Linear Lighting | 0 | 0.036538 | 0.068522 | 0.1011 | 0.13268 | 0.1639 | 0.19459 | 0.22512 | 0.25521 | 0.28422 | 0.3129 | 0.34145 | 0.36959 | 0.3975 | 0.42473 | 0.45184 | 0.47893 | 0.5059 | 0.53267 | 0.55906 | 0.58473 | 0.60991
ID | Commercial | Warehouse, Controlled Atm. | New | Exterior Lighting | General Service Lighting | 0 | 0.010894 | 0.02043 | 0.030145 | 0.037236 | 0.044037 | 0.050541 | 0.057091 | 0.063603 | 0.068768 | 0.073857 | 0.078857 | 0.08403 | 0.089142 | 0.09335 | 0.097481 | 0.10156 | 0.10556 | 0.10957 | 0.11281 | 0.11621 | 0.11963
ID | Commercial | Warehouse, Controlled Atm. | New | Exterior Lighting | Area Lighting | 0 | 0.00051596 | 0.0009676 | 0.0014277 | 0.0018736 | 0.0023146 | 0.0027479 | 0.003179 | 0.003604 | 0.0040141 | 0.0044196 | 0.0048231 | 0.0052187 | 0.0056094 | 0.0059871 | 0.0063624 | 0.0067367 | 0.007109 | 0.007478 | 0.0078412 | 0.0082007 | 0.0085579
ID | Commercial | Warehouse, Controlled Atm. | New | Exterior Lighting | Linear Lighting | 0 | 0.038438 | 0.072085 | 0.10636 | 0.13958 | 0.17243 | 0.20471 | 0.23682 | 0.26848 | 0.299 | 0.32917 | 0.35921 | 0.38881 | 0.41817 | 0.44682 | 0.47534 | 0.50383 | 0.5322 | 0.56037 | 0.58813 | 0.61513 | 0.64163
ID | Commercial | Warehouse, Controlled Atm. | New | Refrigeration | Walk-in Refrigerator/Freezer | 0 | 0.63555 | 1.1919 | 1.7586 | 2.324 | 2.883 | 3.4324 | 3.979 | 4.5177 | 5.0471 | 5.5706 | 6.0915 | 6.6049 | 7.1143 | 7.618 | 8.1195 | 8.6206 | 9.1195 | 9.6147 | 10.103 | 10.5859 | 11.0653
ID | Commercial | Warehouse, Controlled Atm. | New | Refrigeration | Reach-in Refrigerator/Freezer | 0 | 0.024778 | 0.046468 | 0.068563 | 0.090605 | 0.1124 | 0.13382 | 0.15513 | 0.17613 | 0.19677 | 0.21718 | 0.23749 | 0.25751 | 0.27737 | 0.297 | 0.31656 | 0.33609 | 0.35554 | 0.37485 | 0.39388 | 0.41271 | 0.4314
ID | Commercial | Warehouse, Controlled Atm. | New | Refrigeration | Glass Door Display | 0 | 0.00086936 | 0.0016304 | 0.0024056 | 0.0031789 | 0.0039436 | 0.0046951 | 0.0054427 | 0.0061797 | 0.0069039 | 0.0076199 | 0.0083324 | 0.0090347 | 0.0097315 | 0.010421 | 0.011107 | 0.011792 | 0.012474 | 0.013152 | 0.01382 | 0.01448 | 0.015136
ID | Commercial | Warehouse, Controlled Atm. | New | Refrigeration | Open Display Case | 0 | 0.002491 | 0.0046715 | 0.0068927 | 0.0091085 | 0.0113 | 0.013453 | 0.015595 | 0.017707 | 0.019782 | 0.021833 | 0.023875 | 0.025887 | 0.027884 | 0.029858 | 0.031824 | 0.033787 | 0.035743 | 0.037684 | 0.039597 | 0.04149 | 0.043369
ID | Commercial | Warehouse, Controlled Atm. | New | Refrigeration | Icemaker | 0 | 0.018409 | 0.034524 | 0.050939 | 0.067315 | 0.083507 | 0.099421 | 0.11525 | 0.13086 | 0.14619 | 0.16135 | 0.17644 | 0.19132 | 0.20607 | 0.22066 | 0.23519 | 0.2497 | 0.26415 | 0.2785 | 0.29264 | 0.30663 | 0.32051
ID | Commercial | Warehouse, Controlled Atm. | New | Refrigeration | Vending Machine | 0 | 0.0076802 | 0.014403 | 0.021252 | 0.028084 | 0.034839 | 0.041478 | 0.048083 | 0.054594 | 0.060991 | 0.067316 | 0.073611 | 0.079816 | 0.085971 | 0.092059 | 0.098119 | 0.10417 | 0.1102 | 0.11619 | 0.12209 | 0.12792 | 0.13372
ID | Commercial | Warehouse, Controlled Atm. | New | Food Preparation | Oven | 0 | 0.0009824 | 0.0018423 | 0.0027183 | 0.0035923 | 0.0044564 | 0.0053056 | 0.0061504 | 0.0069833 | 0.0078016 | 0.0086106 | 0.0094159 | 0.010209 | 0.010997 | 0.011775 | 0.012551 | 0.013325 | 0.014096 | 0.014862 | 0.015617 | 0.016363 | 0.017104
ID | Commercial | Warehouse, Controlled Atm. | New | Food Preparation | Fryer | 0 | 0.00071825 | 0.001347 | 0.0019874 | 0.0026264 | 0.0032581 | 0.003879 | 0.0044967 | 0.0051056 | 0.0057039 | 0.0062954 | 0.0068841 | 0.0074644 | 0.00804 | 0.0086093 | 0.0091761 | 0.0097423 | 0.010306 | 0.010866 | 0.011418 | 0.011963 | 0.012505
ID | Commercial | Warehouse, Controlled Atm. | New | Food Preparation | Dishwasher | 0 | 0.00073416 | 0.0013768 | 0.0020314 | 0.0026845 | 0.0033303 | 0.0039649 | 0.0045963 | 0.0052187 | 0.0058302 | 0.0064348 | 0.0070366 | 0.0076296 | 0.0082181 | 0.0087999 | 0.0093792 | 0.009958 | 0.010534 | 0.011106 | 0.01167 | 0.012228 | 0.012782
ID | Commercial | Warehouse, Controlled Atm. | New | Food Preparation | Hot Food Container | 0 | 6.6925e-05 | 0.00012551 | 0.00018519 | 0.00024472 | 0.00030359 | 0.00036144 | 0.00041899 | 0.00047573 | 0.00053148 | 0.00058659 | 0.00064145 | 0.00069551 | 0.00074915 | 0.0008022 | 0.00085501 | 0.00090777 | 0.00096031 | 0.0010125 | 0.0010639 | 0.0011147 | 0.0011652
ID | Commercial | Warehouse, Controlled Atm. | New | Food Preparation | Steamer | 0 | 0.00081824 | 0.0015345 | 0.0022641 | 0.002992 | 0.0037117 | 0.004419 | 0.0051227 | 0.0058164 | 0.0064979 | 0.0071718 | 0.0078425 | 0.0085035 | 0.0091593 | 0.0098078 | 0.010454 | 0.011099 | 0.011741 | 0.012379 | 0.013007 | 0.013629 | 0.014246
ID | Commercial | Warehouse, Controlled Atm. | New | Food Preparation | Griddle | 0 | 0.00088433 | 0.0016584 | 0.002447 | 0.0032336 | 0.0040115 | 0.0047759 | 0.0055365 | 0.0062861 | 0.0070227 | 0.0077511 | 0.0084759 | 0.0091903 | 0.0098991 | 0.0106 | 0.011298 | 0.011995 | 0.012689 | 0.013378 | 0.014058 | 0.01473 | 0.015397
ID | Commercial | Warehouse, Controlled Atm. | New | Office Equipment | Desktop Computer | 0 | 0.00058269 | 0.0010682 | 0.0015408 | 0.0019905 | 0.0024138 | 0.0028093 | 0.0031836 | 0.0035336 | 0.0038591 | 0.0041638 | 0.004451 | 0.0047178 | 0.0049677 | 0.0052 | 0.005418 | 0.0056232 | 0.0058152 | 0.0059935 | 0.0061565 | 0.006306 | 0.0064437
ID | Commercial | Warehouse, Controlled Atm. | New | Office Equipment | Laptop | 0 | 0.00021215 | 0.00040687 | 0.00061392 | 0.00082966 | 0.0010525 | 0.0012815 | 0.0015192 | 0.001764 | 0.0020153 | 0.0022747 | 0.0025437 | 0.0028206 | 0.0031069 | 0.0034022 | 0.0037083 | 0.0040262 | 0.0043557 | 0.0046963 | 0.0050465 | 0.0054074 | 0.0057803
ID | Commercial | Warehouse, Controlled Atm. | New | Office Equipment | Server | 0 | 0.0058754 | 0.011263 | 0.016987 | 0.022945 | 0.029096 | 0.035409 | 0.041958 | 0.048696 | 0.055608 | 0.062737 | 0.070125 | 0.077722 | 0.085573 | 0.093664 | 0.10204 | 0.11074 | 0.11975 | 0.12905 | 0.13861 | 0.14846 | 0.15863
ID | Commercial | Warehouse, Controlled Atm. | New | Office Equipment | Monitor | 0 | 0.00017293 | 0.00032584 | 0.00048303 | 0.00064131 | 0.00079932 | 0.00095611 | 0.0011136 | 0.0012703 | 0.0014258 | 0.0015811 | 0.0017371 | 0.0018923 | 0.0020479 | 0.0022032 | 0.0023592 | 0.0025166 | 0.0026748 | 0.0028333 | 0.0029911 | 0.0031489 | 0.0033069
ID | Commercial | Warehouse, Controlled Atm. | New | Office Equipment | Printer/Copier/Fax | 0 | 0.00082038 | 0.0015633 | 0.0023437 | 0.0031471 | 0.003967 | 0.004799 | 0.0056528 | 0.0065216 | 0.0074031 | 0.0083024 | 0.009225 | 0.010164 | 0.011124 | 0.012103 | 0.013108 | 0.014141 | 0.0152 | 0.016284 | 0.017386 | 0.01851 | 0.01966
ID | Commercial | Warehouse, Controlled Atm. | New | Office Equipment | POS Terminal | 0 | 0.0010825 | 0.00203 | 0.0029953 | 0.0039582 | 0.0049103 | 0.005846 | 0.006777 | 0.0076946 | 0.0085963 | 0.0094878 | 0.010375 | 0.01125 | 0.012117 | 0.012975 | 0.013829 | 0.014683 | 0.015532 | 0.016376 | 0.017207 | 0.01803 | 0.018846
ID | Commercial | Warehouse, Controlled Atm. | New | Miscellaneous | Non-HVAC Motors | 0 | 0.040967 | 0.076827 | 0.11336 | 0.1498 | 0.18583 | 0.22125 | 0.25648 | 0.29121 | 0.32533 | 0.35907 | 0.39265 | 0.42574 | 0.45858 | 0.49105 | 0.52337 | 0.55567 | 0.58783 | 0.61975 | 0.65122 | 0.68235 | 0.71325
ID | Commercial | Warehouse, Controlled Atm. | New | Miscellaneous | Pool Pump | 0 | 0 | 0 | 0 | 0 | 0 | 0 | 0 | 0 | 0 | 0 | 0 | 0 | 0 | 0 | 0 | 0 | 0 | 0 | 0 | 0 | 0
ID | Commercial | Warehouse, Controlled Atm. | New | Miscellaneous | Pool Heater | 0 | 0 | 0 | 0 | 0 | 0 | 0 | 0 | 0 | 0 | 0 | 0 | 0 | 0 | 0 | 0 | 0 | 0 | 0 | 0 | 0 | 0
ID | Commercial | Warehouse, Controlled Atm. | New | Miscellaneous | Clothes Washer | 0 | 0 | 0 | 0 | 0 | 0 | 0 | 0 | 0 | 0 | 0 | 0 | 0 | 0 | 0 | 0 | 0 | 0 | 0 | 0 | 0 | 0
ID | Commercial | Warehouse, Controlled Atm. | New | Miscellaneous | Clothes Dryer | 0 | 0 | 0 | 0 | 0 | 0 | 0 | 0 | 0 | 0 | 0 | 0 | 0 | 0 | 0 | 0 | 0 | 0 | 0 | 0 | 0 | 0
ID | Commercial | Warehouse, Controlled Atm. | New | Miscellaneous | Electric Vehicle Chargers | 0 | 0 | 0 | 0 | 0 | 0 | 0 | 0 | 0 | 0 | 0 | 0 | 0 | 0 | 0 | 0 | 0 | 0 | 0 | 0 | 0 | 0
ID | Commercial | Warehouse, Controlled Atm. | New | Miscellaneous | Other Miscellaneous | 0 | 0.069255 | 0.13506 | 0.20722 | 0.28476 | 0.36734 | 0.45478 | 0.54822 | 0.64728 | 0.75196 | 0.86304 | 0.98137 | 1.1065 | 1.2394 | 1.3801 | 1.5296 | 1.6887 | 1.8577 | 2.0366 | 2.2254 | 2.4247 | 2.6356
ID | Commercial | Warehouse, Controlled Atm. | New | Generation | Solar PV | 0 | -0.0031413 | -0.010367 | -0.022874 | -0.040312 | -0.065125 | -0.097466 | -0.13579 | -0.18492 | -0.24391 | -0.30901 | -0.37759 | -0.45197 | -0.5253 | -0.60373 | -0.6877 | -0.77716 | -0.87218 | -0.97214 | -1.0766 | -1.1859 | -1.3001
ID | Commercial | Data Center | Existing | Cooling | Air-Cooled Chiller | 0.0058851 | 0.0057203 | 0.0055566 | 0.0053949 | 0.0052363 | 0.0051128 | 0.004991 | 0.0048721 | 0.0047564 | 0.0046452 | 0.0045372 | 0.0044336 | 0.0043344 | 0.0042399 | 0.0041502 | 0.0040766 | 0.0040079 | 0.0039412 | 0.0038769 | 0.0038148 | 0.0037548 | 0.0036965
ID | Commercial | Data Center | Existing | Cooling | Water-Cooled Chiller | 0.00063268 | 0.00062011 | 0.0006078 | 0.00059574 | 0.00058392 | 0.00057583 | 0.00056783 | 0.00055992 | 0.00055208 | 0.00054434 | 0.00053667 | 0.00052909 | 0.00052159 | 0.00051417 | 0.00050683 | 0.00050095 | 0.00049509 | 0.00048926 | 0.00048344 | 0.00047765 | 0.00047189 | 0.00046616
ID | Commercial | Data Center | Existing | Cooling | RTU | 0.037294 | 0.036549 | 0.035662 | 0.034781 | 0.033905 | 0.033241 | 0.032575 | 0.031911 | 0.031249 | 0.030591 | 0.029937 | 0.029289 | 0.028647 | 0.028027 | 0.027442 | 0.02696 | 0.026501 | 0.026063 | 0.025643 | 0.025238 | 0.024849 | 0.024472
ID | Commercial | Data Center | Existing | Cooling | Packaged Terminal AC | 0.003716 | 0.0036417 | 0.0035688 | 0.0034975 | 0.0034275 | 0.0033795 | 0.003332 | 0.003285 | 0.0032385 | 0.0031925 | 0.0031471 | 0.0031021 | 0.0030577 | 0.0030138 | 0.0029704 | 0.0029356 | 0.002901 | 0.0028665 | 0.0028322 | 0.0027981 | 0.0027641 | 0.0027304
ID | Commercial | Data Center | Existing | Cooling | Packaged Terminal HP | 0.00044602 | 0.0004371 | 0.00042836 | 0.00041979 | 0.00041139 | 0.00040563 | 0.00039993 | 0.00039428 | 0.00038871 | 0.00038319 | 0.00037773 | 0.00037234 | 0.00036701 | 0.00036174 | 0.00035653 | 0.00035235 | 0.0003482 | 0.00034406 | 0.00033994 | 0.00033584 | 0.00033177 | 0.00032772
ID | Commercial | Data Center | Existing | Cooling | Air-Source Heat Pump | 0.008866 | 0.0086605 | 0.0084333 | 0.0082085 | 0.007987 | 0.0078168 | 0.0076483 | 0.0074822 | 0.0073188 | 0.0071585 | 0.0070018 | 0.0068488 | 0.0067015 | 0.0065611 | 0.0064271 | 0.0063162 | 0.0062098 | 0.0061073 | 0.0060084 | 0.0059129 | 0.0058204 | 0.0057307
ID | Commercial | Data Center | Existing | Cooling | Geothermal Heat Pump | 0.0018165 | 0.0017653 | 0.0017142 | 0.0016636 | 0.001614 | 0.0015753 | 0.0015376 | 0.001501 | 0.0014659 | 0.0014324 | 0.0014006 | 0.0013706 | 0.0013422 | 0.0013153 | 0.0012896 | 0.0012686 | 0.0012484 | 0.001229 | 0.0012103 | 0.0011922 | 0.0011747 | 0.0011576
ID | Commercial | Data Center | Existing | Space Heating | Electric Furnace | 0.00015001 | 0.00014701 | 0.00014407 | 0.00014177 | 0.00013837 | 0.00013504 | 0.00013179 | 0.00012914 | 0.00012551 | 0.00012248 | 0.00011952 | 0.0001171 | 0.00011381 | 0.00011105 | 0.00010836 | 0.00010621 | 0.00010327 | 0.00010082 | 9.8421e-05 | 9.6462e-05 | 9.379e-05 | 9.1554e-05
ID | Commercial | Data Center | Existing | Space Heating | Electric Room Heat | 4.4019e-05 | 4.3138e-05 | 4.2276e-05 | 4.16e-05 | 4.0602e-05 | 3.9625e-05 | 3.8671e-05 | 3.7893e-05 | 3.6829e-05 | 3.594e-05 | 3.5071e-05 | 3.4361e-05 | 3.3395e-05 | 3.2585e-05 | 3.1795e-05 | 3.1165e-05 | 3.0304e-05 | 2.9583e-05 | 2.888e-05 | 2.8305e-05 | 2.7521e-05 | 2.6865e-05
ID | Commercial | Data Center | Existing | Space Heating | Packaged Terminal HP | 1.4374e-05 | 1.4086e-05 | 1.3805e-05 | 1.3584e-05 | 1.3258e-05 | 1.2939e-05 | 1.2627e-05 | 1.2373e-05 | 1.2026e-05 | 1.1736e-05 | 1.1452e-05 | 1.122e-05 | 1.0905e-05 | 1.064e-05 | 1.0382e-05 | 1.0176e-05 | 9.8952e-06 | 9.66e-06 | 9.4302e-06 | 9.2426e-06 | 8.9865e-06 | 8.7723e-06
ID | Commercial | Data Center | Existing | Space Heating | Air-Source Heat Pump | 0.00031747 | 0.00031112 | 0.0003046 | 0.00029941 | 0.00029188 | 0.00028451 | 0.00027729 | 0.00027134 | 0.00026335 | 0.00025661 | 0.00025003 | 0.00024458 | 0.00023735 | 0.00023128 | 0.00022539 | 0.00022067 | 0.00021435 | 0.00020905 | 0.00020391 | 0.00019969 | 0.00019402 | 0.00018928
ID | Commercial | Data Center | Existing | Space Heating | Geothermal Heat Pump | 6.6615e-05 | 6.5169e-05 | 6.3743e-05 | 6.2599e-05 | 6.0971e-05 | 5.9382e-05 | 5.7834e-05 | 5.656e-05 | 5.4869e-05 | 5.3452e-05 | 5.2077e-05 | 5.0951e-05 | 4.9455e-05 | 4.8203e-05 | 4.6987e-05 | 4.6015e-05 | 4.4708e-05 | 4.3615e-05 | 4.2551e-05 | 4.1681e-05 | 4.0507e-05 | 3.9524e-05
ID | Commercial | Data Center | Existing | Ventilation | Ventilation | 0.067979 | 0.065808 | 0.063637 | 0.061483 | 0.05936 | 0.057192 | 0.055076 | 0.053021 | 0.051032 | 0.049129 | 0.047303 | 0.045556 | 0.043893 | 0.04231 | 0.04081 | 0.039396 | 0.038065 | 0.036817 | 0.035644 | 0.034528 | 0.033474 | 0.03248
ID | Commercial | Data Center | Existing | Water Heating | Water Heater | 0.00057702 | 0.00056061 | 0.00054345 | 0.00052614 | 0.00050888 | 0.00049181 | 0.00047374 | 0.00045529 | 0.00043731 | 0.00041988 | 0.00040305 | 0.00038685 | 0.00037209 | 0.00035773 | 0.00034448 | 0.00033121 | 0.00031877 | 0.00030719 | 0.00029643 | 0.00028576 | 0.00027578 | 0.0002653
ID | Commercial | Data Center | Existing | Interior Lighting | General Service Lighting | 0.00027353 | 0.00026039 | 0.00024453 | 0.00022689 | 0.00020441 | 0.00018116 | 0.00016312 | 0.00014881 | 0.00013721 | 0.00012729 | 0.00011918 | 0.00011238 | 0.00010685 | 0.00010208 | 9.7544e-05 | 9.3466e-05 | 8.9764e-05 | 8.6378e-05 | 8.3307e-05 | 8.0055e-05 | 7.6898e-05 | 7.3863e-05
ID | Commercial | Data Center | Existing | Interior Lighting | Exempted Lighting | 1.1059e-07 | 1.0555e-07 | 9.7336e-08 | 8.7399e-08 | 7.451e-08 | 6.5588e-08 | 5.938e-08 | 5.4772e-08 | 5.1571e-08 | 4.9097e-08 | 4.6998e-08 | 4.4982e-08 | 4.291e-08 | 4.1016e-08 | 3.8979e-08 | 3.6852e-08 | 3.478e-08 | 3.2861e-08 | 3.1488e-08 | 3.0397e-08 | 2.9476e-08 | 2.8651e-08
ID | Commercial | Data Center | Existing | Interior Lighting | High-Bay Lighting | 0.00088218 | 0.00086232 | 0.00084277 | 0.00082358 | 0.00080455 | 0.00078594 | 0.00076777 | 0.00075007 | 0.00073285 | 0.00071596 | 0.00069957 | 0.00068368 | 0.00066829 | 0.00065338 | 0.00063879 | 0.00062465 | 0.00061091 | 0.00059757 | 0.0005846 | 0.00057198 | 0.0005597 | 0.00054775
ID | Commercial | Data Center | Existing | Interior Lighting | Linear Lighting | 0.0016333 | 0.0015995 | 0.001566 | 0.001533 | 0.0014991 | 0.0014656 | 0.0014326 | 0.0014002 | 0.0013684 | 0.0013361 | 0.0013044 | 0.0012734 | 0.0012431 | 0.0012134 | 0.0011835 | 0.0011544 | 0.0011259 | 0.0010981 | 0.0010709 | 0.0010444 | 0.0010193 | 0.0009952
ID | Commercial | Data Center | Existing | Exterior Lighting | General Service Lighting | 0.00073068 | 0.00069556 | 0.00065318 | 0.00060607 | 0.00054292 | 0.00047674 | 0.00042523 | 0.00038547 | 0.00035439 | 0.0003272 | 0.0003047 | 0.00028564 | 0.00027055 | 0.00025757 | 0.00024504 | 0.00023381 | 0.00022366 | 0.0002144 | 0.00020603 | 0.00019707 | 0.00018837 | 0.00018003
ID | Commercial | Data Center | Existing | Exterior Lighting | Area Lighting | 0.00053364 | 0.00052297 | 0.00051251 | 0.00050226 | 0.00049167 | 0.00048126 | 0.00047104 | 0.00046102 | 0.00045118 | 0.00044114 | 0.00043129 | 0.00042164 | 0.00041223 | 0.00040306 | 0.00039386 | 0.00038492 | 0.00037623 | 0.00036777 | 0.00035954 | 0.00035151 | 0.00034372 | 0.00033615
ID | Commercial | Data Center | Existing | Exterior Lighting | Linear Lighting | 0.001286 | 0.0012594 | 0.001233 | 0.0012071 | 0.0011803 | 0.001154 | 0.001128 | 0.0011025 | 0.0010774 | 0.001052 | 0.0010271 | 0.0010026 | 0.00097873 | 0.00095534 | 0.00093187 | 0.00090893 | 0.00088651 | 0.00086461 | 0.00084321 | 0.00082232 | 0.00080251 | 0.00078358
ID | Commercial | Data Center | Existing | Refrigeration | Walk-in Refrigerator/Freezer | 4.0808e-06 | 3.9992e-06 | 3.9192e-06 | 3.8408e-06 | 3.764e-06 | 3.6887e-06 | 3.615e-06 | 3.5427e-06 | 3.4718e-06 | 3.4024e-06 | 3.3343e-06 | 3.2677e-06 | 3.2023e-06 | 3.1383e-06 | 3.0755e-06 | 3.014e-06 | 2.9537e-06 | 2.8946e-06 | 2.8367e-06 | 2.78e-06 | 2.7244e-06 | 2.6699e-06
ID | Commercial | Data Center | Existing | Refrigeration | Reach-in Refrigerator/Freezer | 0.00044438 | 0.00043549 | 0.00042678 | 0.00041824 | 0.00040988 | 0.00040168 | 0.00039365 | 0.00038577 | 0.00037806 | 0.0003705 | 0.00036309 | 0.00035583 | 0.00034871 | 0.00034173 | 0.0003349 | 0.0003282 | 0.00032164 | 0.0003152 | 0.0003089 | 0.00030272 | 0.00029667 | 0.00029074
ID | Commercial | Data Center | Existing | Refrigeration | Glass Door Display | 0.00011409 | 0.0001118 | 0.00010957 | 0.00010738 | 0.00010523 | 0.00010312 | 0.00010106 | 9.904e-05 | 9.706e-05 | 9.5118e-05 | 9.3216e-05 | 9.1352e-05 | 8.9525e-05 | 8.7734e-05 | 8.598e-05 | 8.426e-05 | 8.2575e-05 | 8.0923e-05 | 7.9305e-05 | 7.7719e-05 | 7.6164e-05 | 7.4641e-05
ID | Commercial | Data Center | Existing | Refrigeration | Open Display Case | 0.00010896 | 0.00010678 | 0.00010465 | 0.00010256 | 0.0001005 | 9.8494e-05 | 9.6524e-05 | 9.4594e-05 | 9.2702e-05 | 9.0848e-05 | 8.9031e-05 | 8.725e-05 | 8.5505e-05 | 8.3795e-05 | 8.2119e-05 | 8.0477e-05 | 7.8867e-05 | 7.729e-05 | 7.5744e-05 | 7.4229e-05 | 7.2745e-05 | 7.129e-05
ID | Commercial | Data Center | Existing | Refrigeration | Icemaker | 1.7533e-05 | 1.7182e-05 | 1.6838e-05 | 1.6502e-05 | 1.6171e-05 | 1.5848e-05 | 1.5531e-05 | 1.522e-05 | 1.4916e-05 | 1.4618e-05 | 1.4325e-05 | 1.4039e-05 | 1.3758e-05 | 1.3483e-05 | 1.3213e-05 | 1.2949e-05 | 1.269e-05 | 1.2436e-05 | 1.2188e-05 | 1.1944e-05 | 1.1705e-05 | 1.1471e-05
ID | Commercial | Data Center | Existing | Refrigeration | Vending Machine | 0.00026393 | 0.00025865 | 0.00025348 | 0.00024841 | 0.00024344 | 0.00023857 | 0.0002338 | 0.00022913 | 0.00022454 | 0.00022005 | 0.00021565 | 0.00021134 | 0.00020711 | 0.00020297 | 0.00019891 | 0.00019493 | 0.00019103 | 0.00018721 | 0.00018347 | 0.0001798 | 0.0001762 | 0.00017268
ID | Commercial | Data Center | Existing | Food Preparation | Oven | 4.3095e-05 | 4.2233e-05 | 4.1388e-05 | 4.056e-05 | 3.9749e-05 | 3.8954e-05 | 3.8175e-05 | 3.7412e-05 | 3.6663e-05 | 3.593e-05 | 3.5211e-05 | 3.4507e-05 | 3.3817e-05 | 3.3141e-05 | 3.2478e-05 | 3.1828e-05 | 3.1192e-05 | 3.0568e-05 | 2.9957e-05 | 2.9357e-05 | 2.877e-05 | 2.8195e-05
ID | Commercial | Data Center | Existing | Food Preparation | Fryer | 3.1507e-05 | 3.0877e-05 | 3.026e-05 | 2.9655e-05 | 2.9061e-05 | 2.848e-05 | 2.7911e-05 | 2.7352e-05 | 2.6805e-05 | 2.6269e-05 | 2.5744e-05 | 2.5229e-05 | 2.4724e-05 | 2.423e-05 | 2.3745e-05 | 2.327e-05 | 2.2805e-05 | 2.2349e-05 | 2.1902e-05 | 2.1464e-05 | 2.1035e-05 | 2.0614e-05
ID | Commercial | Data Center | Existing | Food Preparation | Dishwasher | 3.2205e-05 | 3.1561e-05 | 3.093e-05 | 3.0311e-05 | 2.9705e-05 | 2.9111e-05 | 2.8529e-05 | 2.7958e-05 | 2.7399e-05 | 2.6851e-05 | 2.6314e-05 | 2.5788e-05 | 2.5272e-05 | 2.4766e-05 | 2.4271e-05 | 2.3786e-05 | 2.331e-05 | 2.2844e-05 | 2.2387e-05 | 2.1939e-05 | 2.15e-05 | 2.107e-05
ID | Commercial | Data Center | Existing | Food Preparation | Hot Food Container | 2.9358e-06 | 2.8771e-06 | 2.8195e-06 | 2.7631e-06 | 2.7079e-06 | 2.6537e-06 | 2.6007e-06 | 2.5486e-06 | 2.4977e-06 | 2.4477e-06 | 2.3988e-06 | 2.3508e-06 | 2.3038e-06 | 2.2577e-06 | 2.2125e-06 | 2.1683e-06 | 2.1249e-06 | 2.0824e-06 | 2.0408e-06 | 2e-06 | 1.96e-06 | 1.9208e-06
ID | Commercial | Data Center | Existing | Food Preparation | Steamer | 3.5894e-05 | 3.5176e-05 | 3.4472e-05 | 3.3783e-05 | 3.3107e-05 | 3.2445e-05 | 3.1796e-05 | 3.116e-05 | 3.0537e-05 | 2.9926e-05 | 2.9328e-05 | 2.8741e-05 | 2.8166e-05 | 2.7603e-05 | 2.7051e-05 | 2.651e-05 | 2.598e-05 | 2.546e-05 | 2.4951e-05 | 2.4452e-05 | 2.3963e-05 | 2.3484e-05
ID | Commercial | Data Center | Existing | Food Preparation | Griddle | 3.8793e-05 | 3.8017e-05 | 3.7256e-05 | 3.6511e-05 | 3.5781e-05 | 3.5065e-05 | 3.4364e-05 | 3.3677e-05 | 3.3003e-05 | 3.2343e-05 | 3.1696e-05 | 3.1062e-05 | 3.0441e-05 | 2.9832e-05 | 2.9236e-05 | 2.8651e-05 | 2.8078e-05 | 2.7516e-05 | 2.6966e-05 | 2.6427e-05 | 2.5898e-05 | 2.538e-05
ID | Commercial | Data Center | Existing | Office Equipment | Desktop Computer | 0.0021323 | 0.0020427 | 0.001957 | 0.0018748 | 0.0017961 | 0.0017206 | 0.0016484 | 0.0015792 | 0.0015129 | 0.0014493 | 0.0013885 | 0.0013302 | 0.0012743 | 0.0012208 | 0.0011696 | 0.0011205 | 0.0010734 | 0.0010283 | 0.00098515 | 0.00094379 | 0.00090416 | 0.00086619
ID | Commercial | Data Center | Existing | Office Equipment | Laptop | 0.00074211 | 0.00074374 | 0.00074537 | 0.000747 | 0.00074864 | 0.00075028 | 0.00075192 | 0.00075357 | 0.00075522 | 0.00075687 | 0.00075853 | 0.00076019 | 0.00076186 | 0.00076353 | 0.0007652 | 0.00076688 | 0.00076856 | 0.00077024 | 0.00077193 | 0.00077362 | 0.00077532 | 0.00077702
ID | Commercial | Data Center | Existing | Office Equipment | Server | 0.21362 | 0.21399 | 0.21436 | 0.21473 | 0.2151 | 0.21547 | 0.21585 | 0.21622 | 0.2166 | 0.21697 | 0.21735 | 0.21773 | 0.2181 | 0.21848 | 0.21886 | 0.21924 | 0.21962 | 0.22 | 0.22038 | 0.22076 | 0.22115 | 0.22153
ID | Commercial | Data Center | Existing | Office Equipment | Monitor | 0.0012315 | 0.0012125 | 0.0011938 | 0.0011755 | 0.0011574 | 0.0011395 | 0.001122 | 0.0011047 | 0.0010877 | 0.001071 | 0.0010545 | 0.0010383 | 0.0010223 | 0.0010065 | 0.00099105 | 0.0009758 | 0.00096077 | 0.00094599 | 0.00093142 | 0.00091709 | 0.00090297 | 0.00088907
ID | Commercial | Data Center | Existing | Office Equipment | Printer/Copier/Fax | 0.00096251 | 0.00095845 | 0.00095441 | 0.00095038 | 0.00094637 | 0.00094238 | 0.00093841 | 0.00093445 | 0.00093051 | 0.00092658 | 0.00092267 | 0.00091878 | 0.00091491 | 0.00091105 | 0.00090721 | 0.00090338 | 0.00089957 | 0.00089577 | 0.000892 | 0.00088823 | 0.00088449 | 0.00088076
ID | Commercial | Data Center | Existing | Office Equipment | POS Terminal | 3.3986e-06 | 3.3463e-06 | 3.2948e-06 | 3.2441e-06 | 3.1941e-06 | 3.145e-06 | 3.0965e-06 | 3.0489e-06 | 3.0019e-06 | 2.9557e-06 | 2.9102e-06 | 2.8654e-06 | 2.8213e-06 | 2.7779e-06 | 2.7351e-06 | 2.693e-06 | 2.6516e-06 | 2.6108e-06 | 2.5706e-06 | 2.531e-06 | 2.492e-06 | 2.4537e-06
ID | Commercial | Data Center | Existing | Miscellaneous | Non-HVAC Motors | 2.4243e-05 | 2.3758e-05 | 2.3283e-05 | 2.2817e-05 | 2.2361e-05 | 2.1914e-05 | 2.1475e-05 | 2.1046e-05 | 2.0625e-05 | 2.0213e-05 | 1.9808e-05 | 1.9412e-05 | 1.9024e-05 | 1.8643e-05 | 1.8271e-05 | 1.7905e-05 | 1.7547e-05 | 1.7196e-05 | 1.6852e-05 | 1.6515e-05 | 1.6185e-05 | 1.5861e-05
ID | Commercial | Data Center | Existing | Miscellaneous | Pool Pump | 0 | 0 | 0 | 0 | 0 | 0 | 0 | 0 | 0 | 0 | 0 | 0 | 0 | 0 | 0 | 0 | 0 | 0 | 0 | 0 | 0 | 0
ID | Commercial | Data Center | Existing | Miscellaneous | Pool Heater | 0 | 0 | 0 | 0 | 0 | 0 | 0 | 0 | 0 | 0 | 0 | 0 | 0 | 0 | 0 | 0 | 0 | 0 | 0 | 0 | 0 | 0
ID | Commercial | Data Center | Existing | Miscellaneous | Clothes Washer | 0 | 0 | 0 | 0 | 0 | 0 | 0 | 0 | 0 | 0 | 0 | 0 | 0 | 0 | 0 | 0 | 0 | 0 | 0 | 0 | 0 | 0
ID | Commercial | Data Center | Existing | Miscellaneous | Clothes Dryer | 0 | 0 | 0 | 0 | 0 | 0 | 0 | 0 | 0 | 0 | 0 | 0 | 0 | 0 | 0 | 0 | 0 | 0 | 0 | 0 | 0 | 0
ID | Commercial | Data Center | Existing | Miscellaneous | Electric Vehicle Chargers | 3.8187e-06 | 4.7196e-06 | 5.6865e-06 | 6.6607e-06 | 7.5865e-06 | 8.4772e-06 | 9.3171e-06 | 1.01e-05 | 1.0845e-05 | 1.1573e-05 | 1.229e-05 | 1.2994e-05 | 1.3682e-05 | 1.4349e-05 | 1.4989e-05 | 1.5608e-05 | 1.621e-05 | 1.6798e-05 | 1.7361e-05 | 1.7912e-05 | 1.8436e-05 | 1.8928e-05
ID | Commercial | Data Center | Existing | Miscellaneous | Other Miscellaneous | 0.001784 | 0.0018181 | 0.0018528 | 0.0018881 | 0.0019241 | 0.0019608 | 0.0019982 | 0.0020363 | 0.0020752 | 0.0021148 | 0.0021551 | 0.0021962 | 0.0022381 | 0.0022808 | 0.0023243 | 0.0023687 | 0.0024139 | 0.0024599 | 0.0025069 | 0.0025547 | 0.0026034 | 0.0026531
ID | Commercial | Data Center | Existing | Generation | Solar PV | -6.283e-05 | -0.00013273 | -0.00022891 | -0.00033546 | -0.00043844 | -0.00055954 | -0.0006893 | -0.00081183 | -0.00095424 | -0.0011041 | -0.001242 | -0.0013601 | -0.0014715 | -0.001556 | -0.0016367 | -0.0017142 | -0.0017881 | -0.001859 | -0.001926 | -0.0019893 | -0.0020494 | -0.0021065
ID | Commercial | Data Center | New | Cooling | Air-Cooled Chiller | 0 | 0.0001618 | 0.00030555 | 0.00045138 | 0.00059651 | 0.00074426 | 0.00089071 | 0.0010378 | 0.0011844 | 0.0013299 | 0.0014752 | 0.0016212 | 0.0017666 | 0.0019122 | 0.0020576 | 0.0022097 | 0.0023637 | 0.0025191 | 0.0026754 | 0.0028503 | 0.0030269 | 0.0032056
ID | Commercial | Data Center | New | Cooling | Water-Cooled Chiller | 0 | 2.2167e-05 | 4.1701e-05 | 6.1519e-05 | 8.1241e-05 | 0.00010132 | 0.00012127 | 0.00014131 | 0.00016127 | 0.0001811 | 0.0002009 | 0.00022078 | 0.00024059 | 0.00026042 | 0.00028022 | 0.00030095 | 0.00032192 | 0.00034307 | 0.00036436 | 0.00038565 | 0.000407 | 0.00042847
ID | Commercial | Data Center | New | Cooling | RTU | 0 | 0.0012831 | 0.0022686 | 0.0032685 | 0.0042635 | 0.0052776 | 0.0062851 | 0.0072971 | 0.0083052 | 0.0093064 | 0.010306 | 0.011311 | 0.012311 | 0.013293 | 0.014276 | 0.015307 | 0.016352 | 0.017408 | 0.018472 | 0.019537 | 0.020605 | 0.021681
ID | Commercial | Data Center | New | Cooling | Packaged Terminal AC | 0 | 0.00015351 | 0.00028879 | 0.00042603 | 0.00056261 | 0.00070167 | 0.00083982 | 0.0009786 | 0.0011168 | 0.0012541 | 0.0013912 | 0.001529 | 0.0016661 | 0.0018035 | 0.0019406 | 0.0020841 | 0.0022293 | 0.0023759 | 0.0025233 | 0.0026707 | 0.0028185 | 0.0029672
ID | Commercial | Data Center | New | Cooling | Packaged Terminal HP | 0 | 1.8426e-05 | 3.4662e-05 | 5.1135e-05 | 6.7528e-05 | 8.4219e-05 | 0.0001008 | 0.00011746 | 0.00013405 | 0.00015053 | 0.00016699 | 0.00018352 | 0.00019998 | 0.00021646 | 0.00023293 | 0.00025015 | 0.00026758 | 0.00028517 | 0.00030286 | 0.00032055 | 0.0003383 | 0.00035615
ID | Commercial | Data Center | New | Cooling | Air-Source Heat Pump | 0 | 0.00028611 | 0.00051499 | 0.00074719 | 0.00097827 | 0.0012137 | 0.0014476 | 0.0016826 | 0.0019166 | 0.0021491 | 0.0023812 | 0.0026144 | 0.0028441 | 0.0030743 | 0.0033044 | 0.0035454 | 0.0037895 | 0.004036 | 0.004284 | 0.0045322 | 0.0047812 | 0.0050317
ID | Commercial | Data Center | New | Cooling | Geothermal Heat Pump | 0 | 6.1855e-05 | 0.00011636 | 0.00017166 | 0.00022669 | 0.00028272 | 0.00033839 | 0.00039431 | 0.00045001 | 0.00050532 | 0.00056057 | 0.00061606 | 0.00067132 | 0.00072666 | 0.00078193 | 0.00083975 | 0.00089826 | 0.0009573 | 0.0010167 | 0.0010761 | 0.0011357 | 0.0011956
ID | Commercial | Data Center | New | Space Heating | Electric Furnace | 0 | 6.1973e-06 | 1.1658e-05 | 1.727e-05 | 2.2713e-05 | 2.8038e-05 | 3.3217e-05 | 3.847e-05 | 4.3284e-05 | 4.8115e-05 | 5.2837e-05 | 5.7716e-05 | 6.2012e-05 | 6.6452e-05 | 7.0791e-05 | 7.5402e-05 | 7.9363e-05 | 8.3562e-05 | 8.7686e-05 | 9.2071e-05 | 9.5637e-05 | 9.9496e-05
ID | Commercial | Data Center | New | Space Heating | Electric Room Heat | 0 | 1.8185e-06 | 3.4209e-06 | 5.0674e-06 | 6.6646e-06 | 8.2272e-06 | 9.747e-06 | 1.1288e-05 | 1.2701e-05 | 1.4118e-05 | 1.5504e-05 | 1.6936e-05 | 1.8196e-05 | 1.9499e-05 | 2.0772e-05 | 2.2125e-05 | 2.3288e-05 | 2.452e-05 | 2.573e-05 | 2.7016e-05 | 2.8063e-05 | 2.9195e-05
ID | Commercial | Data Center | New | Space Heating | Packaged Terminal HP | 0 | 5.938e-07 | 1.117e-06 | 1.6547e-06 | 2.1762e-06 | 2.6865e-06 | 3.1827e-06 | 3.686e-06 | 4.1473e-06 | 4.6101e-06 | 5.0626e-06 | 5.5301e-06 | 5.9417e-06 | 6.3671e-06 | 6.7828e-06 | 7.2246e-06 | 7.6042e-06 | 8.0066e-06 | 8.4016e-06 | 8.8218e-06 | 9.1634e-06 | 9.5332e-06
ID | Commercial | Data Center | New | Space Heating | Air-Source Heat Pump | 0 | 1.3115e-05 | 2.4332e-05 | 3.5859e-05 | 4.7038e-05 | 5.7974e-05 | 6.8611e-05 | 7.9401e-05 | 8.9285e-05 | 9.9205e-05 | 0.0001089 | 0.00011892 | 0.00012771 | 0.0001368 | 0.00014568 | 0.00015513 | 0.00016324 | 0.00017184 | 0.00018029 | 0.00018928 | 0.00019659 | 0.0002045
ID | Commercial | Data Center | New | Space Heating | Geothermal Heat Pump | 0 | 2.666e-06 | 5.0152e-06 | 7.429e-06 | 9.7706e-06 | 1.2061e-05 | 1.429e-05 | 1.6549e-05 | 1.862e-05 | 2.0698e-05 | 2.273e-05 | 2.4828e-05 | 2.6676e-05 | 2.8586e-05 | 3.0453e-05 | 3.2436e-05 | 3.4141e-05 | 3.5947e-05 | 3.7721e-05 | 3.9607e-05 | 4.1141e-05 | 4.2801e-05
ID | Commercial | Data Center | New | Ventilation | Ventilation | 0 | 0.0019709 | 0.0037054 | 0.0054652 | 0.0072191 | 0.0088377 | 0.010426 | 0.012003 | 0.013554 | 0.015089 | 0.016605 | 0.018111 | 0.019592 | 0.021059 | 0.022498 | 0.023929 | 0.025355 | 0.026762 | 0.028146 | 0.029486 | 0.030801 | 0.032107
ID | Commercial | Data Center | New | Water Heating | Water Heater | 0 | 1.8153e-05 | 3.1644e-05 | 4.5332e-05 | 5.8954e-05 | 7.2398e-05 | 8.5591e-05 | 9.8688e-05 | 0.00011158 | 0.00012423 | 0.00013671 | 0.00014911 | 0.0001609 | 0.00017264 | 0.00018426 | 0.00019586 | 0.00020746 | 0.00021901 | 0.00023049 | 0.00024098 | 0.00025229 | 0.00026351
ID | Commercial | Data Center | New | Interior Lighting | General Service Lighting | 0 | 6.5554e-06 | 1.2332e-05 | 1.8193e-05 | 2.2905e-05 | 2.7557e-05 | 3.1889e-05 | 3.6062e-05 | 4.0074e-05 | 4.3485e-05 | 4.6891e-05 | 5.0267e-05 | 5.3673e-05 | 5.7034e-05 | 5.9951e-05 | 6.2815e-05 | 6.564e-05 | 6.8418e-05 | 7.1192e-05 | 7.3552e-05 | 7.5978e-05 | 7.8416e-05
ID | Commercial | Data Center | New | Interior Lighting | Exempted Lighting | 0 | 3.1384e-09 | 5.498e-09 | 7.8003e-09 | 9.5237e-09 | 1.1245e-08 | 1.298e-08 | 1.462e-08 | 1.6397e-08 | 1.7986e-08 | 1.9445e-08 | 2.0812e-08 | 2.2085e-08 | 2.3356e-08 | 2.4385e-08 | 2.5211e-08 | 2.6088e-08 | 2.6983e-08 | 2.8019e-08 | 2.9062e-08 | 3.0108e-08 | 3.1152e-08
ID | Commercial | Data Center | New | Interior Lighting | High-Bay Lighting | 0 | 3.2869e-05 | 6.1833e-05 | 9.1219e-05 | 0.00012021 | 0.00014882 | 0.0001769 | 0.00020478 | 0.00023221 | 0.00025899 | 0.00028542 | 0.00031167 | 0.00033747 | 0.00036297 | 0.00038799 | 0.00041284 | 0.0004376 | 0.0004622 | 0.00048656 | 0.00051054 | 0.00053423 | 0.00055771
ID | Commercial | Data Center | New | Interior Lighting | Linear Lighting | 0 | 6.5082e-05 | 0.00012243 | 0.00018062 | 0.00023687 | 0.00029239 | 0.00034687 | 0.00040096 | 0.00045419 | 0.00050544 | 0.00055602 | 0.00060626 | 0.0006557 | 0.00070465 | 0.00075233 | 0.0007997 | 0.00084692 | 0.00089386 | 0.00094037 | 0.00098616 | 0.0010306 | 0.0010741
ID | Commercial | Data Center | New | Exterior Lighting | General Service Lighting | 0 | 1.7508e-05 | 3.2936e-05 | 4.8588e-05 | 5.9986e-05 | 7.0893e-05 | 8.1307e-05 | 9.1769e-05 | 0.00010216 | 0.00011037 | 0.00011845 | 0.00012636 | 0.00013454 | 0.00014261 | 0.00014923 | 0.00015571 | 0.00016209 | 0.00016834 | 0.00017458 | 0.00017959 | 0.00018482 | 0.0001901
ID | Commercial | Data Center | New | Exterior Lighting | Area Lighting | 0 | 2.2046e-05 | 4.1472e-05 | 6.1181e-05 | 8.0238e-05 | 9.9046e-05 | 0.0001175 | 0.00013583 | 0.00015386 | 0.00017124 | 0.00018839 | 0.00020542 | 0.00022209 | 0.00023853 | 0.00025438 | 0.00027011 | 0.00028576 | 0.00030129 | 0.00031666 | 0.00033177 | 0.0003467 | 0.0003615
ID | Commercial | Data Center | New | Exterior Lighting | Linear Lighting | 0 | 5.1242e-05 | 9.6397e-05 | 0.00014221 | 0.0001865 | 0.00023021 | 0.00027311 | 0.0003157 | 0.00035761 | 0.00039796 | 0.00043779 | 0.00047734 | 0.00051627 | 0.00055481 | 0.00059235 | 0.00062964 | 0.00066683 | 0.00070379 | 0.00074041 | 0.00077646 | 0.00081145 | 0.00084571
ID | Commercial | Data Center | New | Refrigeration | Walk-in Refrigerator/Freezer | 0 | 1.6859e-07 | 3.1714e-07 | 4.6786e-07 | 6.1785e-07 | 7.6588e-07 | 9.1115e-07 | 1.0554e-06 | 1.1973e-06 | 1.3366e-06 | 1.474e-06 | 1.6105e-06 | 1.7449e-06 | 1.8779e-06 | 2.0092e-06 | 2.1397e-06 | 2.2699e-06 | 2.3992e-06 | 2.5273e-06 | 2.6534e-06 | 2.778e-06 | 2.9015e-06
ID | Commercial | Data Center | New | Refrigeration | Reach-in Refrigerator/Freezer | 0 | 1.8358e-05 | 3.4535e-05 | 5.0947e-05 | 6.7279e-05 | 8.3399e-05 | 9.9219e-05 | 0.00011492 | 0.00013038 | 0.00014554 | 0.00016051 | 0.00017538 | 0.00019001 | 0.00020449 | 0.00021879 | 0.000233 | 0.00024717 | 0.00026125 | 0.00027521 | 0.00028894 | 0.00030251 | 0.00031596
ID | Commercial | Data Center | New | Refrigeration | Glass Door Display | 0 | 4.713e-06 | 8.8661e-06 | 1.308e-05 | 1.7273e-05 | 2.1411e-05 | 2.5473e-05 | 2.9504e-05 | 3.3472e-05 | 3.7366e-05 | 4.1208e-05 | 4.5025e-05 | 4.878e-05 | 5.25e-05 | 5.6171e-05 | 5.982e-05 | 6.3457e-05 | 6.7072e-05 | 7.0654e-05 | 7.4181e-05 | 7.7664e-05 | 8.1116e-05
ID | Commercial | Data Center | New | Refrigeration | Open Display Case | 0 | 4.5014e-06 | 8.468e-06 | 1.2492e-05 | 1.6497e-05 | 2.045e-05 | 2.4329e-05 | 2.818e-05 | 3.1969e-05 | 3.5688e-05 | 3.9358e-05 | 4.3003e-05 | 4.659e-05 | 5.0142e-05 | 5.3649e-05 | 5.7134e-05 | 6.0608e-05 | 6.4061e-05 | 6.7482e-05 | 7.085e-05 | 7.4177e-05 | 7.7474e-05
ID | Commercial | Data Center | New | Refrigeration | Icemaker | 0 | 7.243e-07 | 1.3625e-06 | 2.0101e-06 | 2.6545e-06 | 3.2905e-06 | 3.9146e-06 | 4.5342e-06 | 5.144e-06 | 5.7423e-06 | 6.3329e-06 | 6.9194e-06 | 7.4965e-06 | 8.0681e-06 | 8.6324e-06 | 9.193e-06 | 9.752e-06 | 1.0308e-05 | 1.0858e-05 | 1.14e-05 | 1.1935e-05 | 1.2466e-05
ID | Commercial | Data Center | New | Refrigeration | Vending Machine | 0 | 1.0903e-05 | 2.0511e-05 | 3.0259e-05 | 3.996e-05 | 4.9534e-05 | 5.893e-05 | 6.8257e-05 | 7.7437e-05 | 8.6444e-05 | 9.5334e-05 | 0.00010416 | 0.00011285 | 0.00012146 | 0.00012995 | 0.00013839 | 0.0001468 | 0.00015517 | 0.00016346 | 0.00017161 | 0.00017967 | 0.00018766
ID | Commercial | Data Center | New | Food Preparation | Oven | 0 | 1.7803e-06 | 3.3491e-06 | 4.9407e-06 | 6.5246e-06 | 8.0879e-06 | 9.622e-06 | 1.1145e-05 | 1.2644e-05 | 1.4114e-05 | 1.5566e-05 | 1.7008e-05 | 1.8426e-05 | 1.9831e-05 | 2.1218e-05 | 2.2596e-05 | 2.397e-05 | 2.5336e-05 | 2.6689e-05 | 2.8021e-05 | 2.9337e-05 | 3.0641e-05
ID | Commercial | Data Center | New | Food Preparation | Fryer | 0 | 1.3016e-06 | 2.4486e-06 | 3.6123e-06 | 4.7703e-06 | 5.9132e-06 | 7.0349e-06 | 8.1483e-06 | 9.2442e-06 | 1.0319e-05 | 1.1381e-05 | 1.2435e-05 | 1.3472e-05 | 1.4499e-05 | 1.5513e-05 | 1.6521e-05 | 1.7525e-05 | 1.8524e-05 | 1.9513e-05 | 2.0487e-05 | 2.1449e-05 | 2.2402e-05
ID | Commercial | Data Center | New | Food Preparation | Dishwasher | 0 | 1.3304e-06 | 2.5028e-06 | 3.6922e-06 | 4.8759e-06 | 6.0442e-06 | 7.1906e-06 | 8.3287e-06 | 9.4489e-06 | 1.0548e-05 | 1.1633e-05 | 1.271e-05 | 1.377e-05 | 1.482e-05 | 1.5857e-05 | 1.6886e-05 | 1.7913e-05 | 1.8934e-05 | 1.9945e-05 | 2.094e-05 | 2.1924e-05 | 2.2898e-05
ID | Commercial | Data Center | New | Food Preparation | Hot Food Container | 0 | 1.2128e-07 | 2.2815e-07 | 3.3658e-07 | 4.4449e-07 | 5.5098e-07 | 6.5549e-07 | 7.5924e-07 | 8.6135e-07 | 9.6154e-07 | 1.0604e-06 | 1.1586e-06 | 1.2553e-06 | 1.351e-06 | 1.4455e-06 | 1.5394e-06 | 1.633e-06 | 1.726e-06 | 1.8182e-06 | 1.9089e-06 | 1.9986e-06 | 2.0874e-06
ID | Commercial | Data Center | New | Food Preparation | Steamer | 0 | 1.4828e-06 | 2.7895e-06 | 4.1151e-06 | 5.4344e-06 | 6.7364e-06 | 8.0142e-06 | 9.2827e-06 | 1.0531e-05 | 1.1756e-05 | 1.2965e-05 | 1.4166e-05 | 1.5347e-05 | 1.6518e-05 | 1.7673e-05 | 1.8821e-05 | 1.9965e-05 | 2.1102e-05 | 2.2229e-05 | 2.3339e-05 | 2.4435e-05 | 2.5521e-05
ID | Commercial | Data Center | New | Food Preparation | Griddle | 0 | 1.6026e-06 | 3.0148e-06 | 4.4475e-06 | 5.8733e-06 | 7.2805e-06 | 8.6615e-06 | 1.0032e-05 | 1.1382e-05 | 1.2705e-05 | 1.4012e-05 | 1.531e-05 | 1.6587e-05 | 1.7852e-05 | 1.91e-05 | 2.0341e-05 | 2.1577e-05 | 2.2807e-05 | 2.4025e-05 | 2.5224e-05 | 2.6408e-05 | 2.7582e-05
ID | Commercial | Data Center | New | Office Equipment | Desktop Computer | 0 | 8.611e-05 | 0.00015835 | 0.00022837 | 0.00029481 | 0.00035725 | 0.00041548 | 0.00047044 | 0.00052173 | 0.00056935 | 0.00061381 | 0.00065561 | 0.00069436 | 0.00073053 | 0.00076409 | 0.00079546 | 0.00082489 | 0.00085232 | 0.0008777 | 0.00090083 | 0.00092196 | 0.00094133
ID | Commercial | Data Center | New | Office Equipment | Laptop | 0 | 3.1352e-05 | 6.0314e-05 | 9.0993e-05 | 0.00012288 | 0.00015578 | 0.00018952 | 0.00022449 | 0.00026045 | 0.00029732 | 0.00033533 | 0.00037468 | 0.00041512 | 0.00045689 | 0.00049991 | 0.00054444 | 0.00059062 | 0.00063841 | 0.00068773 | 0.00073841 | 0.00079058 | 0.00084442
ID | Commercial | Data Center | New | Office Equipment | Server | 0 | 0.0090205 | 0.017346 | 0.026156 | 0.035308 | 0.044738 | 0.054404 | 0.064413 | 0.074696 | 0.085234 | 0.096084 | 0.10731 | 0.11884 | 0.13074 | 0.14298 | 0.15565 | 0.16877 | 0.18234 | 0.19634 | 0.21071 | 0.2255 | 0.24075
ID | Commercial | Data Center | New | Office Equipment | Monitor | 0 | 5.1112e-05 | 9.6604e-05 | 0.00014318 | 0.00018998 | 0.0002366 | 0.0002828 | 0.0003291 | 0.00037512 | 0.00042072 | 0.00046616 | 0.00051173 | 0.00055702 | 0.00060231 | 0.00064746 | 0.00069276 | 0.00073833 | 0.00078407 | 0.00082983 | 0.00087534 | 0.00092075 | 0.00096619
ID | Commercial | Data Center | New | Office Equipment | Printer/Copier/Fax | 0 | 4.0403e-05 | 7.723e-05 | 0.00011577 | 0.00015534 | 0.00019566 | 0.00023653 | 0.00027837 | 0.0003209 | 0.00036399 | 0.00040789 | 0.00045284 | 0.00049852 | 0.00054517 | 0.00059269 | 0.00064135 | 0.0006913 | 0.00074245 | 0.0007947 | 0.0008478 | 0.0009019 | 0.00095716
ID | Commercial | Data Center | New | Office Equipment | POS Terminal | 0 | 1.404e-07 | 2.6412e-07 | 3.8964e-07 | 5.1456e-07 | 6.3784e-07 | 7.5883e-07 | 8.7893e-07 | 9.9714e-07 | 1.1131e-06 | 1.2276e-06 | 1.3413e-06 | 1.4532e-06 | 1.564e-06 | 1.6733e-06 | 1.782e-06 | 1.8904e-06 | 1.9981e-06 | 2.1048e-06 | 2.2098e-06 | 2.3136e-06 | 2.4164e-06
ID | Commercial | Data Center | New | Miscellaneous | Non-HVAC Motors | 0 | 1.0015e-06 | 1.884e-06 | 2.7794e-06 | 3.6704e-06 | 4.5499e-06 | 5.4129e-06 | 6.2696e-06 | 7.1128e-06 | 7.9401e-06 | 8.7567e-06 | 9.5677e-06 | 1.0366e-05 | 1.1156e-05 | 1.1936e-05 | 1.2712e-05 | 1.3484e-05 | 1.4253e-05 | 1.5014e-05 | 1.5763e-05 | 1.6503e-05 | 1.7237e-05
ID | Commercial | Data Center | New | Miscellaneous | Pool Pump | 0 | 0 | 0 | 0 | 0 | 0 | 0 | 0 | 0 | 0 | 0 | 0 | 0 | 0 | 0 | 0 | 0 | 0 | 0 | 0 | 0 | 0
ID | Commercial | Data Center | New | Miscellaneous | Pool Heater | 0 | 0 | 0 | 0 | 0 | 0 | 0 | 0 | 0 | 0 | 0 | 0 | 0 | 0 | 0 | 0 | 0 | 0 | 0 | 0 | 0 | 0
ID | Commercial | Data Center | New | Miscellaneous | Clothes Washer | 0 | 0 | 0 | 0 | 0 | 0 | 0 | 0 | 0 | 0 | 0 | 0 | 0 | 0 | 0 | 0 | 0 | 0 | 0 | 0 | 0 | 0
ID | Commercial | Data Center | New | Miscellaneous | Clothes Dryer | 0 | 0 | 0 | 0 | 0 | 0 | 0 | 0 | 0 | 0 | 0 | 0 | 0 | 0 | 0 | 0 | 0 | 0 | 0 | 0 | 0 | 0
ID | Commercial | Data Center | New | Miscellaneous | Electric Vehicle Chargers | 0 | 2.1515e-07 | 4.8816e-07 | 8.4847e-07 | 1.2883e-06 | 1.8059e-06 | 2.3943e-06 | 3.0528e-06 | 3.7809e-06 | 4.5832e-06 | 5.4666e-06 | 6.4344e-06 | 7.4815e-06 | 8.6096e-06 | 9.813e-06 | 1.1098e-05 | 1.2472e-05 | 1.3936e-05 | 1.5479e-05 | 1.7106e-05 | 1.8807e-05 | 2.0577e-05
ID | Commercial | Data Center | New | Miscellaneous | Other Miscellaneous | 0 | 7.664e-05 | 0.00014992 | 0.00022999 | 0.00031583 | 0.00040712 | 0.00050365 | 0.00060663 | 0.00071566 | 0.00083075 | 0.00095272 | 0.0010825 | 0.0012195 | 0.0013648 | 0.0015185 | 0.0016816 | 0.001855 | 0.0020389 | 0.0022334 | 0.0024384 | 0.0026547 | 0.0028832
ID | Commercial | Data Center | New | Generation | Solar PV | 0 | -5.5952e-06 | -1.8523e-05 | -4.0863e-05 | -7.1967e-05 | -0.00011617 | -0.00017374 | -0.00024185 | -0.00032908 | -0.00043373 | -0.00054906 | -0.00067036 | -0.00080178 | -0.00093109 | -0.0010693 | -0.001217 | -0.0013741 | -0.0015408 | -0.0017159 | -0.0018987 | -0.0020898 | -0.0022892
ID | Commercial | Miscellaneous | Existing | Cooling | Air-Cooled Chiller | 0.40074 | 0.38994 | 0.37922 | 0.36864 | 0.35821 | 0.35012 | 0.34217 | 0.33434 | 0.32669 | 0.31926 | 0.31202 | 0.305 | 0.29827 | 0.29175 | 0.28549 | 0.28031 | 0.27532 | 0.27054 | 0.26597 | 0.26154 | 0.25727 | 0.25317
ID | Commercial | Miscellaneous | Existing | Cooling | Water-Cooled Chiller | 0.42098 | 0.41261 | 0.40442 | 0.3964 | 0.38853 | 0.38315 | 0.37783 | 0.37256 | 0.36735 | 0.3622 | 0.3571 | 0.35205 | 0.34706 | 0.34212 | 0.33724 | 0.33333 | 0.32943 | 0.32555 | 0.32168 | 0.31783 | 0.31399 | 0.31018
ID | Commercial | Miscellaneous | Existing | Cooling | RTU | 2.1889 | 2.1451 | 2.0931 | 2.0414 | 1.99 | 1.951 | 1.9119 | 1.8729 | 1.8341 | 1.7954 | 1.7571 | 1.719 | 1.6813 | 1.645 | 1.6106 | 1.5823 | 1.5554 | 1.5297 | 1.505 | 1.4813 | 1.4584 | 1.4363
ID | Commercial | Miscellaneous | Existing | Cooling | Packaged Terminal AC | 0.4561 | 0.44697 | 0.43803 | 0.42927 | 0.42069 | 0.41479 | 0.40896 | 0.40319 | 0.39749 | 0.39184 | 0.38627 | 0.38075 | 0.3753 | 0.36991 | 0.36458 | 0.36031 | 0.35606 | 0.35183 | 0.34762 | 0.34343 | 0.33926 | 0.33512
ID | Commercial | Miscellaneous | Existing | Cooling | Packaged Terminal HP | 0.455 | 0.4459 | 0.43698 | 0.42824 | 0.41968 | 0.41379 | 0.40798 | 0.40222 | 0.39653 | 0.3909 | 0.38534 | 0.37984 | 0.3744 | 0.36902 | 0.36371 | 0.35945 | 0.3552 | 0.35098 | 0.34678 | 0.3426 | 0.33845 | 0.33431
ID | Commercial | Miscellaneous | Existing | Cooling | Air-Source Heat Pump | 0.63792 | 0.62313 | 0.60678 | 0.59061 | 0.57467 | 0.56243 | 0.55031 | 0.53835 | 0.52659 | 0.51507 | 0.50379 | 0.49278 | 0.48218 | 0.47208 | 0.46244 | 0.45446 | 0.4468 | 0.43943 | 0.43231 | 0.42544 | 0.41878 | 0.41233
ID | Commercial | Miscellaneous | Existing | Cooling | Geothermal Heat Pump | 0.61513 | 0.59778 | 0.58047 | 0.56335 | 0.54656 | 0.53345 | 0.52067 | 0.5083 | 0.49642 | 0.48507 | 0.47429 | 0.46413 | 0.45452 | 0.44539 | 0.4367 | 0.42958 | 0.42276 | 0.41619 | 0.40985 | 0.40372 | 0.39778 | 0.392
ID | Commercial | Miscellaneous | Existing | Space Heating | Electric Furnace | 0 | 0 | 0 | 0 | 0 | 0 | 0 | 0 | 0 | 0 | 0 | 0 | 0 | 0 | 0 | 0 | 0 | 0 | 0 | 0 | 0 | 0
ID | Commercial | Miscellaneous | Existing | Space Heating | Electric Room Heat | 0.16319 | 0.15993 | 0.15673 | 0.15423 | 0.15052 | 0.1469 | 0.14337 | 0.14048 | 0.13654 | 0.13324 | 0.13002 | 0.12739 | 0.1238 | 0.1208 | 0.11787 | 0.11554 | 0.11234 | 0.10967 | 0.10707 | 0.10494 | 0.10203 | 0.099596
ID | Commercial | Miscellaneous | Existing | Space Heating | Packaged Terminal HP | 0.77441 | 0.75893 | 0.74375 | 0.73186 | 0.71429 | 0.69711 | 0.68033 | 0.66664 | 0.64792 | 0.63228 | 0.617 | 0.60451 | 0.5875 | 0.57327 | 0.55936 | 0.54827 | 0.53312 | 0.52045 | 0.50807 | 0.49796 | 0.48417 | 0.47262
ID | Commercial | Miscellaneous | Existing | Space Heating | Air-Source Heat Pump | 1.2064 | 1.1823 | 1.1575 | 1.1378 | 1.1092 | 1.0811 | 1.0537 | 1.0311 | 1.0007 | 0.97514 | 0.95013 | 0.92943 | 0.90193 | 0.87886 | 0.85648 | 0.83854 | 0.81452 | 0.79442 | 0.77486 | 0.75884 | 0.73729 | 0.71925
ID | Commercial | Miscellaneous | Existing | Space Heating | Geothermal Heat Pump | 1.181 | 1.1553 | 1.13 | 1.1098 | 1.0809 | 1.0527 | 1.0253 | 1.0027 | 0.97272 | 0.94759 | 0.92323 | 0.90325 | 0.87675 | 0.85455 | 0.83299 | 0.81575 | 0.79259 | 0.77321 | 0.75435 | 0.73892 | 0.7181 | 0.70067
ID | Commercial | Miscellaneous | Existing | Ventilation | Ventilation | 6.5399 | 6.3313 | 6.1229 | 5.9161 | 5.7124 | 5.504 | 5.3005 | 5.1028 | 4.9115 | 4.7267 | 4.5492 | 4.3794 | 4.2175 | 4.0637 | 3.9181 | 3.7806 | 3.6512 | 3.5298 | 3.4156 | 3.3055 | 3.2015 | 3.1037
ID | Commercial | Miscellaneous | Existing | Water Heating | Water Heater | 0.83944 | 0.8178 | 0.79579 | 0.77356 | 0.75127 | 0.72542 | 0.69962 | 0.67234 | 0.64532 | 0.61865 | 0.59241 | 0.56665 | 0.54323 | 0.52175 | 0.50189 | 0.4816 | 0.46121 | 0.44228 | 0.42477 | 0.40722 | 0.3907 | 0.37513
ID | Commercial | Miscellaneous | Existing | Interior Lighting | General Service Lighting | 4.0347 | 3.8914 | 3.7266 | 3.548 | 3.2879 | 3.0201 | 2.8046 | 2.6259 | 2.4733 | 2.3339 | 2.2154 | 2.1121 | 2.0258 | 1.9485 | 1.8716 | 1.8005 | 1.7346 | 1.6731 | 1.6165 | 1.5556 | 1.4958 | 1.4379
ID | Commercial | Miscellaneous | Existing | Interior Lighting | Exempted Lighting | 0.021085 | 0.020082 | 0.018459 | 0.016498 | 0.013982 | 0.012246 | 0.011042 | 0.010154 | 0.0095388 | 0.0090664 | 0.0086688 | 0.0082906 | 0.0079046 | 0.0075529 | 0.007176 | 0.0067833 | 0.0064014 | 0.0060475 | 0.0057946 | 0.0055935 | 0.005424 | 0.005272
ID | Commercial | Miscellaneous | Existing | Interior Lighting | High-Bay Lighting | 1.5673 | 1.532 | 1.4973 | 1.4632 | 1.4292 | 1.3959 | 1.3635 | 1.3318 | 1.301 | 1.2707 | 1.2413 | 1.2127 | 1.1851 | 1.1584 | 1.1321 | 1.1067 | 1.082 | 1.0581 | 1.0348 | 1.0122 | 0.99021 | 0.96883
ID | Commercial | Miscellaneous | Existing | Interior Lighting | Linear Lighting | 10.113 | 9.9041 | 9.6975 | 9.4937 | 9.2841 | 9.0773 | 8.8738 | 8.6737 | 8.4772 | 8.2778 | 8.0823 | 7.8908 | 7.7033 | 7.5199 | 7.3358 | 7.1559 | 6.98 | 6.8082 | 6.6404 | 6.4765 | 6.321 | 6.1722
ID | Commercial | Miscellaneous | Existing | Exterior Lighting | General Service Lighting | 1.6257 | 1.5655 | 1.4958 | 1.4199 | 1.3027 | 1.1796 | 1.0808 | 1.0029 | 0.94022 | 0.88176 | 0.83163 | 0.78755 | 0.75206 | 0.72059 | 0.6889 | 0.65984 | 0.63306 | 0.60823 | 0.5855 | 0.56078 | 0.53659 | 0.51321
ID | Commercial | Miscellaneous | Existing | Exterior Lighting | Area Lighting | 0.059256 | 0.058071 | 0.056909 | 0.055771 | 0.054595 | 0.053439 | 0.052305 | 0.051191 | 0.050099 | 0.048984 | 0.047891 | 0.046818 | 0.045774 | 0.044756 | 0.043734 | 0.042741 | 0.041776 | 0.040837 | 0.039923 | 0.039032 | 0.038167 | 0.037326
ID | Commercial | Miscellaneous | Existing | Exterior Lighting | Linear Lighting | 1.2423 | 1.2167 | 1.1913 | 1.1663 | 1.1405 | 1.1151 | 1.0901 | 1.0655 | 1.0414 | 1.0169 | 0.99287 | 0.96934 | 0.94631 | 0.92378 | 0.90117 | 0.87906 | 0.85746 | 0.83636 | 0.81574 | 0.7956 | 0.7765 | 0.75822
ID | Commercial | Miscellaneous | Existing | Refrigeration | Walk-in Refrigerator/Freezer | 0.033198 | 0.032534 | 0.031883 | 0.031246 | 0.030621 | 0.030008 | 0.029408 | 0.02882 | 0.028244 | 0.027679 | 0.027125 | 0.026583 | 0.026051 | 0.02553 | 0.025019 | 0.024519 | 0.024029 | 0.023548 | 0.023077 | 0.022616 | 0.022163 | 0.02172
ID | Commercial | Miscellaneous | Existing | Refrigeration | Reach-in Refrigerator/Freezer | 0.038561 | 0.037789 | 0.037034 | 0.036293 | 0.035567 | 0.034856 | 0.034159 | 0.033475 | 0.032806 | 0.03215 | 0.031507 | 0.030877 | 0.030259 | 0.029654 | 0.029061 | 0.02848 | 0.02791 | 0.027352 | 0.026805 | 0.026269 | 0.025743 | 0.025228
ID | Commercial | Miscellaneous | Existing | Refrigeration | Glass Door Display | 0.62833 | 0.61576 | 0.60344 | 0.59138 | 0.57955 | 0.56796 | 0.5566 | 0.54547 | 0.53456 | 0.52387 | 0.51339 | 0.50312 | 0.49306 | 0.4832 | 0.47353 | 0.46406 | 0.45478 | 0.44569 | 0.43677 | 0.42804 | 0.41948 | 0.41109
ID | Commercial | Miscellaneous | Existing | Refrigeration | Open Display Case | 0.60011 | 0.58811 | 0.57635 | 0.56482 | 0.55353 | 0.54246 | 0.53161 | 0.52097 | 0.51056 | 0.50034 | 0.49034 | 0.48053 | 0.47092 | 0.4615 | 0.45227 | 0.44323 | 0.43436 | 0.42567 | 0.41716 | 0.40882 | 0.40064 | 0.39263
ID | Commercial | Miscellaneous | Existing | Refrigeration | Icemaker | 2.1982 | 2.1542 | 2.1111 | 2.0689 | 2.0275 | 1.987 | 1.9472 | 1.9083 | 1.8701 | 1.8327 | 1.7961 | 1.7601 | 1.7249 | 1.6904 | 1.6566 | 1.6235 | 1.591 | 1.5592 | 1.528 | 1.4975 | 1.4675 | 1.4382
ID | Commercial | Miscellaneous | Existing | Refrigeration | Vending Machine | 0.30569 | 0.29958 | 0.29358 | 0.28771 | 0.28196 | 0.27632 | 0.27079 | 0.26538 | 0.26007 | 0.25487 | 0.24977 | 0.24478 | 0.23988 | 0.23508 | 0.23038 | 0.22577 | 0.22126 | 0.21683 | 0.2125 | 0.20825 | 0.20408 | 0.2
ID | Commercial | Miscellaneous | Existing | Food Preparation | Oven | 0.18411 | 0.18043 | 0.17682 | 0.17328 | 0.16982 | 0.16642 | 0.16309 | 0.15983 | 0.15663 | 0.1535 | 0.15043 | 0.14742 | 0.14447 | 0.14159 | 0.13875 | 0.13598 | 0.13326 | 0.13059 | 0.12798 | 0.12542 | 0.12291 | 0.12046
ID | Commercial | Miscellaneous | Existing | Food Preparation | Fryer | 0.13461 | 0.13191 | 0.12928 | 0.12669 | 0.12416 | 0.12167 | 0.11924 | 0.11686 | 0.11452 | 0.11223 | 0.10998 | 0.10778 | 0.10563 | 0.10352 | 0.10145 | 0.099417 | 0.097428 | 0.09548 | 0.09357 | 0.091699 | 0.089865 | 0.088067
ID | Commercial | Miscellaneous | Existing | Food Preparation | Dishwasher | 0.13759 | 0.13484 | 0.13214 | 0.1295 | 0.12691 | 0.12437 | 0.12188 | 0.11944 | 0.11705 | 0.11471 | 0.11242 | 0.11017 | 0.10797 | 0.10581 | 0.10369 | 0.10162 | 0.099585 | 0.097594 | 0.095642 | 0.093729 | 0.091854 | 0.090017
ID | Commercial | Miscellaneous | Existing | Food Preparation | Hot Food Container | 0.012542 | 0.012292 | 0.012046 | 0.011805 | 0.011569 | 0.011337 | 0.011111 | 0.010888 | 0.010671 | 0.010457 | 0.010248 | 0.010043 | 0.0098422 | 0.0096454 | 0.0094525 | 0.0092634 | 0.0090782 | 0.0088966 | 0.0087187 | 0.0085443 | 0.0083734 | 0.0082059
ID | Commercial | Miscellaneous | Existing | Food Preparation | Steamer | 0.15335 | 0.15028 | 0.14727 | 0.14433 | 0.14144 | 0.13861 | 0.13584 | 0.13312 | 0.13046 | 0.12785 | 0.1253 | 0.12279 | 0.12033 | 0.11793 | 0.11557 | 0.11326 | 0.11099 | 0.10877 | 0.1066 | 0.10446 | 0.10238 | 0.10033
ID | Commercial | Miscellaneous | Existing | Food Preparation | Griddle | 0.16573 | 0.16242 | 0.15917 | 0.15598 | 0.15287 | 0.14981 | 0.14681 | 0.14388 | 0.141 | 0.13818 | 0.13541 | 0.13271 | 0.13005 | 0.12745 | 0.1249 | 0.1224 | 0.11996 | 0.11756 | 0.11521 | 0.1129 | 0.11064 | 0.10843
ID | Commercial | Miscellaneous | Existing | Office Equipment | Desktop Computer | 0.017774 | 0.017028 | 0.016313 | 0.015628 | 0.014972 | 0.014343 | 0.013741 | 0.013164 | 0.012611 | 0.012082 | 0.011574 | 0.011088 | 0.010623 | 0.010177 | 0.0097493 | 0.00934 | 0.0089478 | 0.0085721 | 0.0082121 | 0.0078673 | 0.007537 | 0.0072205
ID | Commercial | Miscellaneous | Existing | Office Equipment | Laptop | 0.0061861 | 0.0061997 | 0.0062133 | 0.0062269 | 0.0062405 | 0.0062542 | 0.0062679 | 0.0062817 | 0.0062954 | 0.0063092 | 0.006323 | 0.0063369 | 0.0063508 | 0.0063647 | 0.0063786 | 0.0063926 | 0.0064066 | 0.0064207 | 0.0064347 | 0.0064488 | 0.006463 | 0.0064771
ID | Commercial | Miscellaneous | Existing | Office Equipment | Server | 1.4569 | 1.4594 | 1.4619 | 1.4645 | 1.467 | 1.4696 | 1.4721 | 1.4747 | 1.4772 | 1.4798 | 1.4823 | 1.4849 | 1.4875 | 1.4901 | 1.4927 | 1.4952 | 1.4978 | 1.5004 | 1.503 | 1.5056 | 1.5082 | 1.5109
ID | Commercial | Miscellaneous | Existing | Office Equipment | Monitor | 0.0051326 | 0.0050536 | 0.0049758 | 0.0048992 | 0.0048238 | 0.0047496 | 0.0046764 | 0.0046045 | 0.0045336 | 0.0044638 | 0.0043951 | 0.0043274 | 0.0042608 | 0.0041952 | 0.0041306 | 0.0040671 | 0.0040045 | 0.0039428 | 0.0038821 | 0.0038224 | 0.0037635 | 0.0037056
ID | Commercial | Miscellaneous | Existing | Office Equipment | Printer/Copier/Fax | 0.024075 | 0.023974 | 0.023873 | 0.023772 | 0.023672 | 0.023572 | 0.023472 | 0.023373 | 0.023275 | 0.023177 | 0.023079 | 0.022981 | 0.022885 | 0.022788 | 0.022692 | 0.022596 | 0.022501 | 0.022406 | 0.022311 | 0.022217 | 0.022124 | 0.02203
ID | Commercial | Miscellaneous | Existing | Office Equipment | POS Terminal | 0.011738 | 0.011542 | 0.01135 | 0.011161 | 0.010975 | 0.010792 | 0.010613 | 0.010436 | 0.010262 | 0.010091 | 0.0099231 | 0.0097579 | 0.0095954 | 0.0094356 | 0.0092784 | 0.0091239 | 0.008972 | 0.0088226 | 0.0086756 | 0.0085312 | 0.0083891 | 0.0082494
ID | Commercial | Miscellaneous | Existing | Miscellaneous | Non-HVAC Motors | 2.8706 | 2.8132 | 2.757 | 2.7018 | 2.6478 | 2.5948 | 2.5429 | 2.4921 | 2.4422 | 2.3934 | 2.3455 | 2.2986 | 2.2526 | 2.2076 | 2.1634 | 2.1202 | 2.0778 | 2.0362 | 1.9955 | 1.9556 | 1.9165 | 1.8781
ID | Commercial | Miscellaneous | Existing | Miscellaneous | Pool Pump | 0.05277 | 0.051142 | 0.049325 | 0.047388 | 0.045383 | 0.043347 | 0.041305 | 0.039616 | 0.038189 | 0.036959 | 0.035877 | 0.034908 | 0.034024 | 0.033208 | 0.032443 | 0.031721 | 0.031033 | 0.030372 | 0.029736 | 0.029119 | 0.028521 | 0.027939
ID | Commercial | Miscellaneous | Existing | Miscellaneous | Pool Heater | 0.017099 | 0.016757 | 0.016422 | 0.016094 | 0.015772 | 0.015456 | 0.015147 | 0.014844 | 0.014547 | 0.014256 | 0.013971 | 0.013692 | 0.013418 | 0.01315 | 0.012887 | 0.012629 | 0.012376 | 0.012129 | 0.011886 | 0.011649 | 0.011416 | 0.011187
ID | Commercial | Miscellaneous | Existing | Miscellaneous | Clothes Washer | 0.0936 | 0.091728 | 0.089893 | 0.088095 | 0.086334 | 0.084607 | 0.082915 | 0.081256 | 0.079631 | 0.078039 | 0.076478 | 0.074948 | 0.073449 | 0.07198 | 0.070541 | 0.06913 | 0.067747 | 0.066392 | 0.065065 | 0.063763 | 0.062488 | 0.061238
ID | Commercial | Miscellaneous | Existing | Miscellaneous | Clothes Dryer | 0.20254 | 0.19849 | 0.19452 | 0.19063 | 0.18682 | 0.18308 | 0.17942 | 0.17583 | 0.17232 | 0.16887 | 0.16549 | 0.16218 | 0.15894 | 0.15576 | 0.15265 | 0.14959 | 0.1466 | 0.14367 | 0.14079 | 0.13798 | 0.13522 | 0.13252
ID | Commercial | Miscellaneous | Existing | Miscellaneous | Electric Vehicle Chargers | 0 | 0 | 0 | 0 | 0 | 0 | 0 | 0 | 0 | 0 | 0 | 0 | 0 | 0 | 0 | 0 | 0 | 0 | 0 | 0 | 0 | 0
ID | Commercial | Miscellaneous | Existing | Miscellaneous | Other Miscellaneous | 7.0761 | 7.2111 | 7.3486 | 7.4888 | 7.6317 | 7.7773 | 7.9256 | 8.0768 | 8.2309 | 8.3879 | 8.548 | 8.711 | 8.8772 | 9.0466 | 9.2191 | 9.395 | 9.5742 | 9.7569 | 9.943 | 10.1327 | 10.326 | 10.523
ID | Commercial | Miscellaneous | Existing | Generation | Solar PV | -0.15829 | -0.3344 | -0.57671 | -0.84515 | -1.1046 | -1.4097 | -1.7366 | -2.0453 | -2.4041 | -2.7817 | -3.1291 | -3.4267 | -3.7072 | -3.9201 | -4.1234 | -4.3187 | -4.5049 | -4.6835 | -4.8523 | -5.0118 | -5.1633 | -5.3071
ID | Commercial | Miscellaneous | New | Cooling | Air-Cooled Chiller | 0 | 0.010958 | 0.020614 | 0.030411 | 0.040175 | 0.050101 | 0.059977 | 0.069898 | 0.079766 | 0.089566 | 0.099427 | 0.10932 | 0.11916 | 0.12901 | 0.13885 | 0.14914 | 0.15955 | 0.17006 | 0.18064 | 0.1912 | 0.2018 | 0.21246
ID | Commercial | Miscellaneous | New | Cooling | Water-Cooled Chiller | 0 | 0.01475 | 0.027748 | 0.040934 | 0.054057 | 0.067418 | 0.080692 | 0.094026 | 0.10731 | 0.1205 | 0.13367 | 0.14691 | 0.16008 | 0.17328 | 0.18646 | 0.20025 | 0.2142 | 0.22828 | 0.24244 | 0.25661 | 0.27081 | 0.2851
ID | Commercial | Miscellaneous | New | Cooling | RTU | 0 | 0.075309 | 0.13315 | 0.19184 | 0.25024 | 0.30975 | 0.36889 | 0.42829 | 0.48745 | 0.54622 | 0.6049 | 0.66385 | 0.72255 | 0.7802 | 0.83789 | 0.89841 | 0.95976 | 1.0217 | 1.0842 | 1.1466 | 1.2094 | 1.2725
ID | Commercial | Miscellaneous | New | Cooling | Packaged Terminal AC | 0 | 0.018842 | 0.035445 | 0.052291 | 0.069054 | 0.086122 | 0.10308 | 0.12011 | 0.13708 | 0.15393 | 0.17076 | 0.18766 | 0.20449 | 0.22135 | 0.23819 | 0.2558 | 0.27362 | 0.29161 | 0.3097 | 0.32779 | 0.34594 | 0.36419
ID | Commercial | Miscellaneous | New | Cooling | Packaged Terminal HP | 0 | 0.018797 | 0.03536 | 0.052165 | 0.068888 | 0.085914 | 0.10283 | 0.11982 | 0.13675 | 0.15356 | 0.17035 | 0.18721 | 0.204 | 0.22082 | 0.23761 | 0.25519 | 0.27297 | 0.29091 | 0.30895 | 0.32701 | 0.34511 | 0.36331
ID | Commercial | Miscellaneous | New | Cooling | Air-Source Heat Pump | 0 | 0.020586 | 0.037054 | 0.053761 | 0.070388 | 0.087328 | 0.10416 | 0.12106 | 0.1379 | 0.15463 | 0.17133 | 0.18811 | 0.20463 | 0.2212 | 0.23775 | 0.2551 | 0.27266 | 0.29039 | 0.30824 | 0.3261 | 0.34401 | 0.36204
ID | Commercial | Miscellaneous | New | Cooling | Geothermal Heat Pump | 0 | 0.020946 | 0.039404 | 0.05813 | 0.076765 | 0.095739 | 0.11459 | 0.13352 | 0.15239 | 0.17112 | 0.18983 | 0.20862 | 0.22733 | 0.24607 | 0.26478 | 0.28437 | 0.30418 | 0.32417 | 0.34428 | 0.3644 | 0.38457 | 0.40486
ID | Commercial | Miscellaneous | New | Space Heating | Electric Furnace | 0 | 0 | 0 | 0 | 0 | 0 | 0 | 0 | 0 | 0 | 0 | 0 | 0 | 0 | 0 | 0 | 0 | 0 | 0 | 0 | 0 | 0
ID | Commercial | Miscellaneous | New | Space Heating | Electric Room Heat | 0 | 0.0067417 | 0.012682 | 0.018786 | 0.024708 | 0.030501 | 0.036135 | 0.041849 | 0.047086 | 0.052341 | 0.057478 | 0.062786 | 0.067459 | 0.072289 | 0.077009 | 0.082025 | 0.086334 | 0.090902 | 0.095388 | 0.10016 | 0.10404 | 0.10824
ID | Commercial | Miscellaneous | New | Space Heating | Packaged Terminal HP | 0 | 0.031992 | 0.060183 | 0.08915 | 0.11725 | 0.14474 | 0.17148 | 0.19859 | 0.22344 | 0.24838 | 0.27276 | 0.29794 | 0.32012 | 0.34304 | 0.36544 | 0.38924 | 0.40969 | 0.43137 | 0.45265 | 0.47529 | 0.4937 | 0.51362
ID | Commercial | Miscellaneous | New | Space Heating | Air-Source Heat Pump | 0 | 0.049838 | 0.092463 | 0.13627 | 0.17874 | 0.2203 | 0.26073 | 0.30172 | 0.33929 | 0.37698 | 0.41384 | 0.45192 | 0.48531 | 0.51984 | 0.5536 | 0.58949 | 0.62032 | 0.65301 | 0.68512 | 0.71929 | 0.74705 | 0.77712
ID | Commercial | Miscellaneous | New | Space Heating | Geothermal Heat Pump | 0 | 0.047262 | 0.08891 | 0.1317 | 0.17321 | 0.21382 | 0.25332 | 0.29338 | 0.3301 | 0.36693 | 0.40295 | 0.44016 | 0.47292 | 0.50678 | 0.53987 | 0.57503 | 0.60525 | 0.63727 | 0.66871 | 0.70216 | 0.72935 | 0.75878
ID | Commercial | Miscellaneous | New | Ventilation | Ventilation | 0 | 0.27017 | 0.50825 | 0.74979 | 0.99015 | 1.2274 | 1.4602 | 1.6913 | 1.9188 | 2.142 | 2.3622 | 2.581 | 2.7963 | 3.0095 | 3.22 | 3.4291 | 3.6376 | 3.8449 | 4.0502 | 4.2524 | 4.452 | 4.6499
ID | Commercial | Miscellaneous | New | Water Heating | Water Heater | 0 | 0.034679 | 0.054306 | 0.074219 | 0.094035 | 0.11359 | 0.13279 | 0.15184 | 0.17059 | 0.18899 | 0.20715 | 0.22519 | 0.24117 | 0.25722 | 0.27327 | 0.2894 | 0.30563 | 0.3219 | 0.33813 | 0.35057 | 0.36704 | 0.38335
ID | Commercial | Miscellaneous | New | Interior Lighting | General Service Lighting | 0 | 0.12795 | 0.24069 | 0.35508 | 0.44706 | 0.53785 | 0.62241 | 0.70384 | 0.78216 | 0.84873 | 0.91521 | 0.9811 | 1.0476 | 1.1132 | 1.1701 | 1.226 | 1.2811 | 1.3354 | 1.3895 | 1.4356 | 1.4829 | 1.5305
ID | Commercial | Miscellaneous | New | Interior Lighting | Exempted Lighting | 0 | 0.00057747 | 0.0010117 | 0.0014353 | 0.0017524 | 0.0020691 | 0.0023883 | 0.0026901 | 0.003017 | 0.0033094 | 0.0035779 | 0.0038294 | 0.0040637 | 0.0042976 | 0.0044869 | 0.0046388 | 0.0048003 | 0.004965 | 0.0051555 | 0.0053475 | 0.00554 | 0.0057321
ID | Commercial | Miscellaneous | New | Interior Lighting | High-Bay Lighting | 0 | 0.055821 | 0.10501 | 0.15492 | 0.20393 | 0.25231 | 0.29979 | 0.34692 | 0.39331 | 0.43847 | 0.48304 | 0.52731 | 0.57077 | 0.61372 | 0.6557 | 0.69739 | 0.73892 | 0.78017 | 0.82102 | 0.86121 | 0.90091 | 0.94027
ID | Commercial | Miscellaneous | New | Interior Lighting | Linear Lighting | 0 | 0.40374 | 0.75951 | 1.1205 | 1.4694 | 1.8139 | 2.1519 | 2.4874 | 2.8176 | 3.1355 | 3.4493 | 3.761 | 4.0677 | 4.3714 | 4.6671 | 4.961 | 5.2539 | 5.5451 | 5.8337 | 6.1177 | 6.3935 | 6.6634
ID | Commercial | Miscellaneous | New | Exterior Lighting | General Service Lighting | 0 | 0.05004 | 0.094135 | 0.13887 | 0.17145 | 0.20262 | 0.23239 | 0.26229 | 0.29197 | 0.31546 | 0.33854 | 0.36116 | 0.38454 | 0.40761 | 0.42653 | 0.44504 | 0.46327 | 0.48112 | 0.49897 | 0.51328 | 0.52823 | 0.54332
ID | Commercial | Miscellaneous | New | Exterior Lighting | Area Lighting | 0 | 0.0024479 | 0.004605 | 0.0067936 | 0.0089096 | 0.010998 | 0.013048 | 0.015082 | 0.017085 | 0.019014 | 0.020919 | 0.02281 | 0.024661 | 0.026486 | 0.028247 | 0.029993 | 0.031731 | 0.033455 | 0.035162 | 0.036839 | 0.038497 | 0.040141
ID | Commercial | Miscellaneous | New | Exterior Lighting | Linear Lighting | 0 | 0.049597 | 0.093302 | 0.13764 | 0.18051 | 0.22282 | 0.26434 | 0.30556 | 0.34613 | 0.38518 | 0.42373 | 0.46202 | 0.49969 | 0.537 | 0.57333 | 0.60943 | 0.64542 | 0.68119 | 0.71664 | 0.75153 | 0.7854 | 0.81856
ID | Commercial | Miscellaneous | New | Refrigeration | Walk-in Refrigerator/Freezer | 0 | 0.0013715 | 0.00258 | 0.0038061 | 0.0050263 | 0.0062305 | 0.0074124 | 0.0085856 | 0.0097402 | 0.010873 | 0.011991 | 0.013102 | 0.014195 | 0.015277 | 0.016345 | 0.017407 | 0.018466 | 0.019518 | 0.02056 | 0.021586 | 0.0226 | 0.023604
ID | Commercial | Miscellaneous | New | Refrigeration | Reach-in Refrigerator/Freezer | 0 | 0.001593 | 0.0029967 | 0.0044209 | 0.0058382 | 0.0072369 | 0.0086097 | 0.0099724 | 0.011314 | 0.012629 | 0.013928 | 0.015218 | 0.016488 | 0.017745 | 0.018986 | 0.020219 | 0.021448 | 0.02267 | 0.023881 | 0.025073 | 0.02625 | 0.027417
ID | Commercial | Miscellaneous | New | Refrigeration | Glass Door Display | 0 | 0.025957 | 0.04883 | 0.072036 | 0.09513 | 0.11792 | 0.14029 | 0.1625 | 0.18435 | 0.20579 | 0.22696 | 0.24797 | 0.26866 | 0.28914 | 0.30936 | 0.32946 | 0.34949 | 0.3694 | 0.38913 | 0.40855 | 0.42773 | 0.44675
ID | Commercial | Miscellaneous | New | Refrigeration | Open Display Case | 0 | 0.024792 | 0.046638 | 0.068802 | 0.090859 | 0.11263 | 0.13399 | 0.1552 | 0.17607 | 0.19655 | 0.21676 | 0.23684 | 0.2566 | 0.27616 | 0.29547 | 0.31466 | 0.3338 | 0.35281 | 0.37166 | 0.39021 | 0.40853 | 0.42669
ID | Commercial | Miscellaneous | New | Refrigeration | Icemaker | 0 | 0.09081 | 0.17083 | 0.25202 | 0.33281 | 0.41255 | 0.4908 | 0.56848 | 0.64494 | 0.71995 | 0.79399 | 0.86753 | 0.93989 | 1.0116 | 1.0823 | 1.1526 | 1.2227 | 1.2923 | 1.3614 | 1.4293 | 1.4964 | 1.5629
ID | Commercial | Miscellaneous | New | Refrigeration | Vending Machine | 0 | 0.012628 | 0.023757 | 0.035047 | 0.046282 | 0.057371 | 0.068253 | 0.079056 | 0.089688 | 0.10012 | 0.11042 | 0.12064 | 0.13071 | 0.14067 | 0.15051 | 0.16029 | 0.17003 | 0.17972 | 0.18932 | 0.19877 | 0.2081 | 0.21735
ID | Commercial | Miscellaneous | New | Food Preparation | Oven | 0 | 0.0076059 | 0.014308 | 0.021108 | 0.027875 | 0.034553 | 0.041108 | 0.047614 | 0.054017 | 0.0603 | 0.066502 | 0.072661 | 0.078722 | 0.084724 | 0.090649 | 0.096537 | 0.10241 | 0.10824 | 0.11402 | 0.11971 | 0.12533 | 0.1309
ID | Commercial | Miscellaneous | New | Food Preparation | Fryer | 0 | 0.0055608 | 0.010461 | 0.015432 | 0.02038 | 0.025263 | 0.030055 | 0.034812 | 0.039493 | 0.044087 | 0.048621 | 0.053124 | 0.057555 | 0.061943 | 0.066275 | 0.07058 | 0.074871 | 0.079137 | 0.083364 | 0.087524 | 0.091634 | 0.095707
ID | Commercial | Miscellaneous | New | Food Preparation | Dishwasher | 0 | 0.0056839 | 0.010693 | 0.015774 | 0.020831 | 0.025822 | 0.03072 | 0.035582 | 0.040368 | 0.045063 | 0.049697 | 0.0543 | 0.058829 | 0.063315 | 0.067743 | 0.072143 | 0.076529 | 0.080889 | 0.085209 | 0.089462 | 0.093663 | 0.097826
ID | Commercial | Miscellaneous | New | Food Preparation | Hot Food Container | 0 | 0.00051815 | 0.00097473 | 0.001438 | 0.0018989 | 0.0023539 | 0.0028004 | 0.0032437 | 0.0036799 | 0.0041079 | 0.0045304 | 0.00495 | 0.0053629 | 0.0057717 | 0.0061754 | 0.0065765 | 0.0069764 | 0.0073738 | 0.0077677 | 0.0081553 | 0.0085383 | 0.0089178
ID | Commercial | Miscellaneous | New | Food Preparation | Steamer | 0 | 0.006335 | 0.011917 | 0.017581 | 0.023217 | 0.02878 | 0.034239 | 0.039658 | 0.044991 | 0.050224 | 0.05539 | 0.060519 | 0.065568 | 0.070567 | 0.075502 | 0.080406 | 0.085295 | 0.090154 | 0.094969 | 0.099709 | 0.10439 | 0.10903
ID | Commercial | Miscellaneous | New | Food Preparation | Griddle | 0 | 0.0068466 | 0.01288 | 0.019001 | 0.025092 | 0.031104 | 0.037004 | 0.042861 | 0.048625 | 0.054281 | 0.059863 | 0.065407 | 0.070863 | 0.076266 | 0.0816 | 0.0869 | 0.092183 | 0.097435 | 0.10264 | 0.10776 | 0.11282 | 0.11784
ID | Commercial | Miscellaneous | New | Office Equipment | Desktop Computer | 0 | 0.00071781 | 0.00132 | 0.0019037 | 0.0024575 | 0.002978 | 0.0034634 | 0.0039215 | 0.0043491 | 0.004746 | 0.0051167 | 0.0054651 | 0.0057881 | 0.0060897 | 0.0063693 | 0.0066308 | 0.0068762 | 0.0071049 | 0.0073164 | 0.0075092 | 0.0076854 | 0.0078469
ID | Commercial | Miscellaneous | New | Office Equipment | Laptop | 0 | 0.00026135 | 0.00050277 | 0.00075851 | 0.0010244 | 0.0012985 | 0.0015798 | 0.0018713 | 0.0021711 | 0.0024785 | 0.0027952 | 0.0031233 | 0.0034604 | 0.0038086 | 0.0041672 | 0.0045384 | 0.0049234 | 0.0053217 | 0.0057328 | 0.0061553 | 0.0065902 | 0.007039
ID | Commercial | Miscellaneous | New | Office Equipment | Server | 0 | 0.061521 | 0.1183 | 0.17839 | 0.2408 | 0.30512 | 0.37105 | 0.4393 | 0.50944 | 0.5813 | 0.65531 | 0.73187 | 0.81051 | 0.89165 | 0.97517 | 1.0615 | 1.1511 | 1.2436 | 1.3391 | 1.4371 | 1.5379 | 1.6419
ID | Commercial | Miscellaneous | New | Office Equipment | Monitor | 0 | 0.00021303 | 0.00040264 | 0.00059678 | 0.00079181 | 0.00098613 | 0.0011787 | 0.0013717 | 0.0015635 | 0.0017535 | 0.0019429 | 0.0021329 | 0.0023216 | 0.0025104 | 0.0026986 | 0.0028874 | 0.0030773 | 0.0032679 | 0.0034587 | 0.0036484 | 0.0038376 | 0.004027
ID | Commercial | Miscellaneous | New | Office Equipment | Printer/Copier/Fax | 0 | 0.0010106 | 0.0019317 | 0.0028957 | 0.0038856 | 0.0048941 | 0.0059162 | 0.006963 | 0.0080266 | 0.0091045 | 0.010203 | 0.011327 | 0.012469 | 0.013636 | 0.014825 | 0.016042 | 0.017291 | 0.018571 | 0.019878 | 0.021206 | 0.022559 | 0.023941
ID | Commercial | Miscellaneous | New | Office Equipment | POS Terminal | 0 | 0.0004849 | 0.00091219 | 0.0013457 | 0.0017771 | 0.0022029 | 0.0026207 | 0.0030355 | 0.0034438 | 0.0038443 | 0.0042397 | 0.0046323 | 0.0050188 | 0.0054014 | 0.0057792 | 0.0061545 | 0.0065287 | 0.0069007 | 0.0072692 | 0.0076321 | 0.0079904 | 0.0083456
ID | Commercial | Miscellaneous | New | Miscellaneous | Non-HVAC Motors | 0 | 0.11859 | 0.22309 | 0.32911 | 0.43462 | 0.53875 | 0.64095 | 0.74239 | 0.84224 | 0.9402 | 1.0369 | 1.1329 | 1.2274 | 1.321 | 1.4134 | 1.5052 | 1.5967 | 1.6877 | 1.7778 | 1.8666 | 1.9542 | 2.0411
ID | Commercial | Miscellaneous | New | Miscellaneous | Pool Pump | 0 | 0.001762 | 0.0033146 | 0.0048898 | 0.0064574 | 0.0080046 | 0.0095229 | 0.01103 | 0.012514 | 0.013969 | 0.015406 | 0.016832 | 0.018237 | 0.019627 | 0.021 | 0.022363 | 0.023723 | 0.025075 | 0.026414 | 0.027732 | 0.029035 | 0.030325
ID | Commercial | Miscellaneous | New | Miscellaneous | Pool Heater | 0 | 0.0007064 | 0.0013289 | 0.0019604 | 0.0025889 | 0.0032092 | 0.0038179 | 0.0044222 | 0.0050169 | 0.0056004 | 0.0061764 | 0.0067484 | 0.0073113 | 0.0078687 | 0.008419 | 0.0089658 | 0.009511 | 0.010053 | 0.01059 | 0.011118 | 0.01164 | 0.012158
ID | Commercial | Miscellaneous | New | Miscellaneous | Clothes Washer | 0 | 0.0038667 | 0.0072741 | 0.010731 | 0.014171 | 0.017567 | 0.020899 | 0.024206 | 0.027462 | 0.030656 | 0.033809 | 0.03694 | 0.040021 | 0.043073 | 0.046085 | 0.049078 | 0.052062 | 0.055028 | 0.057967 | 0.060861 | 0.063718 | 0.06655
ID | Commercial | Miscellaneous | New | Miscellaneous | Clothes Dryer | 0 | 0.0083674 | 0.015741 | 0.023221 | 0.030666 | 0.038013 | 0.045223 | 0.052381 | 0.059426 | 0.066337 | 0.07316 | 0.079935 | 0.086603 | 0.093206 | 0.099725 | 0.1062 | 0.11266 | 0.11908 | 0.12544 | 0.1317 | 0.13788 | 0.14401
ID | Commercial | Miscellaneous | New | Miscellaneous | Electric Vehicle Chargers | 0 | 0 | 0 | 0 | 0 | 0 | 0 | 0 | 0 | 0 | 0 | 0 | 0 | 0 | 0 | 0 | 0 | 0 | 0 | 0 | 0 | 0
ID | Commercial | Miscellaneous | New | Miscellaneous | Other Miscellaneous | 0 | 0.30398 | 0.59464 | 0.91223 | 1.2527 | 1.6148 | 1.9977 | 2.4061 | 2.8385 | 3.2951 | 3.7788 | 4.2934 | 4.837 | 5.4134 | 6.023 | 6.6699 | 7.3576 | 8.0869 | 8.8585 | 9.6715 | 10.5293 | 11.4358
ID | Commercial | Miscellaneous | New | Generation | Solar PV | 0 | -0.014097 | -0.046667 | -0.10295 | -0.18131 | -0.29269 | -0.43771 | -0.6093 | -0.82909 | -1.0927 | -1.3833 | -1.6889 | -2.02 | -2.3458 | -2.6939 | -3.066 | -3.4619 | -3.8818 | -4.3231 | -4.7836 | -5.2649 | -5.7675
UT | Commercial | Large Office | Existing | Cooling | Air-Cooled Chiller | 21.6044 | 21.0622 | 20.5212 | 19.9849 | 19.4563 | 19.026 | 18.6014 | 18.1853 | 17.778 | 17.3819 | 16.9967 | 16.6246 | 16.2655 | 15.9194 | 15.588 | 15.2643 | 14.9555 | 14.6602 | 14.3774 | 14.106 | 13.845 | 13.5935
UT | Commercial | Large Office | Existing | Cooling | Water-Cooled Chiller | 141.1674 | 143.4286 | 145.9456 | 148.5647 | 151.2062 | 154.5633 | 157.8282 | 160.9466 | 163.8656 | 166.4157 | 168.7596 | 170.809 | 172.549 | 173.956 | 175.0228 | 175.6702 | 175.9603 | 175.949 | 175.6678 | 175.0122 | 174.1586 | 173.1276
UT | Commercial | Large Office | Existing | Cooling | RTU | 36.8204 | 36.1509 | 35.3399 | 34.53 | 33.7236 | 33.0771 | 32.43 | 31.7839 | 31.1401 | 30.4998 | 29.8639 | 29.2333 | 28.6087 | 28.0066 | 27.4377 | 26.8871 | 26.3635 | 25.8642 | 25.3867 | 24.9288 | 24.4887 | 24.0647
UT | Commercial | Large Office | Existing | Cooling | Packaged Terminal AC | 16.5352 | 16.2346 | 15.9394 | 15.6496 | 15.3651 | 15.1565 | 14.9503 | 14.7465 | 14.5451 | 14.346 | 14.1494 | 13.955 | 13.763 | 13.5733 | 13.3859 | 13.1951 | 13.0068 | 12.8209 | 12.6374 | 12.4563 | 12.2775 | 12.1011
UT | Commercial | Large Office | Existing | Cooling | Packaged Terminal HP | 2.0273 | 1.9904 | 1.9542 | 1.9187 | 1.8838 | 1.8582 | 1.8329 | 1.808 | 1.7833 | 1.7589 | 1.7348 | 1.7109 | 1.6874 | 1.6641 | 1.6411 | 1.6178 | 1.5947 | 1.5719 | 1.5494 | 1.5272 | 1.5053 | 1.4836
UT | Commercial | Large Office | Existing | Cooling | Air-Source Heat Pump | 26.294 | 25.7321 | 25.1035 | 24.4797 | 23.8632 | 23.3651 | 22.8722 | 22.386 | 21.9081 | 21.4395 | 20.9813 | 20.5341 | 20.1038 | 19.6942 | 19.3035 | 18.9219 | 18.5564 | 18.2057 | 17.8686 | 17.5439 | 17.2307 | 16.928
UT | Commercial | Large Office | Existing | Cooling | Geothermal Heat Pump | 15.204 | 14.8027 | 14.4006 | 14.0018 | 13.6097 | 13.2891 | 12.9768 | 12.6747 | 12.3845 | 12.1076 | 11.845 | 11.5977 | 11.3639 | 11.1422 | 10.9313 | 10.7256 | 10.5287 | 10.3398 | 10.1582 | 9.9832 | 9.8142 | 9.6505
UT | Commercial | Large Office | Existing | Space Heating | Electric Furnace | 12.3367 | 12.1124 | 11.8922 | 11.7188 | 11.4637 | 11.2055 | 10.9529 | 10.7455 | 10.4638 | 10.2271 | 9.9955 | 9.806 | 9.5472 | 9.3303 | 9.118 | 8.9444 | 8.7066 | 8.5076 | 8.3128 | 8.1536 | 7.9359 | 7.7536
UT | Commercial | Large Office | Existing | Space Heating | Electric Room Heat | 0 | 0 | 0 | 0 | 0 | 0 | 0 | 0 | 0 | 0 | 0 | 0 | 0 | 0 | 0 | 0 | 0 | 0 | 0 | 0 | 0 | 0
UT | Commercial | Large Office | Existing | Space Heating | Packaged Terminal HP | 0.60181 | 0.59087 | 0.58012 | 0.57166 | 0.55922 | 0.54663 | 0.5343 | 0.52419 | 0.51044 | 0.4989 | 0.4876 | 0.47836 | 0.46573 | 0.45515 | 0.44479 | 0.43632 | 0.42473 | 0.41501 | 0.40552 | 0.39775 | 0.38713 | 0.37823
UT | Commercial | Large Office | Existing | Space Heating | Air-Source Heat Pump | 8.6729 | 8.5152 | 8.3521 | 8.2214 | 8.0331 | 7.8425 | 7.6557 | 7.5005 | 7.2935 | 7.118 | 6.9462 | 6.8039 | 6.6143 | 6.4551 | 6.3004 | 6.1734 | 6.0031 | 5.8603 | 5.7212 | 5.6072 | 5.4537 | 5.325
UT | Commercial | Large Office | Existing | Space Heating | Geothermal Heat Pump | 5.1923 | 5.089 | 4.9869 | 4.9043 | 4.7877 | 4.6703 | 4.5557 | 4.4607 | 4.3357 | 4.2302 | 4.1279 | 4.0439 | 3.9322 | 3.8386 | 3.7476 | 3.6729 | 3.5725 | 3.4884 | 3.4064 | 3.3393 | 3.2485 | 3.1725
UT | Commercial | Large Office | Existing | Ventilation | Ventilation | 343.4088 | 333.1177 | 322.791 | 312.5172 | 302.3595 | 291.9404 | 281.7424 | 271.761 | 262.0813 | 252.7609 | 243.7972 | 235.2089 | 227.0091 | 219.209 | 211.8141 | 204.829 | 198.2536 | 192.0809 | 186.27 | 180.6687 | 175.3705 | 170.3767
UT | Commercial | Large Office | Existing | Water Heating | Water Heater | 48.5684 | 47.5247 | 46.4728 | 45.4182 | 44.1949 | 42.9095 | 41.6261 | 40.3499 | 38.9189 | 37.503 | 36.0037 | 34.5274 | 33.1707 | 31.9103 | 30.728 | 29.6294 | 28.6082 | 27.6527 | 26.7532 | 25.7371 | 24.7802 | 23.7718
UT | Commercial | Large Office | Existing | Interior Lighting | General Service Lighting | 53.2765 | 51.4617 | 49.349 | 47.0412 | 43.6431 | 40.1295 | 37.309 | 34.9759 | 32.9898 | 31.1767 | 29.6406 | 28.3039 | 27.1927 | 26.2008 | 25.2097 | 24.2958 | 23.4479 | 22.6579 | 21.9319 | 21.1432 | 20.3679 | 19.6156
UT | Commercial | Large Office | Existing | Interior Lighting | Exempted Lighting | 0.41562 | 0.40807 | 0.40065 | 0.39336 | 0.38239 | 0.37088 | 0.35779 | 0.34222 | 0.32601 | 0.30859 | 0.29298 | 0.28046 | 0.27024 | 0.2628 | 0.25575 | 0.24989 | 0.24472 | 0.23982 | 0.23584 | 0.23087 | 0.22551 | 0.22012
UT | Commercial | Large Office | Existing | Interior Lighting | High-Bay Lighting | 3.7842 | 3.7058 | 3.6285 | 3.5525 | 3.4746 | 3.3982 | 3.3234 | 3.2503 | 3.179 | 3.1073 | 3.0376 | 2.9699 | 2.9045 | 2.8411 | 2.7781 | 2.7172 | 2.6583 | 2.6012 | 2.5458 | 2.4919 | 2.4398 | 2.3892
UT | Commercial | Large Office | Existing | Interior Lighting | Linear Lighting | 261.2825 | 256.5319 | 251.8677 | 247.2883 | 242.6349 | 238.0552 | 233.5511 | 229.1237 | 224.7734 | 220.3809 | 216.0672 | 211.8321 | 207.6755 | 203.5967 | 199.5119 | 195.5056 | 191.5771 | 187.7253 | 183.9489 | 180.2468 | 176.6604 | 173.1692
UT | Commercial | Large Office | Existing | Exterior Lighting | General Service Lighting | 10.3714 | 10.0039 | 9.5731 | 9.1008 | 8.3624 | 7.5824 | 6.9577 | 6.4655 | 6.0711 | 5.703 | 5.3878 | 5.1109 | 4.8892 | 4.6928 | 4.4945 | 4.3127 | 4.1452 | 3.9898 | 3.8478 | 3.6921 | 3.5393 | 3.3914
UT | Commercial | Large Office | Existing | Exterior Lighting | Area Lighting | 11.3031 | 11.0976 | 10.8958 | 10.6977 | 10.4915 | 10.2885 | 10.0887 | 9.8923 | 9.6991 | 9.501 | 9.3061 | 9.1146 | 8.9279 | 8.7455 | 8.5616 | 8.3828 | 8.2087 | 8.0391 | 7.8737 | 7.7123 | 7.5553 | 7.4025
UT | Commercial | Large Office | Existing | Exterior Lighting | Linear Lighting | 27.825 | 27.3191 | 26.8224 | 26.3347 | 25.8392 | 25.3514 | 24.8718 | 24.4003 | 23.937 | 23.4692 | 23.0098 | 22.5588 | 22.1162 | 21.6818 | 21.2468 | 20.8202 | 20.4018 | 19.9916 | 19.5895 | 19.1952 | 18.8133 | 18.4415
UT | Commercial | Large Office | Existing | Refrigeration | Walk-in Refrigerator/Freezer | 0.17609 | 0.17289 | 0.16974 | 0.16666 | 0.16363 | 0.16065 | 0.15773 | 0.15486 | 0.15205 | 0.14928 | 0.14657 | 0.1439 | 0.14129 | 0.13872 | 0.1362 | 0.13372 | 0.13129 | 0.1289 | 0.12656 | 0.12426 | 0.122 | 0.11978
UT | Commercial | Large Office | Existing | Refrigeration | Reach-in Refrigerator/Freezer | 5.3049 | 5.2084 | 5.1137 | 5.0207 | 4.9294 | 4.8398 | 4.7518 | 4.6654 | 4.5806 | 4.4973 | 4.4155 | 4.3353 | 4.2564 | 4.179 | 4.1031 | 4.0285 | 3.9552 | 3.8833 | 3.8127 | 3.7434 | 3.6753 | 3.6085
UT | Commercial | Large Office | Existing | Refrigeration | Glass Door Display | 1.2357 | 1.2132 | 1.1912 | 1.1695 | 1.1483 | 1.1274 | 1.1069 | 1.0868 | 1.067 | 1.0476 | 1.0285 | 1.0098 | 0.99149 | 0.97346 | 0.95576 | 0.93838 | 0.92132 | 0.90457 | 0.88812 | 0.87197 | 0.85612 | 0.84055
UT | Commercial | Large Office | Existing | Refrigeration | Open Display Case | 0.9488 | 0.93155 | 0.91462 | 0.89799 | 0.88166 | 0.86563 | 0.84989 | 0.83444 | 0.81927 | 0.80437 | 0.78975 | 0.77539 | 0.76129 | 0.74745 | 0.73386 | 0.72051 | 0.70741 | 0.69455 | 0.68192 | 0.66952 | 0.65735 | 0.6454
UT | Commercial | Large Office | Existing | Refrigeration | Icemaker | 26.0075 | 25.5347 | 25.0704 | 24.6146 | 24.1671 | 23.7276 | 23.2962 | 22.8727 | 22.4568 | 22.0485 | 21.6476 | 21.254 | 20.8676 | 20.4882 | 20.1157 | 19.7499 | 19.3908 | 19.0383 | 18.6921 | 18.3523 | 18.0186 | 17.691
UT | Commercial | Large Office | Existing | Refrigeration | Vending Machine | 5.4251 | 5.3265 | 5.2296 | 5.1346 | 5.0412 | 4.9495 | 4.8595 | 4.7712 | 4.6844 | 4.5993 | 4.5156 | 4.4335 | 4.3529 | 4.2738 | 4.1961 | 4.1198 | 4.0449 | 3.9713 | 3.8991 | 3.8282 | 3.7586 | 3.6903
UT | Commercial | Large Office | Existing | Food Preparation | Oven | 5.5379 | 5.4372 | 5.3384 | 5.2413 | 5.146 | 5.0525 | 4.9606 | 4.8704 | 4.7818 | 4.6949 | 4.6095 | 4.5257 | 4.4434 | 4.3627 | 4.2833 | 4.2055 | 4.129 | 4.0539 | 3.9802 | 3.9078 | 3.8368 | 3.767
UT | Commercial | Large Office | Existing | Food Preparation | Fryer | 4.6869 | 4.6017 | 4.518 | 4.4359 | 4.3552 | 4.276 | 4.1983 | 4.122 | 4.047 | 3.9734 | 3.9012 | 3.8303 | 3.7606 | 3.6922 | 3.6251 | 3.5592 | 3.4945 | 3.4309 | 3.3686 | 3.3073 | 3.2472 | 3.1881
UT | Commercial | Large Office | Existing | Food Preparation | Dishwasher | 1.2561 | 1.2333 | 1.2109 | 1.1889 | 1.1672 | 1.146 | 1.1252 | 1.1047 | 1.0846 | 1.0649 | 1.0456 | 1.0266 | 1.0079 | 0.98956 | 0.97157 | 0.9539 | 0.93656 | 0.91953 | 0.90281 | 0.8864 | 0.87028 | 0.85446
UT | Commercial | Large Office | Existing | Food Preparation | Hot Food Container | 0.11451 | 0.11243 | 0.11038 | 0.10838 | 0.10641 | 0.10447 | 0.10257 | 0.10071 | 0.098876 | 0.097078 | 0.095313 | 0.09358 | 0.091878 | 0.090208 | 0.088568 | 0.086957 | 0.085376 | 0.083824 | 0.0823 | 0.080804 | 0.079335 | 0.077892
UT | Commercial | Large Office | Existing | Food Preparation | Steamer | 1.4 | 1.3746 | 1.3496 | 1.325 | 1.3009 | 1.2773 | 1.2541 | 1.2313 | 1.2089 | 1.1869 | 1.1653 | 1.1441 | 1.1233 | 1.1029 | 1.0828 | 1.0632 | 1.0438 | 1.0249 | 1.0062 | 0.98792 | 0.96996 | 0.95233
UT | Commercial | Large Office | Existing | Food Preparation | Griddle | 1.5131 | 1.4856 | 1.4586 | 1.432 | 1.406 | 1.3804 | 1.3553 | 1.3307 | 1.3065 | 1.2828 | 1.2594 | 1.2365 | 1.2141 | 1.192 | 1.1703 | 1.149 | 1.1281 | 1.1076 | 1.0875 | 1.0677 | 1.0483 | 1.0292
UT | Commercial | Large Office | Existing | Office Equipment | Desktop Computer | 94.9102 | 91.0936 | 87.4305 | 83.9148 | 80.5404 | 77.3017 | 74.1932 | 71.2097 | 68.3462 | 65.5979 | 62.9601 | 60.4283 | 57.9983 | 55.6661 | 53.4276 | 51.2792 | 49.2172 | 47.238 | 45.3385 | 43.5153 | 41.7655 | 40.086
UT | Commercial | Large Office | Existing | Office Equipment | Laptop | 20.1829 | 20.2646 | 20.3467 | 20.4291 | 20.5119 | 20.595 | 20.6784 | 20.7621 | 20.8462 | 20.9307 | 21.0155 | 21.1006 | 21.186 | 21.2719 | 21.358 | 21.4445 | 21.5314 | 21.6186 | 21.7062 | 21.7941 | 21.8824 | 21.971
UT | Commercial | Large Office | Existing | Office Equipment | Server | 112.6528 | 113.0575 | 113.4636 | 113.8712 | 114.2803 | 114.6908 | 115.1029 | 115.5163 | 115.9313 | 116.3478 | 116.7658 | 117.1852 | 117.6062 | 118.0287 | 118.4527 | 118.8782 | 119.3053 | 119.7339 | 120.164 | 120.5957 | 121.0289 | 121.4637
UT | Commercial | Large Office | Existing | Office Equipment | Monitor | 16.0257 | 15.8083 | 15.5938 | 15.3823 | 15.1736 | 14.9677 | 14.7647 | 14.5644 | 14.3668 | 14.1719 | 13.9796 | 13.79 | 13.6029 | 13.4183 | 13.2363 | 13.0567 | 12.8796 | 12.7049 | 12.5325 | 12.3625 | 12.1948 | 12.0293
UT | Commercial | Large Office | Existing | Office Equipment | Printer/Copier/Fax | 3.6096 | 3.601 | 3.5925 | 3.584 | 3.5755 | 3.567 | 3.5585 | 3.5501 | 3.5417 | 3.5333 | 3.5249 | 3.5166 | 3.5082 | 3.4999 | 3.4916 | 3.4833 | 3.4751 | 3.4668 | 3.4586 | 3.4504 | 3.4422 | 3.4341
UT | Commercial | Large Office | Existing | Office Equipment | POS Terminal | 0.25838 | 0.2543 | 0.25028 | 0.24633 | 0.24243 | 0.2386 | 0.23483 | 0.23112 | 0.22747 | 0.22387 | 0.22033 | 0.21685 | 0.21343 | 0.21005 | 0.20673 | 0.20347 | 0.20025 | 0.19709 | 0.19397 | 0.19091 | 0.18789 | 0.18492
UT | Commercial | Large Office | Existing | Miscellaneous | Non-HVAC Motors | 29.2451 | 28.7134 | 28.1913 | 27.6788 | 27.1755 | 26.6814 | 26.1963 | 25.72 | 25.2524 | 24.7932 | 24.3424 | 23.8998 | 23.4653 | 23.0387 | 22.6198 | 22.2085 | 21.8047 | 21.4083 | 21.019 | 20.6369 | 20.2616 | 19.8933
UT | Commercial | Large Office | Existing | Miscellaneous | Pool Pump | 0 | 0 | 0 | 0 | 0 | 0 | 0 | 0 | 0 | 0 | 0 | 0 | 0 | 0 | 0 | 0 | 0 | 0 | 0 | 0 | 0 | 0
UT | Commercial | Large Office | Existing | Miscellaneous | Pool Heater | 0 | 0 | 0 | 0 | 0 | 0 | 0 | 0 | 0 | 0 | 0 | 0 | 0 | 0 | 0 | 0 | 0 | 0 | 0 | 0 | 0 | 0
UT | Commercial | Large Office | Existing | Miscellaneous | Clothes Washer | 0 | 0 | 0 | 0 | 0 | 0 | 0 | 0 | 0 | 0 | 0 | 0 | 0 | 0 | 0 | 0 | 0 | 0 | 0 | 0 | 0 | 0
UT | Commercial | Large Office | Existing | Miscellaneous | Clothes Dryer | 0 | 0 | 0 | 0 | 0 | 0 | 0 | 0 | 0 | 0 | 0 | 0 | 0 | 0 | 0 | 0 | 0 | 0 | 0 | 0 | 0 | 0
UT | Commercial | Large Office | Existing | Miscellaneous | Electric Vehicle Chargers | 0.27226 | 0.37741 | 0.5531 | 0.75908 | 1.0099 | 1.3039 | 1.6751 | 2.1305 | 2.6734 | 3.3156 | 4.0357 | 4.8269 | 5.688 | 6.6152 | 7.5968 | 8.6091 | 9.6614 | 10.7245 | 11.7884 | 12.8641 | 14.0376 | 15.318
UT | Commercial | Large Office | Existing | Miscellaneous | Other Miscellaneous | 119.4199 | 119.1368 | 118.8544 | 118.5727 | 118.2916 | 118.0112 | 117.7315 | 117.4524 | 117.174 | 116.8963 | 116.6192 | 116.3428 | 116.067 | 115.7919 | 115.5174 | 115.2436 | 114.9704 | 114.6979 | 114.426 | 114.1548 | 113.8842 | 113.6142
UT | Commercial | Large Office | Existing | Generation | Solar PV | -15.871 | -19.0479 | -23.9218 | -29.4914 | -35.6702 | -42.4759 | -49.7309 | -57.456 | -65.3243 | -74.2323 | -83.0694 | -91.0136 | -97.7026 | -103.9783 | -110.0189 | -115.8166 | -121.3686 | -126.6854 | -131.7768 | -136.6525 | -141.3211 | -145.7993
UT | Commercial | Large Office | New | Cooling | Air-Cooled Chiller | 0 | 0.63832 | 1.1221 | 1.6107 | 2.1025 | 2.6052 | 3.1088 | 3.6124 | 4.1154 | 4.6173 | 5.1182 | 5.6193 | 6.1198 | 6.6188 | 7.1165 | 7.6088 | 8.0979 | 8.5839 | 9.0668 | 9.5471 | 10.0246 | 10.5027
UT | Commercial | Large Office | New | Cooling | Water-Cooled Chiller | 0 | 8.7183 | 15.3147 | 21.9654 | 28.6771 | 35.5235 | 42.3926 | 49.2713 | 56.1245 | 62.8639 | 69.6039 | 76.3274 | 83.0537 | 89.7438 | 96.4269 | 103.0492 | 109.6122 | 116.1291 | 122.5823 | 128.868 | 135.0891 | 141.2525
UT | Commercial | Large Office | New | Cooling | RTU | 0 | 1.1618 | 1.9294 | 2.7045 | 3.4848 | 4.2831 | 5.0826 | 5.8823 | 6.6811 | 7.4779 | 8.2734 | 9.0691 | 9.8637 | 10.6388 | 11.4136 | 12.1814 | 12.9456 | 13.706 | 14.4627 | 15.2162 | 15.9663 | 16.7136
UT | Commercial | Large Office | New | Cooling | Packaged Terminal AC | 0 | 0.67687 | 1.1899 | 1.708 | 2.2295 | 2.7626 | 3.2965 | 3.8305 | 4.364 | 4.8961 | 5.4274 | 5.9587 | 6.4894 | 7.0186 | 7.5463 | 8.0683 | 8.587 | 9.1023 | 9.6144 | 10.1237 | 10.6301 | 11.134
UT | Commercial | Large Office | New | Cooling | Packaged Terminal HP | 0 | 0.082986 | 0.14588 | 0.2094 | 0.27334 | 0.3387 | 0.40416 | 0.46963 | 0.53504 | 0.60028 | 0.66541 | 0.73056 | 0.79561 | 0.86049 | 0.92519 | 0.9892 | 1.0528 | 1.116 | 1.1788 | 1.2412 | 1.3033 | 1.3651
UT | Commercial | Large Office | New | Cooling | Air-Source Heat Pump | 0 | 0.77777 | 1.3129 | 1.8534 | 2.3974 | 2.9538 | 3.5111 | 4.0685 | 4.6253 | 5.1807 | 5.7352 | 6.2898 | 6.8369 | 7.383 | 7.9281 | 8.4678 | 9.0044 | 9.5378 | 10.0682 | 10.596 | 11.1211 | 11.644
UT | Commercial | Large Office | New | Cooling | Geothermal Heat Pump | 0 | 0.43977 | 0.77309 | 1.1097 | 1.4485 | 1.7949 | 2.1418 | 2.4888 | 2.8354 | 3.1811 | 3.5262 | 3.8715 | 4.2162 | 4.5601 | 4.9029 | 5.2421 | 5.5791 | 5.9139 | 6.2466 | 6.5775 | 6.9065 | 7.234
UT | Commercial | Large Office | New | Space Heating | Electric Furnace | 0 | 0.50501 | 0.88776 | 1.279 | 1.6634 | 2.0425 | 2.4151 | 2.7913 | 3.1395 | 3.4904 | 3.834 | 4.1871 | 4.5016 | 4.8245 | 5.1403 | 5.4692 | 5.7481 | 6.0401 | 6.3243 | 6.6267 | 6.8711 | 7.1339
UT | Commercial | Large Office | New | Space Heating | Electric Room Heat | 0 | 0 | 0 | 0 | 0 | 0 | 0 | 0 | 0 | 0 | 0 | 0 | 0 | 0 | 0 | 0 | 0 | 0 | 0 | 0 | 0 | 0
UT | Commercial | Large Office | New | Space Heating | Packaged Terminal HP | 0 | 0.024635 | 0.043307 | 0.062391 | 0.081143 | 0.099635 | 0.11781 | 0.13616 | 0.15315 | 0.17027 | 0.18703 | 0.20426 | 0.2196 | 0.23535 | 0.25075 | 0.2668 | 0.2804 | 0.29465 | 0.30851 | 0.32326 | 0.33518 | 0.34801
UT | Commercial | Large Office | New | Space Heating | Air-Source Heat Pump | 0 | 0.35502 | 0.61619 | 0.88317 | 1.1454 | 1.404 | 1.6583 | 1.9149 | 2.1524 | 2.3918 | 2.6263 | 2.8672 | 3.0807 | 3.3002 | 3.5149 | 3.7386 | 3.9283 | 4.1269 | 4.3203 | 4.5262 | 4.6925 | 4.8715
UT | Commercial | Large Office | New | Space Heating | Geothermal Heat Pump | 0 | 0.20591 | 0.36197 | 0.52148 | 0.67822 | 0.83277 | 0.98471 | 1.1381 | 1.2801 | 1.4231 | 1.5633 | 1.7072 | 1.8354 | 1.9671 | 2.0958 | 2.23 | 2.3437 | 2.4627 | 2.5786 | 2.7019 | 2.8015 | 2.9087
UT | Commercial | Large Office | New | Ventilation | Ventilation | 0 | 9.9124 | 17.4173 | 24.9954 | 32.632 | 39.7625 | 46.8402 | 53.7949 | 60.6781 | 67.5261 | 74.2998 | 81.0179 | 87.6458 | 94.1958 | 100.6714 | 107.0616 | 113.3579 | 119.503 | 125.5189 | 131.2649 | 136.8877 | 142.443
UT | Commercial | Large Office | New | Water Heating | Water Heater | 0 | 1.9882 | 3.495 | 5.0168 | 6.5486 | 7.53 | 8.5039 | 9.469 | 10.4242 | 11.3683 | 12.3022 | 13.228 | 14.0426 | 14.784 | 15.4604 | 16.078 | 16.7205 | 17.3827 | 18.0603 | 18.5431 | 19.1148 | 19.71
UT | Commercial | Large Office | New | Interior Lighting | General Service Lighting | 0 | 1.6634 | 2.9242 | 4.1974 | 5.233 | 6.2661 | 7.2323 | 8.1642 | 9.0687 | 9.8398 | 10.6157 | 11.3834 | 12.1621 | 12.929 | 13.5955 | 14.2448 | 14.876 | 15.4898 | 16.0989 | 16.6056 | 17.1408 | 17.676
UT | Commercial | Large Office | New | Interior Lighting | Exempted Lighting | 0 | 0.017014 | 0.029909 | 0.042931 | 0.054943 | 0.066642 | 0.077601 | 0.087721 | 0.097709 | 0.10665 | 0.11592 | 0.12517 | 0.13416 | 0.14307 | 0.15135 | 0.16014 | 0.16853 | 0.17664 | 0.18473 | 0.19265 | 0.20049 | 0.20819
UT | Commercial | Large Office | New | Interior Lighting | High-Bay Lighting | 0 | 0.11233 | 0.19747 | 0.28345 | 0.36704 | 0.45042 | 0.53317 | 0.61516 | 0.69632 | 0.77486 | 0.85254 | 0.92955 | 1.0052 | 1.0796 | 1.1512 | 1.2216 | 1.2909 | 1.359 | 1.426 | 1.492 | 1.5571 | 1.6214
UT | Commercial | Large Office | New | Interior Lighting | Linear Lighting | 0 | 10.6956 | 18.8022 | 26.9889 | 35.0752 | 43.1417 | 51.146 | 59.0783 | 66.9293 | 74.5944 | 82.1765 | 89.6929 | 97.1315 | 104.4828 | 111.684 | 118.7903 | 125.7921 | 132.6906 | 139.4896 | 146.1956 | 152.7259 | 159.1239
UT | Commercial | Large Office | New | Exterior Lighting | General Service Lighting | 0 | 0.31514 | 0.55399 | 0.79521 | 0.97168 | 1.1427 | 1.3084 | 1.4745 | 1.6405 | 1.7716 | 1.9021 | 2.03 | 2.1627 | 2.2932 | 2.4006 | 2.5048 | 2.6057 | 2.7035 | 2.8005 | 2.8757 | 2.9575 | 3.0396
UT | Commercial | Large Office | New | Exterior Lighting | Area Lighting | 0 | 0.46269 | 0.81338 | 1.1675 | 1.5139 | 1.8594 | 2.2023 | 2.542 | 2.8783 | 3.2047 | 3.5276 | 3.8477 | 4.1625 | 4.4724 | 4.7717 | 5.0664 | 5.3564 | 5.6415 | 5.9221 | 6.1985 | 6.4712 | 6.7406
UT | Commercial | Large Office | New | Exterior Lighting | Linear Lighting | 0 | 1.139 | 2.0023 | 2.8742 | 3.7353 | 4.5943 | 5.4467 | 6.2915 | 7.1276 | 7.9439 | 8.7513 | 9.5518 | 10.3439 | 11.1268 | 11.8937 | 12.6505 | 13.3961 | 14.1308 | 14.8548 | 15.569 | 16.2644 | 16.9457
UT | Commercial | Large Office | New | Refrigeration | Walk-in Refrigerator/Freezer | 0 | 0.0072082 | 0.012672 | 0.018189 | 0.023742 | 0.029282 | 0.03478 | 0.040227 | 0.045619 | 0.050949 | 0.05622 | 0.061446 | 0.066618 | 0.071729 | 0.076781 | 0.081765 | 0.086677 | 0.091516 | 0.096285 | 0.10099 | 0.10563 | 0.11021
UT | Commercial | Large Office | New | Refrigeration | Reach-in Refrigerator/Freezer | 0 | 0.21715 | 0.38174 | 0.54796 | 0.71527 | 0.88216 | 1.0478 | 1.2119 | 1.3743 | 1.5349 | 1.6937 | 1.8511 | 2.0069 | 2.1609 | 2.3131 | 2.4633 | 2.6112 | 2.757 | 2.9007 | 3.0424 | 3.1822 | 3.3201
UT | Commercial | Large Office | New | Refrigeration | Glass Door Display | 0 | 0.050584 | 0.088922 | 0.12764 | 0.16661 | 0.20549 | 0.24407 | 0.2823 | 0.32013 | 0.35753 | 0.39453 | 0.4312 | 0.46749 | 0.50336 | 0.53881 | 0.57379 | 0.60825 | 0.64221 | 0.67568 | 0.70869 | 0.74124 | 0.77338
UT | Commercial | Large Office | New | Refrigeration | Open Display Case | 0 | 0.038839 | 0.068277 | 0.098006 | 0.12793 | 0.15778 | 0.1874 | 0.21675 | 0.24581 | 0.27452 | 0.30293 | 0.33109 | 0.35895 | 0.38649 | 0.41371 | 0.44057 | 0.46703 | 0.49311 | 0.5188 | 0.54415 | 0.56915 | 0.59382
UT | Commercial | Large Office | New | Refrigeration | Icemaker | 0 | 1.0646 | 1.8715 | 2.6864 | 3.5067 | 4.3249 | 5.1368 | 5.9414 | 6.7378 | 7.5249 | 8.3035 | 9.0754 | 9.8392 | 10.5941 | 11.3402 | 12.0764 | 12.8018 | 13.5165 | 14.2208 | 14.9156 | 15.6008 | 16.2772
UT | Commercial | Large Office | New | Refrigeration | Vending Machine | 0 | 0.22208 | 0.3904 | 0.56038 | 0.73148 | 0.90216 | 1.0715 | 1.2394 | 1.4055 | 1.5697 | 1.7321 | 1.8931 | 2.0524 | 2.2099 | 2.3655 | 2.5191 | 2.6704 | 2.8195 | 2.9664 | 3.1114 | 3.2543 | 3.3954
UT | Commercial | Large Office | New | Food Preparation | Oven | 0 | 0.2267 | 0.39851 | 0.57203 | 0.74669 | 0.92092 | 1.0938 | 1.2651 | 1.4347 | 1.6023 | 1.7681 | 1.9325 | 2.0951 | 2.2559 | 2.4147 | 2.5715 | 2.726 | 2.8781 | 3.0281 | 3.1761 | 3.322 | 3.466
UT | Commercial | Large Office | New | Food Preparation | Fryer | 0 | 0.19186 | 0.33727 | 0.48413 | 0.63195 | 0.7794 | 0.92572 | 1.0707 | 1.2142 | 1.3561 | 1.4964 | 1.6355 | 1.7732 | 1.9092 | 2.0436 | 2.1763 | 2.307 | 2.4358 | 2.5628 | 2.688 | 2.8115 | 2.9334
UT | Commercial | Large Office | New | Food Preparation | Dishwasher | 0 | 0.05142 | 0.090393 | 0.12975 | 0.16937 | 0.20889 | 0.2481 | 0.28697 | 0.32543 | 0.36345 | 0.40105 | 0.43833 | 0.47523 | 0.51169 | 0.54772 | 0.58328 | 0.61831 | 0.65283 | 0.68685 | 0.72041 | 0.75351 | 0.78617
UT | Commercial | Large Office | New | Food Preparation | Hot Food Container | 0 | 0.0046875 | 0.0082402 | 0.011828 | 0.01544 | 0.019042 | 0.022617 | 0.02616 | 0.029666 | 0.033132 | 0.03656 | 0.039958 | 0.043321 | 0.046645 | 0.04993 | 0.053171 | 0.056365 | 0.059512 | 0.062613 | 0.065672 | 0.068689 | 0.071667
UT | Commercial | Large Office | New | Food Preparation | Steamer | 0 | 0.05731 | 0.10075 | 0.14461 | 0.18877 | 0.23281 | 0.27652 | 0.31983 | 0.3627 | 0.40507 | 0.44699 | 0.48854 | 0.52966 | 0.57029 | 0.61045 | 0.65009 | 0.68913 | 0.72761 | 0.76552 | 0.80292 | 0.83981 | 0.87622
UT | Commercial | Large Office | New | Food Preparation | Griddle | 0 | 0.061938 | 0.10888 | 0.15629 | 0.20401 | 0.25162 | 0.29885 | 0.34566 | 0.392 | 0.43779 | 0.48309 | 0.52799 | 0.57243 | 0.61635 | 0.65976 | 0.70259 | 0.74479 | 0.78637 | 0.82735 | 0.86777 | 0.90764 | 0.94699
UT | Commercial | Large Office | New | Office Equipment | Desktop Computer | 0 | 3.798 | 6.5268 | 9.1584 | 11.6865 | 14.0899 | 16.3595 | 18.4975 | 20.5061 | 22.3878 | 24.1499 | 25.8026 | 27.3467 | 28.7841 | 30.1197 | 31.3554 | 32.493 | 33.5372 | 34.4932 | 35.3666 | 36.1613 | 36.8825
UT | Commercial | Large Office | New | Office Equipment | Laptop | 0 | 0.8449 | 1.5189 | 2.2296 | 2.9763 | 3.7539 | 4.5596 | 5.3932 | 6.2545 | 7.1434 | 8.061 | 9.0098 | 9.9894 | 10.9994 | 12.0405 | 13.1126 | 14.215 | 15.3484 | 16.5139 | 17.7129 | 18.9461 | 20.2152
UT | Commercial | Large Office | New | Office Equipment | Server | 0 | 4.6857 | 8.3698 | 12.2076 | 16.1916 | 20.2912 | 24.4886 | 28.7806 | 33.1638 | 37.6346 | 42.1974 | 46.8627 | 51.6253 | 56.4813 | 61.4325 | 66.4743 | 71.602 | 76.8168 | 82.1214 | 87.5205 | 93.0154 | 98.611
UT | Commercial | Large Office | New | Office Equipment | Monitor | 0 | 0.6591 | 1.1641 | 1.6788 | 2.2017 | 2.7282 | 3.2556 | 3.7832 | 4.3105 | 4.8367 | 5.3622 | 5.8882 | 6.4139 | 6.9384 | 7.4619 | 7.9837 | 8.5031 | 9.02 | 9.5346 | 10.0474 | 10.5584 | 11.068
UT | Commercial | Large Office | New | Office Equipment | Printer/Copier/Fax | 0 | 0.14907 | 0.26439 | 0.38288 | 0.50422 | 0.6274 | 0.75181 | 0.8773 | 1.0037 | 1.131 | 1.2591 | 1.3883 | 1.5186 | 1.6496 | 1.7815 | 1.914 | 2.047 | 2.1805 | 2.3145 | 2.4492 | 2.5845 | 2.7205
UT | Commercial | Large Office | New | Office Equipment | POS Terminal | 0 | 0.010577 | 0.018594 | 0.026689 | 0.034839 | 0.042968 | 0.051034 | 0.059028 | 0.06694 | 0.07476 | 0.082495 | 0.090163 | 0.097752 | 0.10525 | 0.11266 | 0.11998 | 0.12719 | 0.13429 | 0.14128 | 0.14819 | 0.15499 | 0.16171
UT | Commercial | Large Office | New | Miscellaneous | Non-HVAC Motors | 0 | 1.1972 | 2.1045 | 3.0208 | 3.9432 | 4.8633 | 5.7762 | 6.681 | 7.5765 | 8.4616 | 9.3372 | 10.2051 | 11.0641 | 11.9129 | 12.7519 | 13.5797 | 14.3954 | 15.1991 | 15.9911 | 16.7724 | 17.5429 | 18.3035
UT | Commercial | Large Office | New | Miscellaneous | Pool Pump | 0 | 0 | 0 | 0 | 0 | 0 | 0 | 0 | 0 | 0 | 0 | 0 | 0 | 0 | 0 | 0 | 0 | 0 | 0 | 0 | 0 | 0
UT | Commercial | Large Office | New | Miscellaneous | Pool Heater | 0 | 0 | 0 | 0 | 0 | 0 | 0 | 0 | 0 | 0 | 0 | 0 | 0 | 0 | 0 | 0 | 0 | 0 | 0 | 0 | 0 | 0
UT | Commercial | Large Office | New | Miscellaneous | Clothes Washer | 0 | 0 | 0 | 0 | 0 | 0 | 0 | 0 | 0 | 0 | 0 | 0 | 0 | 0 | 0 | 0 | 0 | 0 | 0 | 0 | 0 | 0
UT | Commercial | Large Office | New | Miscellaneous | Clothes Dryer | 0 | 0 | 0 | 0 | 0 | 0 | 0 | 0 | 0 | 0 | 0 | 0 | 0 | 0 | 0 | 0 | 0 | 0 | 0 | 0 | 0 | 0
UT | Commercial | Large Office | New | Miscellaneous | Electric Vehicle Chargers | 0 | 0.016878 | 0.043132 | 0.085216 | 0.14925 | 0.24053 | 0.37221 | 0.55615 | 0.80463 | 1.1339 | 1.5501 | 2.0629 | 2.6836 | 3.4221 | 4.2839 | 5.2653 | 6.3794 | 7.6148 | 8.9692 | 10.4557 | 12.1545 | 14.0942
UT | Commercial | Large Office | New | Miscellaneous | Other Miscellaneous | 0 | 4.9672 | 8.8726 | 12.9409 | 17.1642 | 21.5101 | 25.9596 | 30.5095 | 35.156 | 39.8954 | 44.7323 | 49.6778 | 54.7265 | 59.8742 | 65.1227 | 70.4674 | 75.9031 | 81.4312 | 87.0545 | 92.7779 | 98.6029 | 104.5346
UT | Commercial | Large Office | New | Generation | Solar PV | 0 | -0.79417 | -1.7858 | -3.2187 | -5.1758 | -7.7422 | -10.9656 | -14.9248 | -19.5994 | -25.3346 | -31.8634 | -38.8623 | -46.0675 | -53.7656 | -62.023 | -70.8178 | -80.1272 | -89.9418 | -100.2549 | -111.0626 | -122.3583 | -134.1476
UT | Commercial | Small Office | Existing | Cooling | Air-Cooled Chiller | 19.2113 | 18.7079 | 18.2063 | 17.7095 | 17.2205 | 16.822 | 16.4289 | 16.0451 | 15.6721 | 15.3133 | 14.9654 | 14.6316 | 14.3125 | 14.0086 | 13.7204 | 13.4424 | 13.1829 | 12.932 | 12.6909 | 12.4589 | 12.2351 | 12.0189
UT | Commercial | Small Office | Existing | Cooling | Water-Cooled Chiller | 1.9612 | 1.9258 | 1.8911 | 1.857 | 1.8235 | 1.7991 | 1.7749 | 1.751 | 1.7274 | 1.704 | 1.6809 | 1.6581 | 1.6355 | 1.6132 | 1.5911 | 1.5686 | 1.5464 | 1.5244 | 1.5027 | 1.4813 | 1.4602 | 1.4393
UT | Commercial | Small Office | Existing | Cooling | RTU | 132.1796 | 129.7764 | 126.8648 | 123.9575 | 121.0627 | 118.7416 | 116.4187 | 114.0993 | 111.7883 | 109.4897 | 107.207 | 104.9432 | 102.7008 | 100.5394 | 98.4973 | 96.5205 | 94.641 | 92.8485 | 91.1344 | 89.4907 | 87.9108 | 86.3886
UT | Commercial | Small Office | Existing | Cooling | Packaged Terminal AC | 13.4261 | 13.182 | 12.9423 | 12.707 | 12.476 | 12.3066 | 12.1391 | 11.9737 | 11.8101 | 11.6485 | 11.4888 | 11.3311 | 11.1751 | 11.0211 | 10.8689 | 10.714 | 10.5611 | 10.4101 | 10.2611 | 10.1141 | 9.969 | 9.8257
UT | Commercial | Small Office | Existing | Cooling | Packaged Terminal HP | 1.5807 | 1.5519 | 1.5237 | 1.496 | 1.4688 | 1.4489 | 1.4292 | 1.4097 | 1.3904 | 1.3714 | 1.3526 | 1.334 | 1.3157 | 1.2975 | 1.2796 | 1.2614 | 1.2434 | 1.2256 | 1.2081 | 1.1908 | 1.1737 | 1.1568
UT | Commercial | Small Office | Existing | Cooling | Air-Source Heat Pump | 31.4209 | 30.7494 | 29.9982 | 29.2528 | 28.5161 | 27.9208 | 27.3318 | 26.7509 | 26.1798 | 25.6198 | 25.0722 | 24.5378 | 24.0236 | 23.5342 | 23.0673 | 22.6113 | 22.1746 | 21.7555 | 21.3526 | 20.9646 | 20.5903 | 20.2286
UT | Commercial | Small Office | Existing | Cooling | Geothermal Heat Pump | 6.4382 | 6.2682 | 6.0979 | 5.9291 | 5.763 | 5.6273 | 5.495 | 5.3671 | 5.2442 | 5.127 | 5.0158 | 4.911 | 4.812 | 4.7182 | 4.6289 | 4.5417 | 4.4584 | 4.3784 | 4.3015 | 4.2274 | 4.1558 | 4.0865
UT | Commercial | Small Office | Existing | Space Heating | Electric Furnace | 17.5642 | 17.2448 | 16.9313 | 16.6844 | 16.3212 | 15.9536 | 15.5939 | 15.2987 | 14.8976 | 14.5606 | 14.2309 | 13.9611 | 13.5927 | 13.2838 | 12.9816 | 12.7344 | 12.3959 | 12.1125 | 11.8352 | 11.6084 | 11.2986 | 11.039
UT | Commercial | Small Office | Existing | Space Heating | Electric Room Heat | 5.1539 | 5.0602 | 4.9682 | 4.8957 | 4.7891 | 4.6813 | 4.5757 | 4.4891 | 4.3714 | 4.2725 | 4.1758 | 4.0966 | 3.9885 | 3.8979 | 3.8092 | 3.7367 | 3.6373 | 3.5542 | 3.4728 | 3.4063 | 3.3154 | 3.2392
UT | Commercial | Small Office | Existing | Space Heating | Packaged Terminal HP | 1.5904 | 1.5615 | 1.5331 | 1.5108 | 1.4779 | 1.4446 | 1.412 | 1.3853 | 1.349 | 1.3185 | 1.2886 | 1.2642 | 1.2308 | 1.2029 | 1.1755 | 1.1531 | 1.1225 | 1.0968 | 1.0717 | 1.0512 | 1.0231 | 0.99959
UT | Commercial | Small Office | Existing | Space Heating | Air-Source Heat Pump | 35.1278 | 34.4891 | 33.8286 | 33.2993 | 32.5367 | 31.7647 | 31.0081 | 30.3795 | 29.541 | 28.8302 | 28.1345 | 27.5578 | 26.79 | 26.1454 | 25.5187 | 25.0042 | 24.3143 | 23.736 | 23.1728 | 22.7111 | 22.0892 | 21.5677
UT | Commercial | Small Office | Existing | Space Heating | Geothermal Heat Pump | 7.1044 | 6.963 | 6.8234 | 6.7104 | 6.5508 | 6.3901 | 6.2334 | 6.1034 | 5.9323 | 5.788 | 5.648 | 5.5331 | 5.3803 | 5.2522 | 5.1276 | 5.0255 | 4.888 | 4.7729 | 4.6608 | 4.569 | 4.4448 | 4.3408
UT | Commercial | Small Office | Existing | Ventilation | Ventilation | 320.0774 | 310.4311 | 300.7449 | 291.103 | 281.5726 | 271.7954 | 262.2248 | 252.9072 | 243.8723 | 235.2143 | 226.8898 | 218.9173 | 211.3187 | 204.0725 | 197.2056 | 190.7233 | 184.625 | 178.9013 | 173.5234 | 168.4034 | 163.5622 | 159.0005
UT | Commercial | Small Office | Existing | Water Heating | Water Heater | 33.7478 | 32.8487 | 31.9023 | 30.9438 | 29.9842 | 29.0323 | 28.0174 | 26.9759 | 25.9588 | 24.9703 | 24.0138 | 23.0916 | 22.2515 | 21.4325 | 20.6768 | 19.9172 | 19.2049 | 18.5414 | 17.9251 | 17.312 | 16.7384 | 16.1324
UT | Commercial | Small Office | Existing | Interior Lighting | General Service Lighting | 48.4092 | 46.7601 | 44.8405 | 42.7435 | 39.6558 | 36.4632 | 33.9004 | 31.7805 | 29.9758 | 28.3283 | 26.9326 | 25.7181 | 24.7083 | 23.807 | 22.9065 | 22.0761 | 21.3056 | 20.5878 | 19.9282 | 19.2115 | 18.507 | 17.8235
UT | Commercial | Small Office | Existing | Interior Lighting | Exempted Lighting | 0.37765 | 0.37079 | 0.36404 | 0.35743 | 0.34745 | 0.337 | 0.32511 | 0.31095 | 0.29623 | 0.2804 | 0.26621 | 0.25484 | 0.24555 | 0.23879 | 0.23238 | 0.22706 | 0.22236 | 0.21791 | 0.21429 | 0.20978 | 0.20491 | 0.20001
UT | Commercial | Small Office | Existing | Interior Lighting | High-Bay Lighting | 3.4384 | 3.3673 | 3.297 | 3.2279 | 3.1572 | 3.0877 | 3.0197 | 2.9533 | 2.8885 | 2.8235 | 2.7601 | 2.6986 | 2.6391 | 2.5815 | 2.5243 | 2.469 | 2.4154 | 2.3635 | 2.3132 | 2.2643 | 2.2169 | 2.1709
UT | Commercial | Small Office | Existing | Interior Lighting | Linear Lighting | 237.4116 | 233.095 | 228.857 | 224.6959 | 220.4676 | 216.3064 | 212.2138 | 208.1908 | 204.238 | 200.2468 | 196.3271 | 192.479 | 188.7021 | 184.996 | 181.2843 | 177.6441 | 174.0746 | 170.5746 | 167.1432 | 163.7794 | 160.5206 | 157.3484
UT | Commercial | Small Office | Existing | Exterior Lighting | General Service Lighting | 22.8781 | 22.0674 | 21.1172 | 20.0754 | 18.4466 | 16.7259 | 15.348 | 14.2622 | 13.3923 | 12.5802 | 11.8848 | 11.2742 | 10.785 | 10.3519 | 9.9144 | 9.5133 | 9.1438 | 8.8011 | 8.4878 | 8.1443 | 7.8073 | 7.481
UT | Commercial | Small Office | Existing | Exterior Lighting | Area Lighting | 10.327 | 10.1392 | 9.9548 | 9.7738 | 9.5854 | 9.4 | 9.2175 | 9.038 | 8.8615 | 8.6804 | 8.5024 | 8.3275 | 8.1568 | 7.9902 | 7.8222 | 7.6589 | 7.4998 | 7.3448 | 7.1937 | 7.0463 | 6.9028 | 6.7632
UT | Commercial | Small Office | Existing | Exterior Lighting | Linear Lighting | 23.8814 | 23.4472 | 23.0209 | 22.6023 | 22.177 | 21.7584 | 21.3467 | 20.9421 | 20.5444 | 20.143 | 19.7487 | 19.3616 | 18.9817 | 18.6089 | 18.2355 | 17.8693 | 17.5103 | 17.1582 | 16.8131 | 16.4747 | 16.1469 | 15.8278
UT | Commercial | Small Office | Existing | Refrigeration | Walk-in Refrigerator/Freezer | 0 | 0 | 0 | 0 | 0 | 0 | 0 | 0 | 0 | 0 | 0 | 0 | 0 | 0 | 0 | 0 | 0 | 0 | 0 | 0 | 0 | 0
UT | Commercial | Small Office | Existing | Refrigeration | Reach-in Refrigerator/Freezer | 10.9986 | 10.7987 | 10.6023 | 10.4096 | 10.2203 | 10.0345 | 9.852 | 9.6729 | 9.497 | 9.3244 | 9.1548 | 8.9884 | 8.8249 | 8.6645 | 8.507 | 8.3523 | 8.2004 | 8.0513 | 7.9049 | 7.7612 | 7.6201 | 7.4816
UT | Commercial | Small Office | Existing | Refrigeration | Glass Door Display | 0 | 0 | 0 | 0 | 0 | 0 | 0 | 0 | 0 | 0 | 0 | 0 | 0 | 0 | 0 | 0 | 0 | 0 | 0 | 0 | 0 | 0
UT | Commercial | Small Office | Existing | Refrigeration | Open Display Case | 0 | 0 | 0 | 0 | 0 | 0 | 0 | 0 | 0 | 0 | 0 | 0 | 0 | 0 | 0 | 0 | 0 | 0 | 0 | 0 | 0 | 0
UT | Commercial | Small Office | Existing | Refrigeration | Icemaker | 39.1582 | 38.4462 | 37.7472 | 37.0609 | 36.3871 | 35.7255 | 35.0759 | 34.4382 | 33.812 | 33.1973 | 32.5937 | 32.0011 | 31.4192 | 30.848 | 30.2871 | 29.7364 | 29.1958 | 28.6649 | 28.1438 | 27.6321 | 27.1297 | 26.6364
UT | Commercial | Small Office | Existing | Refrigeration | Vending Machine | 5.4455 | 5.3465 | 5.2493 | 5.1539 | 5.0602 | 4.9682 | 4.8778 | 4.7892 | 4.7021 | 4.6166 | 4.5327 | 4.4502 | 4.3693 | 4.2899 | 4.2119 | 4.1353 | 4.0601 | 3.9863 | 3.9138 | 3.8427 | 3.7728 | 3.7042
UT | Commercial | Small Office | Existing | Food Preparation | Oven | 6.1425 | 6.0308 | 5.9211 | 5.8135 | 5.7078 | 5.604 | 5.5021 | 5.4021 | 5.3038 | 5.2074 | 5.1127 | 5.0198 | 4.9285 | 4.8389 | 4.7509 | 4.6645 | 4.5797 | 4.4965 | 4.4147 | 4.3344 | 4.2556 | 4.1783
UT | Commercial | Small Office | Existing | Food Preparation | Fryer | 0.032078 | 0.031494 | 0.030922 | 0.03036 | 0.029808 | 0.029266 | 0.028734 | 0.028211 | 0.027698 | 0.027195 | 0.0267 | 0.026215 | 0.025738 | 0.02527 | 0.024811 | 0.02436 | 0.023917 | 0.023482 | 0.023055 | 0.022636 | 0.022224 | 0.02182
UT | Commercial | Small Office | Existing | Food Preparation | Dishwasher | 4.5903 | 4.5069 | 4.4249 | 4.3445 | 4.2655 | 4.1879 | 4.1118 | 4.037 | 3.9636 | 3.8915 | 3.8208 | 3.7513 | 3.6831 | 3.6161 | 3.5504 | 3.4858 | 3.4225 | 3.3602 | 3.2991 | 3.2392 | 3.1803 | 3.1224
UT | Commercial | Small Office | Existing | Food Preparation | Hot Food Container | 0.0029889 | 0.0029346 | 0.0028812 | 0.0028288 | 0.0027774 | 0.0027269 | 0.0026773 | 0.0026287 | 0.0025809 | 0.0025339 | 0.0024879 | 0.0024426 | 0.0023982 | 0.0023546 | 0.0023118 | 0.0022698 | 0.0022285 | 0.002188 | 0.0021482 | 0.0021091 | 0.0020708 | 0.0020331
UT | Commercial | Small Office | Existing | Food Preparation | Steamer | 0.036543 | 0.035879 | 0.035227 | 0.034586 | 0.033957 | 0.03334 | 0.032734 | 0.032139 | 0.031554 | 0.030981 | 0.030417 | 0.029864 | 0.029321 | 0.028788 | 0.028265 | 0.027751 | 0.027246 | 0.026751 | 0.026264 | 0.025787 | 0.025318 | 0.024858
UT | Commercial | Small Office | Existing | Food Preparation | Griddle | 0.039495 | 0.038777 | 0.038072 | 0.037379 | 0.0367 | 0.036033 | 0.035377 | 0.034734 | 0.034103 | 0.033483 | 0.032874 | 0.032276 | 0.031689 | 0.031113 | 0.030547 | 0.029992 | 0.029447 | 0.028911 | 0.028386 | 0.02787 | 0.027363 | 0.026865
UT | Commercial | Small Office | Existing | Office Equipment | Desktop Computer | 95.5969 | 91.7528 | 88.0632 | 84.522 | 81.1232 | 77.861 | 74.7301 | 71.725 | 68.8408 | 66.0726 | 63.4156 | 60.8656 | 58.418 | 56.0689 | 53.8143 | 51.6503 | 49.5733 | 47.5798 | 45.6666 | 43.8302 | 42.0677 | 40.3761
UT | Commercial | Small Office | Existing | Office Equipment | Laptop | 20.3289 | 20.4113 | 20.4939 | 20.577 | 20.6603 | 20.744 | 20.828 | 20.9124 | 20.9971 | 21.0821 | 21.1675 | 21.2533 | 21.3393 | 21.4258 | 21.5126 | 21.5997 | 21.6872 | 21.775 | 21.8632 | 21.9518 | 22.0407 | 22.13
UT | Commercial | Small Office | Existing | Office Equipment | Server | 146.5578 | 147.0843 | 147.6127 | 148.143 | 148.6752 | 149.2093 | 149.7453 | 150.2832 | 150.8231 | 151.3649 | 151.9087 | 152.4544 | 153.0021 | 153.5517 | 154.1033 | 154.6569 | 155.2125 | 155.7701 | 156.3297 | 156.8913 | 157.4549 | 158.0206
UT | Commercial | Small Office | Existing | Office Equipment | Monitor | 16.1417 | 15.9227 | 15.7067 | 15.4936 | 15.2834 | 15.0761 | 14.8715 | 14.6698 | 14.4707 | 14.2744 | 14.0808 | 13.8897 | 13.7013 | 13.5154 | 13.3321 | 13.1512 | 12.9728 | 12.7968 | 12.6232 | 12.4519 | 12.283 | 12.1164
UT | Commercial | Small Office | Existing | Office Equipment | Printer/Copier/Fax | 17.3258 | 17.2847 | 17.2437 | 17.2029 | 17.1621 | 17.1214 | 17.0808 | 17.0403 | 16.9999 | 16.9596 | 16.9194 | 16.8793 | 16.8393 | 16.7994 | 16.7596 | 16.7199 | 16.6802 | 16.6407 | 16.6013 | 16.5619 | 16.5226 | 16.4835
UT | Commercial | Small Office | Existing | Office Equipment | POS Terminal | 2.0436 | 2.0159 | 1.9886 | 1.9616 | 1.935 | 1.9087 | 1.8828 | 1.8573 | 1.8321 | 1.8072 | 1.7827 | 1.7585 | 1.7347 | 1.7111 | 1.6879 | 1.665 | 1.6424 | 1.6201 | 1.5982 | 1.5765 | 1.5551 | 1.534
UT | Commercial | Small Office | Existing | Miscellaneous | Non-HVAC Motors | 1.1107 | 1.0905 | 1.0707 | 1.0512 | 1.0321 | 1.0133 | 0.99489 | 0.9768 | 0.95904 | 0.9416 | 0.92448 | 0.90767 | 0.89117 | 0.87497 | 0.85906 | 0.84344 | 0.82811 | 0.81305 | 0.79827 | 0.78375 | 0.7695 | 0.75551
UT | Commercial | Small Office | Existing | Miscellaneous | Pool Pump | 0 | 0 | 0 | 0 | 0 | 0 | 0 | 0 | 0 | 0 | 0 | 0 | 0 | 0 | 0 | 0 | 0 | 0 | 0 | 0 | 0 | 0
UT | Commercial | Small Office | Existing | Miscellaneous | Pool Heater | 0 | 0 | 0 | 0 | 0 | 0 | 0 | 0 | 0 | 0 | 0 | 0 | 0 | 0 | 0 | 0 | 0 | 0 | 0 | 0 | 0 | 0
UT | Commercial | Small Office | Existing | Miscellaneous | Clothes Washer | 0 | 0 | 0 | 0 | 0 | 0 | 0 | 0 | 0 | 0 | 0 | 0 | 0 | 0 | 0 | 0 | 0 | 0 | 0 | 0 | 0 | 0
UT | Commercial | Small Office | Existing | Miscellaneous | Clothes Dryer | 0 | 0 | 0 | 0 | 0 | 0 | 0 | 0 | 0 | 0 | 0 | 0 | 0 | 0 | 0 | 0 | 0 | 0 | 0 | 0 | 0 | 0
UT | Commercial | Small Office | Existing | Miscellaneous | Electric Vehicle Chargers | 7.5882 | 10.5187 | 15.4152 | 21.1561 | 28.1472 | 36.3398 | 46.685 | 59.3784 | 74.5098 | 92.407 | 112.4788 | 134.5303 | 158.5287 | 184.371 | 211.7288 | 239.9433 | 269.2706 | 298.8998 | 328.5523 | 358.5318 | 391.2385 | 426.9232
UT | Commercial | Small Office | Existing | Miscellaneous | Other Miscellaneous | 104.9125 | 104.6638 | 104.4157 | 104.1682 | 103.9213 | 103.6749 | 103.4292 | 103.184 | 102.9394 | 102.6954 | 102.452 | 102.2091 | 101.9669 | 101.7252 | 101.484 | 101.2435 | 101.0035 | 100.7641 | 100.5252 | 100.287 | 100.0492 | 99.8121
UT | Commercial | Small Office | Existing | Generation | Solar PV | -18.3036 | -21.9675 | -27.5884 | -34.0116 | -41.1375 | -48.9863 | -57.3533 | -66.2625 | -75.3368 | -85.6101 | -95.8018 | -104.9635 | -112.6778 | -119.9153 | -126.8818 | -133.5682 | -139.9711 | -146.1028 | -151.9747 | -157.5976 | -162.9819 | -168.1464
UT | Commercial | Small Office | New | Cooling | Air-Cooled Chiller | 0 | 0.51035 | 0.90031 | 1.2941 | 1.6905 | 2.0958 | 2.5006 | 2.9056 | 3.3101 | 3.7136 | 4.1165 | 4.5194 | 4.9218 | 5.3231 | 5.7233 | 6.1192 | 6.5125 | 6.9035 | 7.292 | 7.7282 | 8.1649 | 8.6023
UT | Commercial | Small Office | New | Cooling | Water-Cooled Chiller | 0 | 0.065288 | 0.11477 | 0.16474 | 0.21505 | 0.26647 | 0.31797 | 0.36948 | 0.42093 | 0.47226 | 0.5235 | 0.57475 | 0.62593 | 0.67698 | 0.72788 | 0.77823 | 0.82826 | 0.87797 | 0.92736 | 0.97648 | 1.0253 | 1.0739
UT | Commercial | Small Office | New | Cooling | RTU | 0 | 4.0109 | 6.6605 | 9.3364 | 12.0299 | 14.7858 | 17.5458 | 20.3064 | 23.064 | 25.8149 | 28.5609 | 31.3078 | 34.0509 | 36.7268 | 39.4013 | 42.0519 | 44.69 | 47.3149 | 49.9273 | 52.5284 | 55.118 | 57.6977
UT | Commercial | Small Office | New | Cooling | Packaged Terminal AC | 0 | 0.5496 | 0.96616 | 1.3868 | 1.8103 | 2.2431 | 2.6767 | 3.1103 | 3.5434 | 3.9755 | 4.4068 | 4.8383 | 5.2692 | 5.6988 | 6.1273 | 6.5512 | 6.9724 | 7.3908 | 7.8066 | 8.2201 | 8.6313 | 9.0405
UT | Commercial | Small Office | New | Cooling | Packaged Terminal HP | 0 | 0.064705 | 0.11375 | 0.16327 | 0.21313 | 0.26409 | 0.31513 | 0.36618 | 0.41717 | 0.46804 | 0.51883 | 0.56962 | 0.62035 | 0.67094 | 0.72138 | 0.77129 | 0.82087 | 0.87013 | 0.91909 | 0.96777 | 1.0162 | 1.0644
UT | Commercial | Small Office | New | Cooling | Air-Source Heat Pump | 0 | 0.89416 | 1.5094 | 2.1307 | 2.7561 | 3.3958 | 4.0365 | 4.6773 | 5.3174 | 5.9559 | 6.5934 | 7.231 | 7.86 | 8.4878 | 9.1145 | 9.7349 | 10.3518 | 10.965 | 11.5748 | 12.1816 | 12.7853 | 13.3864
UT | Commercial | Small Office | New | Cooling | Geothermal Heat Pump | 0 | 0.18284 | 0.32142 | 0.46137 | 0.60225 | 0.74625 | 0.89048 | 1.0347 | 1.1788 | 1.3226 | 1.4661 | 1.6096 | 1.753 | 1.8959 | 2.0385 | 2.1795 | 2.3196 | 2.4588 | 2.5971 | 2.7347 | 2.8715 | 3.0076
UT | Commercial | Small Office | New | Space Heating | Electric Furnace | 0 | 0.71899 | 1.2639 | 1.8209 | 2.3682 | 2.9079 | 3.4384 | 3.974 | 4.4698 | 4.9694 | 5.4586 | 5.9613 | 6.409 | 6.8689 | 7.3184 | 7.7866 | 8.1837 | 8.5994 | 9.0042 | 9.4346 | 9.7825 | 10.1568
UT | Commercial | Small Office | New | Space Heating | Electric Room Heat | 0 | 0.21097 | 0.37088 | 0.53431 | 0.69491 | 0.85326 | 1.0089 | 1.1661 | 1.3116 | 1.4582 | 1.6017 | 1.7492 | 1.8806 | 2.0155 | 2.1474 | 2.2848 | 2.4014 | 2.5233 | 2.6421 | 2.7684 | 2.8705 | 2.9803
UT | Commercial | Small Office | New | Space Heating | Packaged Terminal HP | 0 | 0.065105 | 0.11445 | 0.16489 | 0.21444 | 0.26331 | 0.31135 | 0.35985 | 0.40474 | 0.44998 | 0.49428 | 0.5398 | 0.58034 | 0.62198 | 0.66268 | 0.70509 | 0.74104 | 0.77868 | 0.81533 | 0.85431 | 0.88581 | 0.9197
UT | Commercial | Small Office | New | Space Heating | Air-Source Heat Pump | 0 | 1.438 | 2.4958 | 3.5771 | 4.6394 | 5.6868 | 6.7164 | 7.756 | 8.718 | 9.6877 | 10.6372 | 11.6129 | 12.478 | 13.367 | 14.2364 | 15.1426 | 15.9107 | 16.7152 | 17.4987 | 18.3325 | 19.006 | 19.7309
UT | Commercial | Small Office | New | Space Heating | Geothermal Heat Pump | 0 | 0.28173 | 0.49526 | 0.71351 | 0.92797 | 1.1394 | 1.3473 | 1.5572 | 1.7514 | 1.9472 | 2.1389 | 2.3359 | 2.5113 | 2.6915 | 2.8676 | 3.0511 | 3.2067 | 3.3696 | 3.5282 | 3.6969 | 3.8332 | 3.9799
UT | Commercial | Small Office | New | Ventilation | Ventilation | 0 | 9.1953 | 16.1558 | 23.1852 | 30.2715 | 36.8814 | 43.4393 | 49.9383 | 56.3706 | 62.7806 | 69.1239 | 75.4124 | 81.6347 | 87.784 | 93.8263 | 99.789 | 105.6641 | 111.4003 | 117.0181 | 122.465 | 127.8022 | 133.0825
UT | Commercial | Small Office | New | Water Heating | Water Heater | 0 | 1.052 | 1.7245 | 2.4037 | 3.0873 | 3.7693 | 4.4459 | 5.1165 | 5.7803 | 6.4363 | 7.0852 | 7.7285 | 8.3416 | 8.9506 | 9.5551 | 10.1539 | 10.7457 | 11.3305 | 11.9082 | 12.4313 | 13.0023 | 13.5661
UT | Commercial | Small Office | New | Interior Lighting | General Service Lighting | 0 | 1.5115 | 2.657 | 3.8139 | 4.7549 | 5.6936 | 6.5715 | 7.4183 | 8.2401 | 8.9409 | 9.6459 | 10.3434 | 11.051 | 11.7478 | 12.3534 | 12.9434 | 13.5169 | 14.0747 | 14.6281 | 15.0885 | 15.5748 | 16.0612
UT | Commercial | Small Office | New | Interior Lighting | Exempted Lighting | 0 | 0.015459 | 0.027176 | 0.039009 | 0.049923 | 0.060554 | 0.070512 | 0.079707 | 0.088782 | 0.096902 | 0.10533 | 0.11373 | 0.12191 | 0.13 | 0.13752 | 0.14551 | 0.15313 | 0.1605 | 0.16785 | 0.17505 | 0.18217 | 0.18917
UT | Commercial | Small Office | New | Interior Lighting | High-Bay Lighting | 0 | 0.10207 | 0.17943 | 0.25755 | 0.33351 | 0.40927 | 0.48445 | 0.55896 | 0.6327 | 0.70407 | 0.77465 | 0.84463 | 0.91338 | 0.98097 | 1.046 | 1.11 | 1.1729 | 1.2348 | 1.2957 | 1.3557 | 1.4148 | 1.4733
UT | Commercial | Small Office | New | Interior Lighting | Linear Lighting | 0 | 9.7185 | 17.0844 | 24.5231 | 31.8707 | 39.2003 | 46.4732 | 53.6809 | 60.8146 | 67.7795 | 74.6688 | 81.4985 | 88.2575 | 94.9372 | 101.4805 | 107.9376 | 114.2997 | 120.5679 | 126.7458 | 132.8391 | 138.7728 | 144.5863
UT | Commercial | Small Office | New | Exterior Lighting | General Service Lighting | 0 | 0.69516 | 1.222 | 1.7541 | 2.1434 | 2.5208 | 2.8861 | 3.2526 | 3.6188 | 3.9079 | 4.1959 | 4.4779 | 4.7706 | 5.0586 | 5.2954 | 5.5252 | 5.748 | 5.9636 | 6.1776 | 6.3436 | 6.524 | 6.7051
UT | Commercial | Small Office | New | Exterior Lighting | Area Lighting | 0 | 0.42274 | 0.74314 | 1.0667 | 1.3832 | 1.6988 | 2.0121 | 2.3225 | 2.6297 | 2.928 | 3.2229 | 3.5154 | 3.803 | 4.0861 | 4.3596 | 4.6289 | 4.8938 | 5.1543 | 5.4107 | 5.6632 | 5.9123 | 6.1584
UT | Commercial | Small Office | New | Exterior Lighting | Linear Lighting | 0 | 0.97759 | 1.7185 | 2.4668 | 3.2059 | 3.9432 | 4.6748 | 5.3998 | 6.1174 | 6.818 | 7.511 | 8.198 | 8.8779 | 9.5498 | 10.208 | 10.8575 | 11.4975 | 12.128 | 12.7494 | 13.3624 | 13.9592 | 14.544
UT | Commercial | Small Office | New | Refrigeration | Walk-in Refrigerator/Freezer | 0 | 0 | 0 | 0 | 0 | 0 | 0 | 0 | 0 | 0 | 0 | 0 | 0 | 0 | 0 | 0 | 0 | 0 | 0 | 0 | 0 | 0
UT | Commercial | Small Office | New | Refrigeration | Reach-in Refrigerator/Freezer | 0 | 0.45023 | 0.79147 | 1.1361 | 1.483 | 1.829 | 2.1724 | 2.5126 | 2.8494 | 3.1823 | 3.5116 | 3.838 | 4.161 | 4.4803 | 4.7958 | 5.1071 | 5.4139 | 5.7161 | 6.014 | 6.3078 | 6.5976 | 6.8837
UT | Commercial | Small Office | New | Refrigeration | Glass Door Display | 0 | 0 | 0 | 0 | 0 | 0 | 0 | 0 | 0 | 0 | 0 | 0 | 0 | 0 | 0 | 0 | 0 | 0 | 0 | 0 | 0 | 0
UT | Commercial | Small Office | New | Refrigeration | Open Display Case | 0 | 0 | 0 | 0 | 0 | 0 | 0 | 0 | 0 | 0 | 0 | 0 | 0 | 0 | 0 | 0 | 0 | 0 | 0 | 0 | 0 | 0
UT | Commercial | Small Office | New | Refrigeration | Icemaker | 0 | 1.6029 | 2.8179 | 4.0448 | 5.2798 | 6.5118 | 7.7342 | 8.9457 | 10.1447 | 11.3299 | 12.5021 | 13.6643 | 14.8144 | 15.951 | 17.0743 | 18.1828 | 19.275 | 20.351 | 21.4116 | 22.4576 | 23.4893 | 24.5077
UT | Commercial | Small Office | New | Refrigeration | Vending Machine | 0 | 0.22291 | 0.39187 | 0.56249 | 0.73424 | 0.90556 | 1.0756 | 1.244 | 1.4108 | 1.5756 | 1.7386 | 1.9002 | 2.0602 | 2.2182 | 2.3744 | 2.5286 | 2.6805 | 2.8301 | 2.9776 | 3.1231 | 3.2665 | 3.4082
UT | Commercial | Small Office | New | Food Preparation | Oven | 0 | 0.25144 | 0.44202 | 0.63448 | 0.8282 | 1.0214 | 1.2132 | 1.4032 | 1.5913 | 1.7772 | 1.9611 | 2.1434 | 2.3238 | 2.5021 | 2.6783 | 2.8522 | 3.0235 | 3.1923 | 3.3587 | 3.5228 | 3.6846 | 3.8443
UT | Commercial | Small Office | New | Food Preparation | Fryer | 0 | 0.0013131 | 0.0023083 | 0.0033134 | 0.0043251 | 0.0053343 | 0.0063357 | 0.0073281 | 0.0083104 | 0.0092812 | 0.010242 | 0.011194 | 0.012136 | 0.013067 | 0.013987 | 0.014895 | 0.01579 | 0.016671 | 0.01754 | 0.018397 | 0.019242 | 0.020076
UT | Commercial | Small Office | New | Food Preparation | Dishwasher | 0 | 0.18791 | 0.33032 | 0.47415 | 0.61892 | 0.76334 | 0.90664 | 1.0487 | 1.1892 | 1.3281 | 1.4656 | 1.6018 | 1.7366 | 1.8699 | 2.0015 | 2.1315 | 2.2595 | 2.3856 | 2.51 | 2.6326 | 2.7535 | 2.8729
UT | Commercial | Small Office | New | Food Preparation | Hot Food Container | 0 | 0.00012235 | 0.00021509 | 0.00030874 | 0.000403 | 0.00049704 | 0.00059035 | 0.00068282 | 0.00077434 | 0.0008648 | 0.00095428 | 0.001043 | 0.0011308 | 0.0012175 | 0.0013033 | 0.0013879 | 0.0014713 | 0.0015534 | 0.0016343 | 0.0017142 | 0.0017929 | 0.0018707
UT | Commercial | Small Office | New | Food Preparation | Steamer | 0 | 0.0014959 | 0.0026297 | 0.0037747 | 0.0049272 | 0.0060769 | 0.0072177 | 0.0083483 | 0.0094673 | 0.010573 | 0.011667 | 0.012752 | 0.013825 | 0.014886 | 0.015934 | 0.016969 | 0.017988 | 0.018992 | 0.019982 | 0.020958 | 0.021921 | 0.022871
UT | Commercial | Small Office | New | Food Preparation | Griddle | 0 | 0.0016167 | 0.0028421 | 0.0040796 | 0.0053252 | 0.0065677 | 0.0078007 | 0.0090226 | 0.010232 | 0.011427 | 0.01261 | 0.013782 | 0.014942 | 0.016088 | 0.017221 | 0.018339 | 0.019441 | 0.020526 | 0.021596 | 0.022651 | 0.023691 | 0.024718
UT | Commercial | Small Office | New | Office Equipment | Desktop Computer | 0 | 3.8255 | 6.574 | 9.2247 | 11.771 | 14.1919 | 16.4779 | 18.6313 | 20.6545 | 22.5498 | 24.3247 | 25.9893 | 27.5445 | 28.9924 | 30.3377 | 31.5823 | 32.7281 | 33.7799 | 34.7428 | 35.6225 | 36.4229 | 37.1494
UT | Commercial | Small Office | New | Office Equipment | Laptop | 0 | 0.85101 | 1.5299 | 2.2458 | 2.9978 | 3.781 | 4.5925 | 5.4322 | 6.2998 | 7.1951 | 8.1193 | 9.075 | 10.0617 | 11.0789 | 12.1277 | 13.2075 | 14.3178 | 15.4595 | 16.6334 | 17.8411 | 19.0832 | 20.3614
UT | Commercial | Small Office | New | Office Equipment | Server | 0 | 6.096 | 10.8889 | 15.8817 | 21.0647 | 26.3983 | 31.8589 | 37.4427 | 43.1452 | 48.9615 | 54.8976 | 60.9669 | 67.163 | 73.4805 | 79.9217 | 86.481 | 93.152 | 99.9363 | 106.8375 | 113.8615 | 121.0102 | 128.2899
UT | Commercial | Small Office | New | Office Equipment | Monitor | 0 | 0.66387 | 1.1725 | 1.691 | 2.2176 | 2.7479 | 3.2792 | 3.8106 | 4.3417 | 4.8717 | 5.401 | 5.9308 | 6.4603 | 6.9886 | 7.5159 | 8.0415 | 8.5646 | 9.0852 | 9.6036 | 10.1201 | 10.6348 | 11.1481
UT | Commercial | Small Office | New | Office Equipment | Printer/Copier/Fax | 0 | 0.71554 | 1.269 | 1.8378 | 2.4202 | 3.0115 | 3.6087 | 4.211 | 4.8179 | 5.4286 | 6.0435 | 6.664 | 7.2891 | 7.9181 | 8.5511 | 9.1871 | 9.8256 | 10.4663 | 11.1096 | 11.7559 | 12.4053 | 13.0582
UT | Commercial | Small Office | New | Office Equipment | POS Terminal | 0 | 0.083656 | 0.14706 | 0.21109 | 0.27555 | 0.33984 | 0.40364 | 0.46687 | 0.52944 | 0.59129 | 0.65248 | 0.71313 | 0.77315 | 0.83247 | 0.89109 | 0.94894 | 1.0059 | 1.0621 | 1.1175 | 1.172 | 1.2259 | 1.279
UT | Commercial | Small Office | New | Miscellaneous | Non-HVAC Motors | 0 | 0.045466 | 0.079926 | 0.11473 | 0.14976 | 0.1847 | 0.21937 | 0.25373 | 0.28774 | 0.32136 | 0.35461 | 0.38757 | 0.42019 | 0.45243 | 0.48429 | 0.51573 | 0.54671 | 0.57723 | 0.60732 | 0.63698 | 0.66625 | 0.69513
UT | Commercial | Small Office | New | Miscellaneous | Pool Pump | 0 | 0 | 0 | 0 | 0 | 0 | 0 | 0 | 0 | 0 | 0 | 0 | 0 | 0 | 0 | 0 | 0 | 0 | 0 | 0 | 0 | 0
UT | Commercial | Small Office | New | Miscellaneous | Pool Heater | 0 | 0 | 0 | 0 | 0 | 0 | 0 | 0 | 0 | 0 | 0 | 0 | 0 | 0 | 0 | 0 | 0 | 0 | 0 | 0 | 0 | 0
UT | Commercial | Small Office | New | Miscellaneous | Clothes Washer | 0 | 0 | 0 | 0 | 0 | 0 | 0 | 0 | 0 | 0 | 0 | 0 | 0 | 0 | 0 | 0 | 0 | 0 | 0 | 0 | 0 | 0
UT | Commercial | Small Office | New | Miscellaneous | Clothes Dryer | 0 | 0 | 0 | 0 | 0 | 0 | 0 | 0 | 0 | 0 | 0 | 0 | 0 | 0 | 0 | 0 | 0 | 0 | 0 | 0 | 0 | 0
UT | Commercial | Small Office | New | Miscellaneous | Electric Vehicle Chargers | 0 | 0.4704 | 1.2021 | 2.375 | 4.1598 | 6.7037 | 10.3738 | 15.5004 | 22.4258 | 31.6015 | 43.2017 | 57.4951 | 74.7928 | 95.3752 | 119.3964 | 146.747 | 177.7977 | 212.23 | 249.9795 | 291.4088 | 338.7551 | 392.8169
UT | Commercial | Small Office | New | Miscellaneous | Other Miscellaneous | 0 | 4.3638 | 7.7947 | 11.3688 | 15.0791 | 18.897 | 22.806 | 26.8031 | 30.8852 | 35.0488 | 39.2981 | 43.6428 | 48.0782 | 52.6005 | 57.2115 | 61.9068 | 66.6822 | 71.5387 | 76.4789 | 81.507 | 86.6244 | 91.8355
UT | Commercial | Small Office | New | Generation | Solar PV | 0 | -0.91589 | -2.0595 | -3.712 | -5.9691 | -8.9288 | -12.6463 | -17.2124 | -22.6035 | -29.2178 | -36.7472 | -44.8189 | -53.1284 | -62.0064 | -71.5294 | -81.6723 | -92.4086 | -103.7275 | -115.6213 | -128.0855 | -141.1125 | -154.7088
UT | Commercial | Large Retail | Existing | Cooling | Air-Cooled Chiller | 0 | 0 | 0 | 0 | 0 | 0 | 0 | 0 | 0 | 0 | 0 | 0 | 0 | 0 | 0 | 0 | 0 | 0 | 0 | 0 | 0 | 0
UT | Commercial | Large Retail | Existing | Cooling | Water-Cooled Chiller | 2.5079 | 2.5539 | 2.6037 | 2.6556 | 2.7079 | 2.7735 | 2.8378 | 2.8997 | 2.9583 | 3.0115 | 3.06 | 3.1034 | 3.1411 | 3.1739 | 3.2004 | 3.219 | 3.2309 | 3.2379 | 3.2396 | 3.234 | 3.225 | 3.2124
UT | Commercial | Large Retail | Existing | Cooling | RTU | 40.9606 | 40.3 | 39.4782 | 38.6541 | 37.8304 | 37.1826 | 36.5315 | 35.8785 | 35.2253 | 34.5731 | 33.9231 | 33.2762 | 32.6333 | 32.0133 | 31.4286 | 30.8623 | 30.3245 | 29.8124 | 29.3232 | 28.8546 | 28.4044 | 27.9709
UT | Commercial | Large Retail | Existing | Cooling | Packaged Terminal AC | 0.088558 | 0.08713 | 0.085725 | 0.084342 | 0.082982 | 0.082026 | 0.081079 | 0.080141 | 0.079212 | 0.078292 | 0.07738 | 0.076477 | 0.075582 | 0.074696 | 0.073819 | 0.072919 | 0.072028 | 0.071147 | 0.070275 | 0.069413 | 0.06856 | 0.067716
UT | Commercial | Large Retail | Existing | Cooling | Packaged Terminal HP | 0.31507 | 0.30999 | 0.30499 | 0.30007 | 0.29523 | 0.29183 | 0.28846 | 0.28512 | 0.28182 | 0.27854 | 0.2753 | 0.27209 | 0.2689 | 0.26575 | 0.26263 | 0.25943 | 0.25626 | 0.25312 | 0.25002 | 0.24696 | 0.24392 | 0.24092
UT | Commercial | Large Retail | Existing | Cooling | Air-Source Heat Pump | 9.978 | 9.7852 | 9.5661 | 9.3479 | 9.1315 | 8.9596 | 8.7889 | 8.6201 | 8.4537 | 8.2902 | 8.13 | 7.9733 | 7.8226 | 7.6792 | 7.5426 | 7.409 | 7.281 | 7.1584 | 7.0405 | 6.927 | 6.8176 | 6.7118
UT | Commercial | Large Retail | Existing | Cooling | Geothermal Heat Pump | 0 | 0 | 0 | 0 | 0 | 0 | 0 | 0 | 0 | 0 | 0 | 0 | 0 | 0 | 0 | 0 | 0 | 0 | 0 | 0 | 0 | 0
UT | Commercial | Large Retail | Existing | Space Heating | Electric Furnace | 4.119 | 4.0526 | 3.9872 | 3.9373 | 3.8596 | 3.7806 | 3.7031 | 3.6406 | 3.5525 | 3.4794 | 3.4078 | 3.3501 | 3.2685 | 3.201 | 3.1347 | 3.0814 | 3.0058 | 2.9432 | 2.8818 | 2.8325 | 2.7627 | 2.7049
UT | Commercial | Large Retail | Existing | Space Heating | Electric Room Heat | 0 | 0 | 0 | 0 | 0 | 0 | 0 | 0 | 0 | 0 | 0 | 0 | 0 | 0 | 0 | 0 | 0 | 0 | 0 | 0 | 0 | 0
UT | Commercial | Large Retail | Existing | Space Heating | Packaged Terminal HP | 0.061092 | 0.060107 | 0.059137 | 0.058397 | 0.057245 | 0.056073 | 0.054923 | 0.053996 | 0.05269 | 0.051606 | 0.050543 | 0.049688 | 0.048478 | 0.047476 | 0.046493 | 0.045703 | 0.044581 | 0.043653 | 0.042743 | 0.042011 | 0.040976 | 0.040118
UT | Commercial | Large Retail | Existing | Space Heating | Air-Source Heat Pump | 2.1497 | 2.115 | 2.0789 | 2.0506 | 2.0078 | 1.9643 | 1.9215 | 1.8865 | 1.8383 | 1.7978 | 1.7581 | 1.7256 | 1.6811 | 1.6441 | 1.608 | 1.5789 | 1.5385 | 1.5051 | 1.4724 | 1.4461 | 1.4095 | 1.3791
UT | Commercial | Large Retail | Existing | Space Heating | Geothermal Heat Pump | 0 | 0 | 0 | 0 | 0 | 0 | 0 | 0 | 0 | 0 | 0 | 0 | 0 | 0 | 0 | 0 | 0 | 0 | 0 | 0 | 0 | 0
UT | Commercial | Large Retail | Existing | Ventilation | Ventilation | 97.0669 | 94.3346 | 91.5828 | 88.8329 | 86.1039 | 83.3088 | 80.5657 | 77.8881 | 75.2833 | 72.7586 | 70.3271 | 67.9944 | 65.7656 | 63.644 | 61.6358 | 59.739 | 57.9551 | 56.2805 | 54.7047 | 53.2031 | 51.7824 | 50.4461
UT | Commercial | Large Retail | Existing | Water Heating | Water Heater | 8.8781 | 8.671 | 8.4542 | 8.2293 | 7.998 | 7.7618 | 7.522 | 7.2852 | 7.0469 | 6.8079 | 6.569 | 6.3308 | 6.1113 | 5.9068 | 5.7133 | 5.5291 | 5.3554 | 5.1906 | 5.0334 | 4.8701 | 4.716 | 4.5659
UT | Commercial | Large Retail | Existing | Interior Lighting | General Service Lighting | 18.0701 | 17.3443 | 16.4591 | 15.4665 | 14.1256 | 12.7277 | 11.6337 | 10.7569 | 10.0367 | 9.4076 | 8.8891 | 8.4506 | 8.0938 | 7.7834 | 7.4817 | 7.2084 | 6.9587 | 6.7289 | 6.5199 | 6.2935 | 6.0717 | 5.8569
UT | Commercial | Large Retail | Existing | Interior Lighting | Exempted Lighting | 0.11693 | 0.11505 | 0.11319 | 0.11137 | 0.10819 | 0.10448 | 0.10012 | 0.094778 | 0.089414 | 0.084093 | 0.079469 | 0.076012 | 0.073331 | 0.071426 | 0.069662 | 0.068314 | 0.067191 | 0.066159 | 0.065318 | 0.064056 | 0.062616 | 0.061122
UT | Commercial | Large Retail | Existing | Interior Lighting | High-Bay Lighting | 39.6876 | 38.9473 | 38.2148 | 37.4922 | 36.7712 | 36.0631 | 35.3695 | 34.6913 | 34.0295 | 33.3778 | 32.7437 | 32.1278 | 31.5301 | 30.9494 | 30.3796 | 29.8256 | 29.2865 | 28.7614 | 28.2493 | 27.7497 | 27.2624 | 26.7867
UT | Commercial | Large Retail | Existing | Interior Lighting | Linear Lighting | 132.1185 | 129.9876 | 127.891 | 125.8283 | 123.6902 | 121.5789 | 119.496 | 117.4429 | 115.4203 | 113.3454 | 111.3027 | 109.2927 | 107.3157 | 105.3718 | 103.4021 | 101.4668 | 99.5656 | 97.6982 | 95.8642 | 94.0633 | 92.3254 | 90.6366
UT | Commercial | Large Retail | Existing | Exterior Lighting | General Service Lighting | 17.227 | 16.5352 | 15.6915 | 14.7455 | 13.3854 | 11.9445 | 10.8125 | 9.9343 | 9.2438 | 8.6246 | 8.1066 | 7.6624 | 7.3117 | 7.0077 | 6.7072 | 6.4357 | 6.1885 | 5.9615 | 5.7557 | 5.5303 | 5.3095 | 5.0961
UT | Commercial | Large Retail | Existing | Exterior Lighting | Area Lighting | 2.9586 | 2.9109 | 2.8639 | 2.8177 | 2.7692 | 2.7213 | 2.674 | 2.6274 | 2.5815 | 2.5341 | 2.4873 | 2.4412 | 2.3962 | 2.3521 | 2.3075 | 2.264 | 2.2217 | 2.1803 | 2.1399 | 2.1004 | 2.062 | 2.0245
UT | Commercial | Large Retail | Existing | Exterior Lighting | Linear Lighting | 9.3194 | 9.1691 | 9.0212 | 8.8757 | 8.7249 | 8.576 | 8.4291 | 8.2842 | 8.1416 | 7.9952 | 7.8511 | 7.7093 | 7.5699 | 7.4328 | 7.2938 | 7.1573 | 7.0232 | 6.8915 | 6.7621 | 6.6351 | 6.5125 | 6.3934
UT | Commercial | Large Retail | Existing | Refrigeration | Walk-in Refrigerator/Freezer | 0.036966 | 0.03637 | 0.035783 | 0.035206 | 0.034638 | 0.03408 | 0.03353 | 0.032989 | 0.032457 | 0.031934 | 0.031418 | 0.030912 | 0.030413 | 0.029923 | 0.02944 | 0.028965 | 0.028498 | 0.028038 | 0.027586 | 0.027141 | 0.026703 | 0.026273
UT | Commercial | Large Retail | Existing | Refrigeration | Reach-in Refrigerator/Freezer | 0.26283 | 0.25859 | 0.25442 | 0.25031 | 0.24628 | 0.2423 | 0.2384 | 0.23455 | 0.23077 | 0.22705 | 0.22338 | 0.21978 | 0.21624 | 0.21275 | 0.20932 | 0.20594 | 0.20262 | 0.19935 | 0.19614 | 0.19297 | 0.18986 | 0.1868
UT | Commercial | Large Retail | Existing | Refrigeration | Glass Door Display | 21.0237 | 20.6846 | 20.351 | 20.0227 | 19.6998 | 19.3821 | 19.0694 | 18.7619 | 18.4593 | 18.1615 | 17.8686 | 17.5804 | 17.2968 | 17.0179 | 16.7434 | 16.4733 | 16.2076 | 15.9462 | 15.689 | 15.436 | 15.187 | 14.9421
UT | Commercial | Large Retail | Existing | Refrigeration | Open Display Case | 5.683 | 5.5913 | 5.5011 | 5.4124 | 5.3251 | 5.2392 | 5.1547 | 5.0716 | 4.9898 | 4.9093 | 4.8301 | 4.7522 | 4.6755 | 4.6001 | 4.5259 | 4.4529 | 4.3811 | 4.3104 | 4.2409 | 4.1725 | 4.1052 | 4.039
UT | Commercial | Large Retail | Existing | Refrigeration | Icemaker | 2.9669 | 2.919 | 2.8719 | 2.8256 | 2.78 | 2.7352 | 2.6911 | 2.6477 | 2.605 | 2.563 | 2.5216 | 2.481 | 2.4409 | 2.4016 | 2.3628 | 2.3247 | 2.2872 | 2.2503 | 2.214 | 2.1783 | 2.1432 | 2.1086
UT | Commercial | Large Retail | Existing | Refrigeration | Vending Machine | 0.41259 | 0.40593 | 0.39939 | 0.39294 | 0.38661 | 0.38037 | 0.37424 | 0.3682 | 0.36226 | 0.35642 | 0.35067 | 0.34501 | 0.33945 | 0.33397 | 0.32859 | 0.32329 | 0.31807 | 0.31294 | 0.3079 | 0.30293 | 0.29804 | 0.29324
UT | Commercial | Large Retail | Existing | Food Preparation | Oven | 3.9055 | 3.8425 | 3.7805 | 3.7195 | 3.6595 | 3.6005 | 3.5424 | 3.4853 | 3.4291 | 3.3738 | 3.3194 | 3.2658 | 3.2132 | 3.1613 | 3.1103 | 3.0602 | 3.0108 | 2.9623 | 2.9145 | 2.8675 | 2.8212 | 2.7757
UT | Commercial | Large Retail | Existing | Food Preparation | Fryer | 1.3891 | 1.3667 | 1.3447 | 1.323 | 1.3016 | 1.2806 | 1.26 | 1.2397 | 1.2197 | 1.2 | 1.1806 | 1.1616 | 1.1429 | 1.1244 | 1.1063 | 1.0885 | 1.0709 | 1.0536 | 1.0366 | 1.0199 | 1.0035 | 0.98728
UT | Commercial | Large Retail | Existing | Food Preparation | Dishwasher | 1.1037 | 1.0859 | 1.0684 | 1.0512 | 1.0342 | 1.0176 | 1.0011 | 0.985 | 0.96911 | 0.95348 | 0.9381 | 0.92297 | 0.90808 | 0.89344 | 0.87903 | 0.86485 | 0.8509 | 0.83718 | 0.82367 | 0.81039 | 0.79732 | 0.78446
UT | Commercial | Large Retail | Existing | Food Preparation | Hot Food Container | 0.052956 | 0.052102 | 0.051262 | 0.050435 | 0.049621 | 0.048821 | 0.048034 | 0.047259 | 0.046497 | 0.045747 | 0.045009 | 0.044283 | 0.043569 | 0.042866 | 0.042175 | 0.041494 | 0.040825 | 0.040167 | 0.039519 | 0.038881 | 0.038254 | 0.037637
UT | Commercial | Large Retail | Existing | Food Preparation | Steamer | 0.64745 | 0.63701 | 0.62674 | 0.61663 | 0.60668 | 0.5969 | 0.58727 | 0.5778 | 0.56848 | 0.55931 | 0.55029 | 0.54141 | 0.53268 | 0.52409 | 0.51564 | 0.50732 | 0.49914 | 0.49109 | 0.48317 | 0.47537 | 0.4677 | 0.46016
UT | Commercial | Large Retail | Existing | Food Preparation | Griddle | 0.69975 | 0.68846 | 0.67735 | 0.66643 | 0.65568 | 0.64511 | 0.6347 | 0.62446 | 0.61439 | 0.60448 | 0.59473 | 0.58514 | 0.5757 | 0.56642 | 0.55728 | 0.54829 | 0.53945 | 0.53075 | 0.52219 | 0.51377 | 0.50548 | 0.49733
UT | Commercial | Large Retail | Existing | Office Equipment | Desktop Computer | 0.80454 | 0.77381 | 0.74424 | 0.71581 | 0.68846 | 0.66216 | 0.63686 | 0.61253 | 0.58913 | 0.56662 | 0.54497 | 0.52415 | 0.50412 | 0.48486 | 0.46634 | 0.44852 | 0.43139 | 0.41491 | 0.39905 | 0.38381 | 0.36914 | 0.35504
UT | Commercial | Large Retail | Existing | Office Equipment | Laptop | 0.17109 | 0.17214 | 0.1732 | 0.17426 | 0.17534 | 0.17641 | 0.1775 | 0.17859 | 0.17969 | 0.18079 | 0.18191 | 0.18302 | 0.18415 | 0.18528 | 0.18642 | 0.18757 | 0.18872 | 0.18988 | 0.19105 | 0.19223 | 0.19341 | 0.1946
UT | Commercial | Large Retail | Existing | Office Equipment | Server | 9.8078 | 9.8636 | 9.9197 | 9.9762 | 10.0329 | 10.09 | 10.1474 | 10.2052 | 10.2633 | 10.3217 | 10.3804 | 10.4395 | 10.4989 | 10.5586 | 10.6187 | 10.6791 | 10.7399 | 10.801 | 10.8625 | 10.9243 | 10.9865 | 11.049
UT | Commercial | Large Retail | Existing | Office Equipment | Monitor | 0.13585 | 0.13429 | 0.13274 | 0.13121 | 0.1297 | 0.12821 | 0.12674 | 0.12528 | 0.12384 | 0.12241 | 0.12101 | 0.11961 | 0.11824 | 0.11688 | 0.11553 | 0.1142 | 0.11289 | 0.11159 | 0.11031 | 0.10904 | 0.10778 | 0.10654
UT | Commercial | Large Retail | Existing | Office Equipment | Printer/Copier/Fax | 0.20494 | 0.20488 | 0.20482 | 0.20476 | 0.2047 | 0.20465 | 0.20459 | 0.20453 | 0.20447 | 0.20441 | 0.20435 | 0.2043 | 0.20424 | 0.20418 | 0.20412 | 0.20406 | 0.20401 | 0.20395 | 0.20389 | 0.20383 | 0.20377 | 0.20372
UT | Commercial | Large Retail | Existing | Office Equipment | POS Terminal | 1.7702 | 1.7434 | 1.7169 | 1.6909 | 1.6653 | 1.64 | 1.6152 | 1.5907 | 1.5666 | 1.5428 | 1.5195 | 1.4964 | 1.4737 | 1.4514 | 1.4294 | 1.4077 | 1.3864 | 1.3654 | 1.3447 | 1.3243 | 1.3042 | 1.2845
UT | Commercial | Large Retail | Existing | Miscellaneous | Non-HVAC Motors | 6.4247 | 6.3211 | 6.2192 | 6.1189 | 6.0202 | 5.9231 | 5.8275 | 5.7335 | 5.6411 | 5.5501 | 5.4606 | 5.3725 | 5.2858 | 5.2006 | 5.1167 | 5.0342 | 4.953 | 4.8731 | 4.7945 | 4.7172 | 4.6411 | 4.5662
UT | Commercial | Large Retail | Existing | Miscellaneous | Pool Pump | 0 | 0 | 0 | 0 | 0 | 0 | 0 | 0 | 0 | 0 | 0 | 0 | 0 | 0 | 0 | 0 | 0 | 0 | 0 | 0 | 0 | 0
UT | Commercial | Large Retail | Existing | Miscellaneous | Pool Heater | 0 | 0 | 0 | 0 | 0 | 0 | 0 | 0 | 0 | 0 | 0 | 0 | 0 | 0 | 0 | 0 | 0 | 0 | 0 | 0 | 0 | 0
UT | Commercial | Large Retail | Existing | Miscellaneous | Clothes Washer | 0.00074071 | 0.00072877 | 0.00071701 | 0.00070545 | 0.00069407 | 0.00068288 | 0.00067186 | 0.00066103 | 0.00065036 | 0.00063987 | 0.00062955 | 0.0006194 | 0.00060941 | 0.00059958 | 0.00058991 | 0.00058039 | 0.00057103 | 0.00056182 | 0.00055276 | 0.00054385 | 0.00053507 | 0.00052644
UT | Commercial | Large Retail | Existing | Miscellaneous | Clothes Dryer | 0.0081362 | 0.008005 | 0.0078759 | 0.0077488 | 0.0076239 | 0.0075009 | 0.0073799 | 0.0072609 | 0.0071438 | 0.0070286 | 0.0069152 | 0.0068037 | 0.0066939 | 0.006586 | 0.0064797 | 0.0063752 | 0.0062724 | 0.0061712 | 0.0060717 | 0.0059738 | 0.0058774 | 0.0057826
UT | Commercial | Large Retail | Existing | Miscellaneous | Electric Vehicle Chargers | 0.011288 | 0.015682 | 0.023032 | 0.031675 | 0.042229 | 0.054633 | 0.07033 | 0.089637 | 0.11271 | 0.14008 | 0.17086 | 0.20478 | 0.24181 | 0.28182 | 0.32431 | 0.3683 | 0.41417 | 0.46071 | 0.50747 | 0.55494 | 0.60682 | 0.66356
UT | Commercial | Large Retail | Existing | Miscellaneous | Other Miscellaneous | 24.8137 | 24.8066 | 24.7995 | 24.7925 | 24.7854 | 24.7784 | 24.7713 | 24.7643 | 24.7572 | 24.7502 | 24.7431 | 24.7361 | 24.7291 | 24.722 | 24.715 | 24.708 | 24.7009 | 24.6939 | 24.6869 | 24.6799 | 24.6728 | 24.6658
UT | Commercial | Large Retail | Existing | Generation | Solar PV | -4.8253 | -5.8033 | -7.3035 | -9.0228 | -10.936 | -13.0497 | -15.3106 | -17.7259 | -20.1955 | -22.9974 | -25.789 | -28.3144 | -30.4589 | -32.4831 | -34.4421 | -36.3329 | -38.1542 | -39.9089 | -41.5996 | -43.2289 | -44.7993 | -46.3155
UT | Commercial | Large Retail | New | Cooling | Air-Cooled Chiller | 0 | 0 | 0 | 0 | 0 | 0 | 0 | 0 | 0 | 0 | 0 | 0 | 0 | 0 | 0 | 0 | 0 | 0 | 0 | 0 | 0 | 0
UT | Commercial | Large Retail | New | Cooling | Water-Cooled Chiller | 0 | 0.14541 | 0.25408 | 0.36423 | 0.47532 | 0.58897 | 0.70319 | 0.81733 | 0.93151 | 1.0439 | 1.1563 | 1.2688 | 1.3814 | 1.4939 | 1.6063 | 1.7175 | 1.828 | 1.9376 | 2.0617 | 2.1678 | 2.2732 | 2.3777
UT | Commercial | Large Retail | New | Cooling | RTU | 0 | 1.3886 | 2.2927 | 3.2085 | 4.1328 | 5.0804 | 6.0309 | 6.9832 | 7.9358 | 8.8873 | 9.8385 | 10.7913 | 11.7441 | 12.6748 | 13.6061 | 14.5303 | 15.451 | 16.3682 | 17.2819 | 18.1927 | 19.1005 | 20.0057
UT | Commercial | Large Retail | New | Cooling | Packaged Terminal AC | 0 | 0.0034434 | 0.0060154 | 0.0086207 | 0.01125 | 0.013944 | 0.016646 | 0.019352 | 0.02206 | 0.024765 | 0.027468 | 0.030176 | 0.032885 | 0.035589 | 0.038289 | 0.040963 | 0.043623 | 0.046268 | 0.048899 | 0.051519 | 0.054127 | 0.056725
UT | Commercial | Large Retail | New | Cooling | Packaged Terminal HP | 0 | 0.012251 | 0.021401 | 0.03067 | 0.040025 | 0.049608 | 0.059221 | 0.068851 | 0.078484 | 0.088106 | 0.097725 | 0.10736 | 0.117 | 0.12662 | 0.13622 | 0.14574 | 0.1552 | 0.16461 | 0.17397 | 0.18329 | 0.19257 | 0.20181
UT | Commercial | Large Retail | New | Cooling | Air-Source Heat Pump | 0 | 0.31717 | 0.53224 | 0.75009 | 0.96996 | 1.1953 | 1.4214 | 1.6478 | 1.8744 | 2.1007 | 2.3269 | 2.5535 | 2.7773 | 3.001 | 3.2246 | 3.4462 | 3.6668 | 3.8863 | 4.1048 | 4.3225 | 4.5393 | 4.7554
UT | Commercial | Large Retail | New | Cooling | Geothermal Heat Pump | 0 | 0 | 0 | 0 | 0 | 0 | 0 | 0 | 0 | 0 | 0 | 0 | 0 | 0 | 0 | 0 | 0 | 0 | 0 | 0 | 0 | 0
UT | Commercial | Large Retail | New | Space Heating | Electric Furnace | 0 | 0.16016 | 0.27979 | 0.40243 | 0.52326 | 0.64266 | 0.76024 | 0.87911 | 0.98935 | 1.1006 | 1.2097 | 1.3219 | 1.4221 | 1.5251 | 1.6259 | 1.731 | 1.8204 | 1.914 | 2.0052 | 2.1023 | 2.1811 | 2.2658
UT | Commercial | Large Retail | New | Space Heating | Electric Room Heat | 0 | 0 | 0 | 0 | 0 | 0 | 0 | 0 | 0 | 0 | 0 | 0 | 0 | 0 | 0 | 0 | 0 | 0 | 0 | 0 | 0 | 0
UT | Commercial | Large Retail | New | Space Heating | Packaged Terminal HP | 0 | 0.0023754 | 0.0041497 | 0.0059688 | 0.0077609 | 0.0095318 | 0.011276 | 0.013039 | 0.014674 | 0.016324 | 0.017942 | 0.019606 | 0.021092 | 0.02262 | 0.024115 | 0.025674 | 0.027 | 0.028388 | 0.029741 | 0.031181 | 0.032349 | 0.033606
UT | Commercial | Large Retail | New | Space Heating | Air-Source Heat Pump | 0 | 0.083586 | 0.14418 | 0.20632 | 0.26752 | 0.32799 | 0.38754 | 0.44775 | 0.50357 | 0.55991 | 0.61516 | 0.672 | 0.72252 | 0.77448 | 0.82537 | 0.87845 | 0.92357 | 0.97084 | 1.0169 | 1.066 | 1.1058 | 1.1486
UT | Commercial | Large Retail | New | Space Heating | Geothermal Heat Pump | 0 | 0 | 0 | 0 | 0 | 0 | 0 | 0 | 0 | 0 | 0 | 0 | 0 | 0 | 0 | 0 | 0 | 0 | 0 | 0 | 0 | 0
UT | Commercial | Large Retail | New | Ventilation | Ventilation | 0 | 2.6477 | 4.623 | 6.6271 | 8.6472 | 10.558 | 12.457 | 14.3419 | 16.2102 | 18.0556 | 19.8833 | 21.6988 | 23.5058 | 25.2757 | 27.0271 | 28.7576 | 30.4646 | 32.1334 | 33.7702 | 35.3594 | 36.9185 | 38.4602
UT | Commercial | Large Retail | New | Water Heating | Water Heater | 0 | 0.25259 | 0.44126 | 0.62551 | 0.81146 | 0.99733 | 1.1773 | 1.3497 | 1.5206 | 1.6898 | 1.8521 | 2.0132 | 2.1684 | 2.3125 | 2.4531 | 2.5815 | 2.7061 | 2.8279 | 2.9479 | 3.0529 | 3.1616 | 3.2727
UT | Commercial | Large Retail | New | Interior Lighting | General Service Lighting | 0 | 0.45083 | 0.78758 | 1.1287 | 1.4069 | 1.685 | 1.9454 | 2.1972 | 2.442 | 2.651 | 2.8618 | 3.0706 | 3.2827 | 3.4919 | 3.6741 | 3.8519 | 4.025 | 4.1936 | 4.361 | 4.5009 | 4.649 | 4.7972
UT | Commercial | Large Retail | New | Interior Lighting | Exempted Lighting | 0 | 0.0045467 | 0.0079429 | 0.011383 | 0.014417 | 0.017316 | 0.020072 | 0.022523 | 0.024993 | 0.027234 | 0.029549 | 0.031872 | 0.034129 | 0.036363 | 0.038459 | 0.040731 | 0.042875 | 0.044948 | 0.046991 | 0.048992 | 0.050985 | 0.052934
UT | Commercial | Large Retail | New | Interior Lighting | High-Bay Lighting | 0 | 1.4011 | 2.4476 | 3.5077 | 4.569 | 5.6299 | 6.6844 | 7.731 | 8.7685 | 9.7904 | 10.8027 | 11.8078 | 12.8022 | 13.7852 | 14.7522 | 15.7071 | 16.6486 | 17.5769 | 18.4925 | 19.3963 | 20.2889 | 21.1712
UT | Commercial | Large Retail | New | Interior Lighting | Linear Lighting | 0 | 5.1371 | 8.9743 | 12.8611 | 16.6846 | 20.5065 | 24.3052 | 28.0759 | 31.8134 | 35.4511 | 39.0545 | 42.6321 | 46.1777 | 49.6862 | 53.1164 | 56.5055 | 59.8486 | 63.1461 | 66.3998 | 69.6127 | 72.7307 | 75.7816
UT | Commercial | Large Retail | New | Exterior Lighting | General Service Lighting | 0 | 0.42988 | 0.75098 | 1.0762 | 1.3147 | 1.5465 | 1.7713 | 1.9973 | 2.2234 | 2.4022 | 2.5807 | 2.7559 | 2.9379 | 3.1172 | 3.265 | 3.4088 | 3.5483 | 3.6835 | 3.818 | 3.9228 | 4.0371 | 4.1519
UT | Commercial | Large Retail | New | Exterior Lighting | Area Lighting | 0 | 0.11504 | 0.20097 | 0.288 | 0.37336 | 0.45867 | 0.54347 | 0.62764 | 0.71107 | 0.79217 | 0.87251 | 0.95226 | 1.0308 | 1.1083 | 1.1832 | 1.257 | 1.3298 | 1.4014 | 1.4719 | 1.5415 | 1.6103 | 1.6782
UT | Commercial | Large Retail | New | Exterior Lighting | Linear Lighting | 0 | 0.36236 | 0.63303 | 0.9072 | 1.1769 | 1.4465 | 1.7145 | 1.9804 | 2.2441 | 2.5007 | 2.7548 | 3.0072 | 3.2573 | 3.5048 | 3.7467 | 3.9858 | 4.2216 | 4.4542 | 4.6837 | 4.9104 | 5.1303 | 5.3455
UT | Commercial | Large Retail | New | Refrigeration | Walk-in Refrigerator/Freezer | 0 | 0.0014373 | 0.002511 | 0.0035985 | 0.004696 | 0.0057932 | 0.0068837 | 0.0079661 | 0.009039 | 0.010101 | 0.011153 | 0.012197 | 0.013232 | 0.014257 | 0.01527 | 0.016272 | 0.017259 | 0.018234 | 0.019195 | 0.020144 | 0.021082 | 0.022008
UT | Commercial | Large Retail | New | Refrigeration | Reach-in Refrigerator/Freezer | 0 | 0.010219 | 0.017853 | 0.025585 | 0.033389 | 0.041189 | 0.048943 | 0.056639 | 0.064267 | 0.071817 | 0.079296 | 0.086722 | 0.094081 | 0.10136 | 0.10857 | 0.11569 | 0.12271 | 0.12964 | 0.13648 | 0.14323 | 0.14989 | 0.15648
UT | Commercial | Large Retail | New | Refrigeration | Glass Door Display | 0 | 0.81745 | 1.4281 | 2.0466 | 2.6708 | 3.2947 | 3.9149 | 4.5305 | 5.1407 | 5.7447 | 6.343 | 6.9369 | 7.5256 | 8.1081 | 8.6845 | 9.2541 | 9.8159 | 10.37 | 10.9168 | 11.4567 | 11.9899 | 12.5168
UT | Commercial | Large Retail | New | Refrigeration | Open Display Case | 0 | 0.22097 | 0.38602 | 0.55321 | 0.72194 | 0.89061 | 1.0583 | 1.2247 | 1.3896 | 1.5529 | 1.7146 | 1.8751 | 2.0343 | 2.1917 | 2.3475 | 2.5015 | 2.6533 | 2.8031 | 2.9509 | 3.0969 | 3.241 | 3.3834
UT | Commercial | Large Retail | New | Refrigeration | Icemaker | 0 | 0.11536 | 0.20153 | 0.28881 | 0.3769 | 0.46496 | 0.55248 | 0.63935 | 0.72546 | 0.81069 | 0.89512 | 0.97894 | 1.062 | 1.1442 | 1.2256 | 1.3059 | 1.3852 | 1.4634 | 1.5406 | 1.6168 | 1.692 | 1.7664
UT | Commercial | Large Retail | New | Refrigeration | Vending Machine | 0 | 0.016042 | 0.028025 | 0.040163 | 0.052414 | 0.064659 | 0.07683 | 0.088912 | 0.10089 | 0.11274 | 0.12448 | 0.13614 | 0.14769 | 0.15912 | 0.17043 | 0.18161 | 0.19264 | 0.20351 | 0.21424 | 0.22484 | 0.2353 | 0.24564
UT | Commercial | Large Retail | New | Food Preparation | Oven | 0 | 0.15185 | 0.26528 | 0.38018 | 0.49614 | 0.61205 | 0.72726 | 0.84162 | 0.95497 | 1.0672 | 1.1783 | 1.2886 | 1.398 | 1.5062 | 1.6133 | 1.7191 | 1.8235 | 1.9264 | 2.028 | 2.1283 | 2.2273 | 2.3252
UT | Commercial | Large Retail | New | Food Preparation | Fryer | 0 | 0.054012 | 0.094357 | 0.13522 | 0.17647 | 0.2177 | 0.25868 | 0.29935 | 0.33967 | 0.37957 | 0.4191 | 0.45835 | 0.49725 | 0.53573 | 0.57382 | 0.61145 | 0.64857 | 0.68519 | 0.72132 | 0.75699 | 0.79222 | 0.82703
UT | Commercial | Large Retail | New | Food Preparation | Dishwasher | 0 | 0.042916 | 0.074973 | 0.10744 | 0.14022 | 0.17297 | 0.20553 | 0.23785 | 0.26989 | 0.3016 | 0.333 | 0.36419 | 0.39509 | 0.42568 | 0.45594 | 0.48584 | 0.51533 | 0.54443 | 0.57313 | 0.60148 | 0.62947 | 0.65713
UT | Commercial | Large Retail | New | Food Preparation | Hot Food Container | 0 | 0.0020591 | 0.0035971 | 0.005155 | 0.0067274 | 0.0082991 | 0.0098613 | 0.011412 | 0.012949 | 0.01447 | 0.015977 | 0.017473 | 0.018956 | 0.020423 | 0.021875 | 0.02331 | 0.024725 | 0.026121 | 0.027498 | 0.028858 | 0.030201 | 0.031528
UT | Commercial | Large Retail | New | Food Preparation | Steamer | 0 | 0.025175 | 0.043979 | 0.063026 | 0.08225 | 0.10147 | 0.12057 | 0.13952 | 0.15832 | 0.17692 | 0.19534 | 0.21363 | 0.23176 | 0.2497 | 0.26745 | 0.28499 | 0.30229 | 0.31936 | 0.3362 | 0.35283 | 0.36925 | 0.38547
UT | Commercial | Large Retail | New | Food Preparation | Griddle | 0 | 0.027208 | 0.047531 | 0.068117 | 0.088893 | 0.10966 | 0.1303 | 0.15079 | 0.1711 | 0.1912 | 0.21112 | 0.23089 | 0.25048 | 0.26987 | 0.28905 | 0.30801 | 0.32671 | 0.34515 | 0.36335 | 0.38132 | 0.39907 | 0.4166
UT | Commercial | Large Retail | New | Office Equipment | Desktop Computer | 0 | 0.030581 | 0.052224 | 0.073164 | 0.093337 | 0.11256 | 0.13075 | 0.14791 | 0.16407 | 0.17923 | 0.19345 | 0.20682 | 0.21934 | 0.23101 | 0.24188 | 0.25196 | 0.26126 | 0.26982 | 0.27767 | 0.28487 | 0.29143 | 0.29741
UT | Commercial | Large Retail | New | Office Equipment | Laptop | 0 | 0.006803 | 0.012154 | 0.017812 | 0.023771 | 0.029989 | 0.03644 | 0.043125 | 0.050042 | 0.057187 | 0.064573 | 0.072219 | 0.080121 | 0.088277 | 0.096694 | 0.10537 | 0.1143 | 0.12348 | 0.13294 | 0.14267 | 0.15269 | 0.16301
UT | Commercial | Large Retail | New | Office Equipment | Server | 0 | 0.38749 | 0.68783 | 1.0016 | 1.3282 | 1.6648 | 2.0101 | 2.3636 | 2.7252 | 3.0944 | 3.4716 | 3.8579 | 4.2527 | 4.6556 | 5.0669 | 5.4862 | 5.9129 | 6.3473 | 6.7896 | 7.2402 | 7.6991 | 8.1669
UT | Commercial | Large Retail | New | Office Equipment | Monitor | 0 | 0.0053069 | 0.0093146 | 0.013412 | 0.017585 | 0.021795 | 0.026019 | 0.030252 | 0.034488 | 0.038721 | 0.042954 | 0.047197 | 0.051443 | 0.055686 | 0.059925 | 0.064155 | 0.06837 | 0.072569 | 0.076754 | 0.080929 | 0.085093 | 0.08925
UT | Commercial | Large Retail | New | Office Equipment | Printer/Copier/Fax | 0 | 0.0080393 | 0.014169 | 0.020486 | 0.026973 | 0.03357 | 0.040244 | 0.046986 | 0.053788 | 0.060641 | 0.067552 | 0.074534 | 0.081578 | 0.088674 | 0.095822 | 0.10301 | 0.11024 | 0.1175 | 0.12479 | 0.13213 | 0.13951 | 0.14693
UT | Commercial | Large Retail | New | Office Equipment | POS Terminal | 0 | 0.06883 | 0.12024 | 0.17232 | 0.22488 | 0.27742 | 0.32964 | 0.38147 | 0.43285 | 0.4837 | 0.53408 | 0.58409 | 0.63366 | 0.68271 | 0.73124 | 0.7792 | 0.8265 | 0.87316 | 0.9192 | 0.96466 | 1.0096 | 1.0539
UT | Commercial | Large Retail | New | Miscellaneous | Non-HVAC Motors | 0 | 0.24981 | 0.43641 | 0.62542 | 0.81618 | 1.0069 | 1.1964 | 1.3845 | 1.571 | 1.7556 | 1.9384 | 2.1199 | 2.2998 | 2.4778 | 2.654 | 2.828 | 2.9997 | 3.169 | 3.3361 | 3.5011 | 3.6641 | 3.8251
UT | Commercial | Large Retail | New | Miscellaneous | Pool Pump | 0 | 0 | 0 | 0 | 0 | 0 | 0 | 0 | 0 | 0 | 0 | 0 | 0 | 0 | 0 | 0 | 0 | 0 | 0 | 0 | 0 | 0
UT | Commercial | Large Retail | New | Miscellaneous | Pool Heater | 0 | 0 | 0 | 0 | 0 | 0 | 0 | 0 | 0 | 0 | 0 | 0 | 0 | 0 | 0 | 0 | 0 | 0 | 0 | 0 | 0 | 0
UT | Commercial | Large Retail | New | Miscellaneous | Clothes Washer | 0 | 2.8801e-05 | 5.0314e-05 | 7.2105e-05 | 9.4098e-05 | 0.00011608 | 0.00013793 | 0.00015962 | 0.00018112 | 0.0002024 | 0.00022348 | 0.0002444 | 0.00026514 | 0.00028567 | 0.00030598 | 0.00032604 | 0.00034584 | 0.00036536 | 0.00038462 | 0.00040365 | 0.00042243 | 0.000441
UT | Commercial | Large Retail | New | Miscellaneous | Clothes Dryer | 0 | 0.00031636 | 0.00055266 | 0.00079202 | 0.0010336 | 0.0012751 | 0.0015151 | 0.0017533 | 0.0019895 | 0.0022232 | 0.0024547 | 0.0026846 | 0.0029124 | 0.0031379 | 0.0033609 | 0.0035814 | 0.0037988 | 0.0040132 | 0.0042248 | 0.0044338 | 0.0046401 | 0.004844
UT | Commercial | Large Retail | New | Miscellaneous | Electric Vehicle Chargers | 0 | 0.00066466 | 0.001688 | 0.0033296 | 0.0058302 | 0.009398 | 0.014549 | 0.021751 | 0.031487 | 0.044396 | 0.06073 | 0.080873 | 0.10527 | 0.13433 | 0.16826 | 0.20694 | 0.25087 | 0.29964 | 0.35314 | 0.4119 | 0.4791 | 0.55587
UT | Commercial | Large Retail | New | Miscellaneous | Other Miscellaneous | 0 | 0.98035 | 1.7402 | 2.5341 | 3.3603 | 4.2121 | 5.0855 | 5.98 | 6.8947 | 7.8288 | 8.7833 | 9.7605 | 10.7592 | 11.7787 | 12.8193 | 13.88 | 14.9597 | 16.0588 | 17.1777 | 18.3176 | 19.4788 | 20.6622
UT | Commercial | Large Retail | New | Generation | Solar PV | 0 | -0.22935 | -0.5125 | -0.92223 | -1.4826 | -2.2183 | -3.1432 | -4.2804 | -5.6243 | -7.2743 | -9.1545 | -11.1724 | -13.2522 | -15.4765 | -17.8646 | -20.4104 | -23.1075 | -25.9533 | -28.946 | -32.085 | -35.3683 | -38.7979
UT | Commercial | Small Retail | Existing | Cooling | Air-Cooled Chiller | 0 | 0 | 0 | 0 | 0 | 0 | 0 | 0 | 0 | 0 | 0 | 0 | 0 | 0 | 0 | 0 | 0 | 0 | 0 | 0 | 0 | 0
UT | Commercial | Small Retail | Existing | Cooling | Water-Cooled Chiller | 0.28418 | 0.2894 | 0.29504 | 0.30092 | 0.30685 | 0.31429 | 0.32157 | 0.32858 | 0.33523 | 0.34125 | 0.34675 | 0.35166 | 0.35593 | 0.35965 | 0.36266 | 0.36477 | 0.36612 | 0.36691 | 0.3671 | 0.36646 | 0.36545 | 0.36401
UT | Commercial | Small Retail | Existing | Cooling | RTU | 71.1212 | 69.9741 | 68.5472 | 67.1164 | 65.686 | 64.5614 | 63.4307 | 62.297 | 61.1628 | 60.0304 | 58.9018 | 57.7785 | 56.6622 | 55.5857 | 54.5705 | 53.5871 | 52.6534 | 51.7642 | 50.9148 | 50.1011 | 49.3195 | 48.5668
UT | Commercial | Small Retail | Existing | Cooling | Packaged Terminal AC | 11.332 | 11.1492 | 10.9694 | 10.7925 | 10.6184 | 10.4961 | 10.375 | 10.2549 | 10.136 | 10.0182 | 9.9016 | 9.786 | 9.6715 | 9.5581 | 9.4459 | 9.3307 | 9.2167 | 9.104 | 8.9925 | 8.8821 | 8.773 | 8.665
UT | Commercial | Small Retail | Existing | Cooling | Packaged Terminal HP | 0.64393 | 0.63354 | 0.62333 | 0.61327 | 0.60338 | 0.59643 | 0.58955 | 0.58273 | 0.57597 | 0.56928 | 0.56265 | 0.55608 | 0.54957 | 0.54313 | 0.53675 | 0.53021 | 0.52373 | 0.51733 | 0.51099 | 0.50472 | 0.49852 | 0.49238
UT | Commercial | Small Retail | Existing | Cooling | Air-Source Heat Pump | 3.9505 | 3.8742 | 3.7874 | 3.701 | 3.6154 | 3.5473 | 3.4797 | 3.4129 | 3.347 | 3.2823 | 3.2188 | 3.1568 | 3.0971 | 3.0404 | 2.9863 | 2.9334 | 2.8827 | 2.8342 | 2.7875 | 2.7426 | 2.6992 | 2.6573
UT | Commercial | Small Retail | Existing | Cooling | Geothermal Heat Pump | 0 | 0 | 0 | 0 | 0 | 0 | 0 | 0 | 0 | 0 | 0 | 0 | 0 | 0 | 0 | 0 | 0 | 0 | 0 | 0 | 0 | 0
UT | Commercial | Small Retail | Existing | Space Heating | Electric Furnace | 56.1209 | 55.2157 | 54.3251 | 53.6449 | 52.5868 | 51.51 | 50.4539 | 49.6022 | 48.4027 | 47.4068 | 46.4302 | 45.6451 | 44.5334 | 43.6125 | 42.7095 | 41.9838 | 40.9531 | 40.1005 | 39.2645 | 38.5927 | 37.6412 | 36.8532
UT | Commercial | Small Retail | Existing | Space Heating | Electric Room Heat | 3.9264 | 3.863 | 3.8007 | 3.7531 | 3.6791 | 3.6038 | 3.5299 | 3.4703 | 3.3864 | 3.3167 | 3.2484 | 3.1934 | 3.1157 | 3.0512 | 2.9881 | 2.9373 | 2.8652 | 2.8055 | 2.747 | 2.7 | 2.6335 | 2.5783
UT | Commercial | Small Retail | Existing | Space Heating | Packaged Terminal HP | 0.52782 | 0.51931 | 0.51093 | 0.50454 | 0.49458 | 0.48446 | 0.47452 | 0.46651 | 0.45523 | 0.44587 | 0.43668 | 0.4293 | 0.41884 | 0.41018 | 0.40169 | 0.39486 | 0.38517 | 0.37715 | 0.36929 | 0.36297 | 0.35402 | 0.34661
UT | Commercial | Small Retail | Existing | Space Heating | Air-Source Heat Pump | 3.598 | 3.5399 | 3.4794 | 3.4321 | 3.3605 | 3.2877 | 3.2161 | 3.1575 | 3.0767 | 3.009 | 2.9425 | 2.8882 | 2.8136 | 2.7517 | 2.6913 | 2.6426 | 2.575 | 2.519 | 2.4644 | 2.4204 | 2.359 | 2.3081
UT | Commercial | Small Retail | Existing | Space Heating | Geothermal Heat Pump | 0 | 0 | 0 | 0 | 0 | 0 | 0 | 0 | 0 | 0 | 0 | 0 | 0 | 0 | 0 | 0 | 0 | 0 | 0 | 0 | 0 | 0
UT | Commercial | Small Retail | Existing | Ventilation | Ventilation | 137.2561 | 133.3926 | 129.5014 | 125.6129 | 121.7541 | 117.8017 | 113.9228 | 110.1366 | 106.4533 | 102.8833 | 99.4451 | 96.1466 | 92.995 | 89.9949 | 87.1553 | 84.4731 | 81.9506 | 79.5827 | 77.3544 | 75.2311 | 73.2221 | 71.3326
UT | Commercial | Small Retail | Existing | Water Heating | Water Heater | 15.8411 | 15.4716 | 15.0846 | 14.6834 | 14.2707 | 13.8493 | 13.4214 | 12.9988 | 12.5736 | 12.1472 | 11.7209 | 11.2959 | 10.9043 | 10.5395 | 10.1941 | 9.8655 | 9.5555 | 9.2614 | 8.981 | 8.6896 | 8.4147 | 8.1469
UT | Commercial | Small Retail | Existing | Interior Lighting | General Service Lighting | 20.1583 | 19.3486 | 18.3611 | 17.2539 | 15.7579 | 14.1985 | 12.9781 | 12 | 11.1965 | 10.4948 | 9.9164 | 9.4271 | 9.0291 | 8.6829 | 8.3463 | 8.0414 | 7.7628 | 7.5065 | 7.2733 | 7.0208 | 6.7733 | 6.5337
UT | Commercial | Small Retail | Existing | Interior Lighting | Exempted Lighting | 0.13045 | 0.12834 | 0.12627 | 0.12424 | 0.1207 | 0.11655 | 0.11169 | 0.10573 | 0.099746 | 0.093811 | 0.088653 | 0.084796 | 0.081805 | 0.07968 | 0.077712 | 0.076208 | 0.074955 | 0.073804 | 0.072866 | 0.071458 | 0.069852 | 0.068186
UT | Commercial | Small Retail | Existing | Interior Lighting | High-Bay Lighting | 44.274 | 43.4481 | 42.6309 | 41.8248 | 41.0205 | 40.2306 | 39.4568 | 38.7002 | 37.9619 | 37.2349 | 36.5276 | 35.8405 | 35.1738 | 34.5259 | 33.8903 | 33.2723 | 32.6709 | 32.085 | 31.5138 | 30.9565 | 30.4128 | 29.8821
UT | Commercial | Small Retail | Existing | Interior Lighting | Linear Lighting | 147.3863 | 145.0091 | 142.6702 | 140.3691 | 137.9839 | 135.6286 | 133.3051 | 131.0147 | 128.7583 | 126.4437 | 124.1649 | 121.9227 | 119.7172 | 117.5486 | 115.3514 | 113.1924 | 111.0715 | 108.9882 | 106.9423 | 104.9333 | 102.9946 | 101.1106
UT | Commercial | Small Retail | Existing | Exterior Lighting | General Service Lighting | 29.5658 | 28.3785 | 26.9305 | 25.3069 | 22.9727 | 20.4997 | 18.5569 | 17.0498 | 15.8647 | 14.8019 | 13.913 | 13.1506 | 12.5487 | 12.0269 | 11.5112 | 11.0452 | 10.621 | 10.2314 | 9.8782 | 9.4913 | 9.1125 | 8.7461
UT | Commercial | Small Retail | Existing | Exterior Lighting | Area Lighting | 5.0777 | 4.9958 | 4.9152 | 4.8359 | 4.7526 | 4.6704 | 4.5893 | 4.5093 | 4.4305 | 4.3491 | 4.2688 | 4.1897 | 4.1124 | 4.0369 | 3.9602 | 3.8856 | 3.8129 | 3.7419 | 3.6726 | 3.6048 | 3.5389 | 3.4745
UT | Commercial | Small Retail | Existing | Exterior Lighting | Linear Lighting | 15.9944 | 15.7365 | 15.4827 | 15.2329 | 14.9741 | 14.7185 | 14.4664 | 14.2178 | 13.9729 | 13.7217 | 13.4745 | 13.2311 | 12.9918 | 12.7564 | 12.518 | 12.2837 | 12.0535 | 11.8275 | 11.6054 | 11.3874 | 11.177 | 10.9726
UT | Commercial | Small Retail | Existing | Refrigeration | Walk-in Refrigerator/Freezer | 0.087174 | 0.085768 | 0.084384 | 0.083023 | 0.081684 | 0.080367 | 0.07907 | 0.077795 | 0.07654 | 0.075306 | 0.074091 | 0.072896 | 0.07172 | 0.070564 | 0.069425 | 0.068306 | 0.067204 | 0.06612 | 0.065054 | 0.064004 | 0.062972 | 0.061956
UT | Commercial | Small Retail | Existing | Refrigeration | Reach-in Refrigerator/Freezer | 0.27001 | 0.26566 | 0.26137 | 0.25716 | 0.25301 | 0.24893 | 0.24491 | 0.24096 | 0.23708 | 0.23325 | 0.22949 | 0.22579 | 0.22215 | 0.21856 | 0.21504 | 0.21157 | 0.20816 | 0.2048 | 0.2015 | 0.19825 | 0.19505 | 0.1919
UT | Commercial | Small Retail | Existing | Refrigeration | Glass Door Display | 10.2898 | 10.1238 | 9.9606 | 9.7999 | 9.6418 | 9.4863 | 9.3333 | 9.1828 | 9.0347 | 8.889 | 8.7456 | 8.6045 | 8.4657 | 8.3292 | 8.1949 | 8.0627 | 7.9326 | 7.8047 | 7.6788 | 7.555 | 7.4331 | 7.3132
UT | Commercial | Small Retail | Existing | Refrigeration | Open Display Case | 9.8278 | 9.6693 | 9.5133 | 9.3599 | 9.2089 | 9.0604 | 8.9143 | 8.7705 | 8.629 | 8.4898 | 8.3529 | 8.2182 | 8.0856 | 7.9552 | 7.8269 | 7.7007 | 7.5765 | 7.4543 | 7.334 | 7.2157 | 7.0994 | 6.9849
UT | Commercial | Small Retail | Existing | Refrigeration | Icemaker | 3.8481 | 3.786 | 3.7249 | 3.6649 | 3.6057 | 3.5476 | 3.4904 | 3.4341 | 3.3787 | 3.3242 | 3.2706 | 3.2178 | 3.1659 | 3.1149 | 3.0646 | 3.0152 | 2.9666 | 2.9187 | 2.8716 | 2.8253 | 2.7797 | 2.7349
UT | Commercial | Small Retail | Existing | Refrigeration | Vending Machine | 0.53513 | 0.5265 | 0.51801 | 0.50965 | 0.50143 | 0.49335 | 0.48539 | 0.47756 | 0.46986 | 0.46228 | 0.45482 | 0.44749 | 0.44027 | 0.43317 | 0.42618 | 0.41931 | 0.41254 | 0.40589 | 0.39934 | 0.3929 | 0.38657 | 0.38033
UT | Commercial | Small Retail | Existing | Food Preparation | Oven | 1.9338 | 1.9026 | 1.8719 | 1.8417 | 1.812 | 1.7828 | 1.754 | 1.7257 | 1.6979 | 1.6705 | 1.6436 | 1.6171 | 1.591 | 1.5653 | 1.5401 | 1.5152 | 1.4908 | 1.4668 | 1.4431 | 1.4198 | 1.3969 | 1.3744
UT | Commercial | Small Retail | Existing | Food Preparation | Fryer | 0.14138 | 0.1391 | 0.13686 | 0.13465 | 0.13248 | 0.13034 | 0.12824 | 0.12617 | 0.12414 | 0.12214 | 0.12017 | 0.11823 | 0.11632 | 0.11444 | 0.1126 | 0.11078 | 0.109 | 0.10724 | 0.10551 | 0.10381 | 0.10213 | 0.10048
UT | Commercial | Small Retail | Existing | Food Preparation | Dishwasher | 1.4451 | 1.4218 | 1.3989 | 1.3763 | 1.3541 | 1.3323 | 1.3108 | 1.2897 | 1.2689 | 1.2484 | 1.2283 | 1.2085 | 1.189 | 1.1698 | 1.1509 | 1.1324 | 1.1141 | 1.0961 | 1.0784 | 1.061 | 1.0439 | 1.0271
UT | Commercial | Small Retail | Existing | Food Preparation | Hot Food Container | 0.013174 | 0.012961 | 0.012752 | 0.012547 | 0.012344 | 0.012145 | 0.011949 | 0.011757 | 0.011567 | 0.01138 | 0.011197 | 0.011016 | 0.010839 | 0.010664 | 0.010492 | 0.010322 | 0.010156 | 0.0099922 | 0.009831 | 0.0096725 | 0.0095165 | 0.009363
UT | Commercial | Small Retail | Existing | Food Preparation | Steamer | 0.16107 | 0.15847 | 0.15591 | 0.1534 | 0.15092 | 0.14849 | 0.14609 | 0.14374 | 0.14142 | 0.13914 | 0.13689 | 0.13469 | 0.13251 | 0.13038 | 0.12827 | 0.12621 | 0.12417 | 0.12217 | 0.1202 | 0.11826 | 0.11635 | 0.11447
UT | Commercial | Small Retail | Existing | Food Preparation | Griddle | 0.17407 | 0.17127 | 0.1685 | 0.16579 | 0.16311 | 0.16048 | 0.15789 | 0.15535 | 0.15284 | 0.15038 | 0.14795 | 0.14556 | 0.14322 | 0.14091 | 0.13863 | 0.1364 | 0.1342 | 0.13203 | 0.1299 | 0.12781 | 0.12575 | 0.12372
UT | Commercial | Small Retail | Existing | Office Equipment | Desktop Computer | 9.7235 | 9.352 | 8.9947 | 8.6511 | 8.3205 | 8.0027 | 7.6969 | 7.4028 | 7.12 | 6.848 | 6.5864 | 6.3347 | 6.0927 | 5.8599 | 5.6361 | 5.4207 | 5.2136 | 5.0144 | 4.8229 | 4.6386 | 4.4614 | 4.2909
UT | Commercial | Small Retail | Existing | Office Equipment | Laptop | 2.0677 | 2.0804 | 2.0932 | 2.1061 | 2.1191 | 2.1321 | 2.1452 | 2.1584 | 2.1717 | 2.185 | 2.1985 | 2.212 | 2.2256 | 2.2393 | 2.253 | 2.2669 | 2.2808 | 2.2949 | 2.309 | 2.3232 | 2.3375 | 2.3518
UT | Commercial | Small Retail | Existing | Office Equipment | Server | 20.4031 | 20.5192 | 20.636 | 20.7534 | 20.8715 | 20.9903 | 21.1097 | 21.2299 | 21.3507 | 21.4722 | 21.5944 | 21.7173 | 21.8408 | 21.9651 | 22.0901 | 22.2158 | 22.3423 | 22.4694 | 22.5973 | 22.7259 | 22.8552 | 22.9853
UT | Commercial | Small Retail | Existing | Office Equipment | Monitor | 1.6418 | 1.6229 | 1.6043 | 1.5858 | 1.5676 | 1.5495 | 1.5317 | 1.5141 | 1.4967 | 1.4795 | 1.4624 | 1.4456 | 1.429 | 1.4125 | 1.3963 | 1.3802 | 1.3643 | 1.3487 | 1.3331 | 1.3178 | 1.3026 | 1.2877
UT | Commercial | Small Retail | Existing | Office Equipment | Printer/Copier/Fax | 5.5632 | 5.5616 | 5.56 | 5.5584 | 5.5569 | 5.5553 | 5.5537 | 5.5521 | 5.5505 | 5.549 | 5.5474 | 5.5458 | 5.5442 | 5.5427 | 5.5411 | 5.5395 | 5.5379 | 5.5363 | 5.5348 | 5.5332 | 5.5316 | 5.53
UT | Commercial | Small Retail | Existing | Office Equipment | POS Terminal | 30.8213 | 30.3542 | 29.8941 | 29.4409 | 28.9947 | 28.5552 | 28.1224 | 27.6961 | 27.2763 | 26.8628 | 26.4556 | 26.0546 | 25.6597 | 25.2708 | 24.8877 | 24.5105 | 24.139 | 23.7731 | 23.4127 | 23.0578 | 22.7083 | 22.3641
UT | Commercial | Small Retail | Existing | Miscellaneous | Non-HVAC Motors | 1.0051 | 0.98884 | 0.97289 | 0.9572 | 0.94176 | 0.92657 | 0.91163 | 0.89692 | 0.88246 | 0.86822 | 0.85422 | 0.84044 | 0.82689 | 0.81355 | 0.80043 | 0.78752 | 0.77482 | 0.76232 | 0.75002 | 0.73793 | 0.72603 | 0.71432
UT | Commercial | Small Retail | Existing | Miscellaneous | Pool Pump | 0 | 0 | 0 | 0 | 0 | 0 | 0 | 0 | 0 | 0 | 0 | 0 | 0 | 0 | 0 | 0 | 0 | 0 | 0 | 0 | 0 | 0
UT | Commercial | Small Retail | Existing | Miscellaneous | Pool Heater | 0 | 0 | 0 | 0 | 0 | 0 | 0 | 0 | 0 | 0 | 0 | 0 | 0 | 0 | 0 | 0 | 0 | 0 | 0 | 0 | 0 | 0
UT | Commercial | Small Retail | Existing | Miscellaneous | Clothes Washer | 0 | 0 | 0 | 0 | 0 | 0 | 0 | 0 | 0 | 0 | 0 | 0 | 0 | 0 | 0 | 0 | 0 | 0 | 0 | 0 | 0 | 0
UT | Commercial | Small Retail | Existing | Miscellaneous | Clothes Dryer | 0 | 0 | 0 | 0 | 0 | 0 | 0 | 0 | 0 | 0 | 0 | 0 | 0 | 0 | 0 | 0 | 0 | 0 | 0 | 0 | 0 | 0
UT | Commercial | Small Retail | Existing | Miscellaneous | Electric Vehicle Chargers | 6.8666 | 9.5397 | 14.0102 | 19.2679 | 25.6881 | 33.2333 | 42.7822 | 54.5268 | 68.5635 | 85.209 | 103.9331 | 124.5682 | 147.0957 | 171.4312 | 197.28 | 224.0361 | 251.9444 | 280.2515 | 308.6978 | 337.5698 | 369.1342 | 403.6448
UT | Commercial | Small Retail | Existing | Miscellaneous | Other Miscellaneous | 42.8807 | 42.8685 | 42.8563 | 42.8441 | 42.8319 | 42.8197 | 42.8075 | 42.7954 | 42.7832 | 42.771 | 42.7588 | 42.7467 | 42.7345 | 42.7223 | 42.7102 | 42.698 | 42.6859 | 42.6737 | 42.6616 | 42.6495 | 42.6373 | 42.6252
UT | Commercial | Small Retail | Existing | Generation | Solar PV | -8.2815 | -9.96 | -12.5346 | -15.4853 | -18.7688 | -22.3965 | -26.2767 | -30.422 | -34.6604 | -39.4693 | -44.2603 | -48.5944 | -52.275 | -55.749 | -59.1111 | -62.3562 | -65.482 | -68.4935 | -71.3952 | -74.1916 | -76.8867 | -79.4889
UT | Commercial | Small Retail | New | Cooling | Air-Cooled Chiller | 0 | 0 | 0 | 0 | 0 | 0 | 0 | 0 | 0 | 0 | 0 | 0 | 0 | 0 | 0 | 0 | 0 | 0 | 0 | 0 | 0 | 0
UT | Commercial | Small Retail | New | Cooling | Water-Cooled Chiller | 0 | 0.016478 | 0.028791 | 0.041273 | 0.053861 | 0.06674 | 0.079683 | 0.092617 | 0.10556 | 0.11829 | 0.13103 | 0.14378 | 0.15654 | 0.16929 | 0.18202 | 0.19462 | 0.20715 | 0.21957 | 0.23362 | 0.24564 | 0.25759 | 0.26943
UT | Commercial | Small Retail | New | Cooling | RTU | 0 | 2.2357 | 3.6913 | 5.1657 | 6.6537 | 8.1793 | 9.7098 | 11.2429 | 12.7765 | 14.3085 | 15.8399 | 17.3739 | 18.9079 | 20.4063 | 21.9057 | 23.3936 | 24.876 | 26.3527 | 27.8238 | 29.2902 | 30.7516 | 32.209
UT | Commercial | Small Retail | New | Cooling | Packaged Terminal AC | 0 | 0.44061 | 0.76974 | 1.1031 | 1.4396 | 1.7842 | 2.13 | 2.4763 | 2.8228 | 3.1689 | 3.5148 | 3.8614 | 4.2079 | 4.5539 | 4.8994 | 5.2416 | 5.582 | 5.9205 | 6.2572 | 6.5924 | 6.9261 | 7.2586
UT | Commercial | Small Retail | New | Cooling | Packaged Terminal HP | 0 | 0.025037 | 0.043739 | 0.062683 | 0.081803 | 0.10139 | 0.12103 | 0.14071 | 0.1604 | 0.18007 | 0.19973 | 0.21942 | 0.23911 | 0.25877 | 0.27841 | 0.29785 | 0.31719 | 0.33642 | 0.35556 | 0.37461 | 0.39357 | 0.41246
UT | Commercial | Small Retail | New | Cooling | Air-Source Heat Pump | 0 | 0.11647 | 0.19545 | 0.27545 | 0.35619 | 0.43894 | 0.52196 | 0.60512 | 0.68831 | 0.77141 | 0.85448 | 0.93769 | 1.0199 | 1.102 | 1.1841 | 1.2655 | 1.3465 | 1.4271 | 1.5074 | 1.5873 | 1.6669 | 1.7463
UT | Commercial | Small Retail | New | Cooling | Geothermal Heat Pump | 0 | 0 | 0 | 0 | 0 | 0 | 0 | 0 | 0 | 0 | 0 | 0 | 0 | 0 | 0 | 0 | 0 | 0 | 0 | 0 | 0 | 0
UT | Commercial | Small Retail | New | Space Heating | Electric Furnace | 0 | 2.1821 | 3.8121 | 5.4831 | 7.1294 | 8.7562 | 10.3582 | 11.9777 | 13.4797 | 14.9953 | 16.4817 | 18.0108 | 19.3758 | 20.779 | 22.1528 | 23.5849 | 24.8026 | 26.0779 | 27.3212 | 28.6439 | 29.7171 | 30.8714
UT | Commercial | Small Retail | New | Space Heating | Electric Room Heat | 0 | 0.15267 | 0.2667 | 0.38361 | 0.49879 | 0.6126 | 0.72468 | 0.83799 | 0.94307 | 1.0491 | 1.1531 | 1.2601 | 1.3556 | 1.4538 | 1.5499 | 1.6501 | 1.7353 | 1.8245 | 1.9115 | 2.004 | 2.0791 | 2.1598
UT | Commercial | Small Retail | New | Space Heating | Packaged Terminal HP | 0 | 0.020523 | 0.035853 | 0.051569 | 0.067053 | 0.082353 | 0.097419 | 0.11265 | 0.12678 | 0.14103 | 0.15501 | 0.16939 | 0.18223 | 0.19543 | 0.20835 | 0.22182 | 0.23327 | 0.24527 | 0.25696 | 0.2694 | 0.27949 | 0.29035
UT | Commercial | Small Retail | New | Space Heating | Air-Source Heat Pump | 0 | 0.1399 | 0.24132 | 0.34532 | 0.44775 | 0.54895 | 0.64862 | 0.7494 | 0.84283 | 0.93712 | 1.0296 | 1.1247 | 1.2093 | 1.2963 | 1.3814 | 1.4703 | 1.5458 | 1.6249 | 1.7021 | 1.7842 | 1.8508 | 1.9225
UT | Commercial | Small Retail | New | Space Heating | Geothermal Heat Pump | 0 | 0 | 0 | 0 | 0 | 0 | 0 | 0 | 0 | 0 | 0 | 0 | 0 | 0 | 0 | 0 | 0 | 0 | 0 | 0 | 0 | 0
UT | Commercial | Small Retail | New | Ventilation | Ventilation | 0 | 3.744 | 6.5371 | 9.371 | 12.2274 | 14.9294 | 17.6146 | 20.2799 | 22.9218 | 25.5313 | 28.1157 | 30.6829 | 33.238 | 35.7407 | 38.2173 | 40.6643 | 43.078 | 45.4378 | 47.7523 | 49.9995 | 52.2041 | 54.3841
UT | Commercial | Small Retail | New | Water Heating | Water Heater | 0 | 0.45069 | 0.78734 | 1.1161 | 1.4479 | 1.7795 | 2.1006 | 2.4082 | 2.7132 | 3.0151 | 3.3046 | 3.5921 | 3.8691 | 4.1262 | 4.377 | 4.6062 | 4.8285 | 5.0457 | 5.2599 | 5.4472 | 5.6413 | 5.8395
UT | Commercial | Small Retail | New | Interior Lighting | General Service Lighting | 0 | 0.50293 | 0.87859 | 1.2591 | 1.5695 | 1.8797 | 2.1702 | 2.4511 | 2.7242 | 2.9574 | 3.1925 | 3.4255 | 3.6621 | 3.8954 | 4.0987 | 4.297 | 4.4901 | 4.6782 | 4.865 | 5.021 | 5.1862 | 5.3515
UT | Commercial | Small Retail | New | Interior Lighting | Exempted Lighting | 0 | 0.0050721 | 0.0088607 | 0.012698 | 0.016083 | 0.019317 | 0.022391 | 0.025126 | 0.027881 | 0.030381 | 0.032964 | 0.035555 | 0.038073 | 0.040565 | 0.042903 | 0.045437 | 0.04783 | 0.050142 | 0.052422 | 0.054654 | 0.056877 | 0.059051
UT | Commercial | Small Retail | New | Interior Lighting | High-Bay Lighting | 0 | 1.563 | 2.7305 | 3.913 | 5.097 | 6.2805 | 7.4568 | 8.6244 | 9.7818 | 10.9218 | 12.0511 | 13.1723 | 14.2817 | 15.3782 | 16.4569 | 17.5222 | 18.5725 | 19.6081 | 20.6295 | 21.6378 | 22.6335 | 23.6177
UT | Commercial | Small Retail | New | Interior Lighting | Linear Lighting | 0 | 5.7307 | 10.0113 | 14.3473 | 18.6126 | 22.8762 | 27.114 | 31.3204 | 35.4898 | 39.5479 | 43.5677 | 47.5587 | 51.514 | 55.428 | 59.2546 | 63.0353 | 66.7647 | 70.4433 | 74.073 | 77.6572 | 81.1355 | 84.539
UT | Commercial | Small Retail | New | Exterior Lighting | General Service Lighting | 0 | 0.73778 | 1.2889 | 1.8471 | 2.2564 | 2.6542 | 3.0401 | 3.4279 | 3.8159 | 4.1227 | 4.4291 | 4.7298 | 5.0421 | 5.3499 | 5.6036 | 5.8503 | 6.0897 | 6.3219 | 6.5526 | 6.7326 | 6.9287 | 7.1256
UT | Commercial | Small Retail | New | Exterior Lighting | Area Lighting | 0 | 0.19743 | 0.34491 | 0.49429 | 0.64077 | 0.78719 | 0.93273 | 1.0772 | 1.2204 | 1.3596 | 1.4974 | 1.6343 | 1.7692 | 1.902 | 2.0306 | 2.1574 | 2.2822 | 2.4051 | 2.5262 | 2.6456 | 2.7636 | 2.8803
UT | Commercial | Small Retail | New | Exterior Lighting | Linear Lighting | 0 | 0.6219 | 1.0864 | 1.557 | 2.0199 | 2.4825 | 2.9424 | 3.3989 | 3.8514 | 4.2918 | 4.728 | 5.1611 | 5.5903 | 6.0151 | 6.4303 | 6.8406 | 7.2454 | 7.6446 | 8.0384 | 8.4274 | 8.8049 | 9.1742
UT | Commercial | Small Retail | New | Refrigeration | Walk-in Refrigerator/Freezer | 0 | 0.0033895 | 0.0059213 | 0.0084859 | 0.011074 | 0.013661 | 0.016233 | 0.018786 | 0.021316 | 0.02382 | 0.026301 | 0.028764 | 0.031204 | 0.03362 | 0.03601 | 0.038372 | 0.040701 | 0.042999 | 0.045266 | 0.047505 | 0.049715 | 0.0519
UT | Commercial | Small Retail | New | Refrigeration | Reach-in Refrigerator/Freezer | 0 | 0.010499 | 0.018341 | 0.026284 | 0.034301 | 0.042315 | 0.05028 | 0.058187 | 0.066024 | 0.07378 | 0.081464 | 0.089093 | 0.096653 | 0.10413 | 0.11154 | 0.11885 | 0.12607 | 0.13318 | 0.14021 | 0.14714 | 0.15399 | 0.16076
UT | Commercial | Small Retail | New | Refrigeration | Glass Door Display | 0 | 0.40009 | 0.69894 | 1.0017 | 1.3072 | 1.6126 | 1.9161 | 2.2174 | 2.5161 | 2.8117 | 3.1045 | 3.3952 | 3.6833 | 3.9684 | 4.2506 | 4.5293 | 4.8043 | 5.0755 | 5.3431 | 5.6074 | 5.8683 | 6.1262
UT | Commercial | Small Retail | New | Refrigeration | Open Display Case | 0 | 0.38213 | 0.66756 | 0.95669 | 1.2485 | 1.5402 | 1.8301 | 2.1179 | 2.4031 | 2.6854 | 2.9651 | 3.2428 | 3.5179 | 3.7902 | 4.0597 | 4.3259 | 4.5886 | 4.8476 | 5.1032 | 5.3556 | 5.6048 | 5.8511
UT | Commercial | Small Retail | New | Refrigeration | Icemaker | 0 | 0.14962 | 0.26138 | 0.37459 | 0.48884 | 0.60305 | 0.71657 | 0.82925 | 0.94093 | 1.0515 | 1.161 | 1.2697 | 1.3774 | 1.4841 | 1.5896 | 1.6938 | 1.7966 | 1.8981 | 1.9982 | 2.097 | 2.1946 | 2.291
UT | Commercial | Small Retail | New | Refrigeration | Vending Machine | 0 | 0.020807 | 0.036349 | 0.052092 | 0.067981 | 0.083864 | 0.09965 | 0.11532 | 0.13085 | 0.14622 | 0.16145 | 0.17657 | 0.19155 | 0.20638 | 0.22105 | 0.23555 | 0.24985 | 0.26396 | 0.27787 | 0.29162 | 0.30519 | 0.3186
UT | Commercial | Small Retail | New | Food Preparation | Oven | 0 | 0.07519 | 0.13135 | 0.18824 | 0.24566 | 0.30306 | 0.3601 | 0.41673 | 0.47285 | 0.52841 | 0.58343 | 0.63807 | 0.69222 | 0.7458 | 0.79882 | 0.8512 | 0.90288 | 0.95385 | 1.0041 | 1.0538 | 1.1028 | 1.1513
UT | Commercial | Small Retail | New | Food Preparation | Fryer | 0 | 0.0054973 | 0.0096036 | 0.013763 | 0.017961 | 0.022157 | 0.026328 | 0.030468 | 0.034571 | 0.038633 | 0.042656 | 0.046651 | 0.050609 | 0.054527 | 0.058403 | 0.062233 | 0.066011 | 0.069738 | 0.073415 | 0.077046 | 0.080631 | 0.084175
UT | Commercial | Small Retail | New | Food Preparation | Dishwasher | 0 | 0.05619 | 0.098162 | 0.14068 | 0.18359 | 0.22648 | 0.26911 | 0.31142 | 0.35337 | 0.39488 | 0.43601 | 0.47684 | 0.5173 | 0.55734 | 0.59696 | 0.63611 | 0.67473 | 0.71282 | 0.75041 | 0.78752 | 0.82417 | 0.86039
UT | Commercial | Small Retail | New | Food Preparation | Hot Food Container | 0 | 0.00051223 | 0.00089484 | 0.0012824 | 0.0016736 | 0.0020645 | 0.0024532 | 0.0028389 | 0.0032213 | 0.0035997 | 0.0039746 | 0.0043468 | 0.0047157 | 0.0050807 | 0.0054419 | 0.0057988 | 0.0061508 | 0.006498 | 0.0068407 | 0.007179 | 0.0075131 | 0.0078432
UT | Commercial | Small Retail | New | Food Preparation | Steamer | 0 | 0.0062626 | 0.010941 | 0.015679 | 0.020461 | 0.025242 | 0.029993 | 0.034709 | 0.039384 | 0.044011 | 0.048594 | 0.053145 | 0.057655 | 0.062118 | 0.066534 | 0.070897 | 0.075201 | 0.079447 | 0.083636 | 0.087772 | 0.091857 | 0.095893
UT | Commercial | Small Retail | New | Food Preparation | Griddle | 0 | 0.0067684 | 0.011824 | 0.016945 | 0.022114 | 0.02728 | 0.032415 | 0.037513 | 0.042565 | 0.047566 | 0.052519 | 0.057437 | 0.062311 | 0.067135 | 0.071907 | 0.076623 | 0.081275 | 0.085863 | 0.09039 | 0.094861 | 0.099275 | 0.10364
UT | Commercial | Small Retail | New | Office Equipment | Desktop Computer | 0 | 0.36959 | 0.63117 | 0.88424 | 1.128 | 1.3604 | 1.5802 | 1.7876 | 1.9829 | 2.1661 | 2.338 | 2.4996 | 2.6508 | 2.7919 | 2.9233 | 3.0452 | 3.1575 | 3.261 | 3.3559 | 3.4428 | 3.5222 | 3.5945
UT | Commercial | Small Retail | New | Office Equipment | Laptop | 0 | 0.082219 | 0.14688 | 0.21527 | 0.28729 | 0.36243 | 0.44041 | 0.5212 | 0.60479 | 0.69115 | 0.78041 | 0.87281 | 0.96832 | 1.0669 | 1.1686 | 1.2735 | 1.3814 | 1.4924 | 1.6066 | 1.7243 | 1.8454 | 1.9701
UT | Commercial | Small Retail | New | Office Equipment | Server | 0 | 0.8061 | 1.4309 | 2.0836 | 2.763 | 3.4634 | 4.1816 | 4.9171 | 5.6692 | 6.4372 | 7.2221 | 8.0256 | 8.8468 | 9.6851 | 10.5407 | 11.4129 | 12.3007 | 13.2044 | 14.1244 | 15.0617 | 16.0165 | 16.9896
UT | Commercial | Small Retail | New | Office Equipment | Monitor | 0 | 0.064138 | 0.11257 | 0.16209 | 0.21252 | 0.2634 | 0.31446 | 0.36562 | 0.41681 | 0.46797 | 0.51913 | 0.57041 | 0.62173 | 0.673 | 0.72423 | 0.77536 | 0.82629 | 0.87705 | 0.92763 | 0.97808 | 1.0284 | 1.0787
UT | Commercial | Small Retail | New | Office Equipment | Printer/Copier/Fax | 0 | 0.21823 | 0.38463 | 0.55612 | 0.73219 | 0.91128 | 1.0924 | 1.2755 | 1.4601 | 1.6462 | 1.8337 | 2.0233 | 2.2145 | 2.4071 | 2.6012 | 2.7964 | 2.9925 | 3.1896 | 3.3876 | 3.5867 | 3.787 | 3.9886
UT | Commercial | Small Retail | New | Office Equipment | POS Terminal | 0 | 1.1984 | 2.0936 | 3.0003 | 3.9154 | 4.8302 | 5.7394 | 6.6419 | 7.5365 | 8.4219 | 9.299 | 10.1697 | 11.0327 | 11.8867 | 12.7318 | 13.5667 | 14.3904 | 15.2028 | 16.0043 | 16.7959 | 17.5775 | 18.3499
UT | Commercial | Small Retail | New | Miscellaneous | Non-HVAC Motors | 0 | 0.039079 | 0.068269 | 0.097837 | 0.12768 | 0.15751 | 0.18716 | 0.21659 | 0.24576 | 0.27463 | 0.30323 | 0.33163 | 0.35977 | 0.38761 | 0.41517 | 0.4424 | 0.46926 | 0.49575 | 0.52189 | 0.5477 | 0.57318 | 0.59837
UT | Commercial | Small Retail | New | Miscellaneous | Pool Pump | 0 | 0 | 0 | 0 | 0 | 0 | 0 | 0 | 0 | 0 | 0 | 0 | 0 | 0 | 0 | 0 | 0 | 0 | 0 | 0 | 0 | 0
UT | Commercial | Small Retail | New | Miscellaneous | Pool Heater | 0 | 0 | 0 | 0 | 0 | 0 | 0 | 0 | 0 | 0 | 0 | 0 | 0 | 0 | 0 | 0 | 0 | 0 | 0 | 0 | 0 | 0
UT | Commercial | Small Retail | New | Miscellaneous | Clothes Washer | 0 | 0 | 0 | 0 | 0 | 0 | 0 | 0 | 0 | 0 | 0 | 0 | 0 | 0 | 0 | 0 | 0 | 0 | 0 | 0 | 0 | 0
UT | Commercial | Small Retail | New | Miscellaneous | Clothes Dryer | 0 | 0 | 0 | 0 | 0 | 0 | 0 | 0 | 0 | 0 | 0 | 0 | 0 | 0 | 0 | 0 | 0 | 0 | 0 | 0 | 0 | 0
UT | Commercial | Small Retail | New | Miscellaneous | Electric Vehicle Chargers | 0 | 0.40432 | 1.0268 | 2.0254 | 3.5466 | 5.7168 | 8.8504 | 13.231 | 19.1535 | 27.0063 | 36.9422 | 49.1955 | 64.037 | 81.711 | 102.3551 | 125.8799 | 152.6076 | 182.2697 | 214.8154 | 250.5613 | 291.4368 | 338.1378
UT | Commercial | Small Retail | New | Miscellaneous | Other Miscellaneous | 0 | 1.6942 | 3.0073 | 4.3791 | 5.8069 | 7.2789 | 8.7884 | 10.3341 | 11.9147 | 13.5289 | 15.1784 | 16.8671 | 18.5931 | 20.3549 | 22.1532 | 23.9861 | 25.852 | 27.7513 | 29.685 | 31.6549 | 33.6615 | 35.7066
UT | Commercial | Small Retail | New | Generation | Solar PV | 0 | -0.39362 | -0.87957 | -1.5828 | -2.5446 | -3.8072 | -5.3946 | -7.3462 | -9.6526 | -12.4846 | -15.7114 | -19.1746 | -22.744 | -26.5614 | -30.6601 | -35.0293 | -39.6581 | -44.5422 | -49.6786 | -55.0657 | -60.7008 | -66.5869
UT | Commercial | Restaurant | Existing | Cooling | Air-Cooled Chiller | 0 | 0 | 0 | 0 | 0 | 0 | 0 | 0 | 0 | 0 | 0 | 0 | 0 | 0 | 0 | 0 | 0 | 0 | 0 | 0 | 0 | 0
UT | Commercial | Restaurant | Existing | Cooling | Water-Cooled Chiller | 0 | 0 | 0 | 0 | 0 | 0 | 0 | 0 | 0 | 0 | 0 | 0 | 0 | 0 | 0 | 0 | 0 | 0 | 0 | 0 | 0 | 0
UT | Commercial | Restaurant | Existing | Cooling | RTU | 48.2908 | 47.5119 | 46.5431 | 45.5715 | 44.6003 | 43.8367 | 43.069 | 42.2992 | 41.5291 | 40.7602 | 39.9939 | 39.2312 | 38.4732 | 37.7423 | 37.053 | 36.3853 | 35.7513 | 35.1475 | 34.5708 | 34.0183 | 33.4876 | 32.9765
UT | Commercial | Restaurant | Existing | Cooling | Packaged Terminal AC | 3.0465 | 2.9973 | 2.949 | 2.9014 | 2.8546 | 2.8217 | 2.7892 | 2.7569 | 2.7249 | 2.6933 | 2.6619 | 2.6308 | 2.6001 | 2.5696 | 2.5394 | 2.5084 | 2.4778 | 2.4475 | 2.4175 | 2.3879 | 2.3585 | 2.3295
UT | Commercial | Restaurant | Existing | Cooling | Packaged Terminal HP | 1.5169 | 1.4924 | 1.4683 | 1.4447 | 1.4214 | 1.405 | 1.3888 | 1.3727 | 1.3568 | 1.341 | 1.3254 | 1.3099 | 1.2946 | 1.2794 | 1.2644 | 1.249 | 1.2337 | 1.2186 | 1.2037 | 1.1889 | 1.1743 | 1.1599
UT | Commercial | Restaurant | Existing | Cooling | Air-Source Heat Pump | 4.5943 | 4.5055 | 4.4046 | 4.3041 | 4.2045 | 4.1253 | 4.0468 | 3.969 | 3.8924 | 3.8171 | 3.7433 | 3.6712 | 3.6018 | 3.5358 | 3.4729 | 3.4114 | 3.3525 | 3.296 | 3.2417 | 3.1895 | 3.1391 | 3.0904
UT | Commercial | Restaurant | Existing | Cooling | Geothermal Heat Pump | 0 | 0 | 0 | 0 | 0 | 0 | 0 | 0 | 0 | 0 | 0 | 0 | 0 | 0 | 0 | 0 | 0 | 0 | 0 | 0 | 0 | 0
UT | Commercial | Restaurant | Existing | Space Heating | Electric Furnace | 14.1567 | 13.9284 | 13.7037 | 13.5321 | 13.2652 | 12.9936 | 12.7272 | 12.5123 | 12.2098 | 11.9585 | 11.7122 | 11.5141 | 11.2337 | 11.0014 | 10.7736 | 10.5906 | 10.3306 | 10.1155 | 9.9046 | 9.7351 | 9.4951 | 9.2963
UT | Commercial | Restaurant | Existing | Space Heating | Electric Room Heat | 1.0631 | 1.0459 | 1.0291 | 1.0162 | 0.99614 | 0.97574 | 0.95573 | 0.9396 | 0.91688 | 0.89801 | 0.87951 | 0.86464 | 0.84358 | 0.82614 | 0.80903 | 0.79529 | 0.77576 | 0.75961 | 0.74378 | 0.73105 | 0.71303 | 0.6981
UT | Commercial | Restaurant | Existing | Space Heating | Packaged Terminal HP | 0.41324 | 0.40658 | 0.40002 | 0.39501 | 0.38722 | 0.37929 | 0.37152 | 0.36524 | 0.35641 | 0.34908 | 0.34189 | 0.33611 | 0.32792 | 0.32114 | 0.31449 | 0.30915 | 0.30156 | 0.29528 | 0.28912 | 0.28418 | 0.27717 | 0.27137
UT | Commercial | Restaurant | Existing | Space Heating | Air-Source Heat Pump | 1.3907 | 1.3683 | 1.3449 | 1.3266 | 1.2989 | 1.2707 | 1.2431 | 1.2204 | 1.1892 | 1.163 | 1.1373 | 1.1164 | 1.0875 | 1.0636 | 1.0402 | 1.0214 | 0.9953 | 0.97366 | 0.95254 | 0.93552 | 0.9118 | 0.89214
UT | Commercial | Restaurant | Existing | Space Heating | Geothermal Heat Pump | 0 | 0 | 0 | 0 | 0 | 0 | 0 | 0 | 0 | 0 | 0 | 0 | 0 | 0 | 0 | 0 | 0 | 0 | 0 | 0 | 0 | 0
UT | Commercial | Restaurant | Existing | Ventilation | Ventilation | 49.6682 | 48.2429 | 46.8039 | 45.3651 | 43.9376 | 42.4949 | 41.0797 | 39.6991 | 38.359 | 37.0682 | 35.8262 | 34.6365 | 33.5013 | 32.4228 | 31.4022 | 30.4403 | 29.5377 | 28.692 | 27.8967 | 27.1401 | 26.4254 | 25.7508
UT | Commercial | Restaurant | Existing | Water Heating | Water Heater | 30.258 | 29.4341 | 28.5689 | 27.6649 | 26.7417 | 25.783 | 24.8373 | 23.8929 | 22.9499 | 22.0163 | 21.1183 | 20.2345 | 19.4137 | 18.6442 | 17.9397 | 17.2911 | 16.6555 | 16.0648 | 15.5144 | 14.9363 | 14.3949 | 13.8892
UT | Commercial | Restaurant | Existing | Interior Lighting | General Service Lighting | 24.4936 | 23.4038 | 22.0581 | 20.5395 | 18.5687 | 16.5118 | 14.9176 | 13.6566 | 12.6368 | 11.7653 | 11.0559 | 10.4643 | 9.9872 | 9.5779 | 9.187 | 8.837 | 8.52 | 8.2306 | 7.969 | 7.688 | 7.4138 | 7.1492
UT | Commercial | Restaurant | Existing | Interior Lighting | Exempted Lighting | 0.20422 | 0.20092 | 0.19768 | 0.19449 | 0.18824 | 0.18013 | 0.17028 | 0.15781 | 0.14541 | 0.13379 | 0.12395 | 0.11713 | 0.11249 | 0.10963 | 0.10733 | 0.10615 | 0.10532 | 0.10453 | 0.10376 | 0.1017 | 0.099054 | 0.096155
UT | Commercial | Restaurant | Existing | Interior Lighting | High-Bay Lighting | 0.44163 | 0.43339 | 0.42524 | 0.4172 | 0.40914 | 0.40123 | 0.39348 | 0.3859 | 0.3785 | 0.37119 | 0.36408 | 0.35717 | 0.35047 | 0.34396 | 0.33756 | 0.33134 | 0.32529 | 0.31941 | 0.31367 | 0.30807 | 0.30261 | 0.29729
UT | Commercial | Restaurant | Existing | Interior Lighting | Linear Lighting | 21.6398 | 21.2907 | 20.9473 | 20.6095 | 20.2637 | 19.9226 | 19.5863 | 19.2549 | 18.9286 | 18.597 | 18.2707 | 17.9496 | 17.6338 | 17.3232 | 17.0106 | 16.7033 | 16.4014 | 16.1047 | 15.8132 | 15.5268 | 15.2492 | 14.9787
UT | Commercial | Restaurant | Existing | Exterior Lighting | General Service Lighting | 2.9212 | 2.792 | 2.6324 | 2.4524 | 2.2058 | 1.9449 | 1.7418 | 1.5854 | 1.4634 | 1.3566 | 1.2684 | 1.1938 | 1.1353 | 1.0851 | 1.0364 | 0.99288 | 0.95354 | 0.91768 | 0.88533 | 0.85018 | 0.81589 | 0.78282
UT | Commercial | Restaurant | Existing | Exterior Lighting | Area Lighting | 0.84013 | 0.82658 | 0.81325 | 0.80013 | 0.78635 | 0.77274 | 0.75933 | 0.7461 | 0.73306 | 0.71958 | 0.7063 | 0.69321 | 0.68043 | 0.66792 | 0.65525 | 0.6429 | 0.63087 | 0.61912 | 0.60765 | 0.59644 | 0.58552 | 0.57488
UT | Commercial | Restaurant | Existing | Exterior Lighting | Linear Lighting | 2.1435 | 2.1089 | 2.0749 | 2.0414 | 2.0072 | 1.9734 | 1.9401 | 1.9073 | 1.8749 | 1.8421 | 1.8098 | 1.778 | 1.7467 | 1.7159 | 1.685 | 1.6545 | 1.6246 | 1.5952 | 1.5664 | 1.538 | 1.5105 | 1.4837
UT | Commercial | Restaurant | Existing | Refrigeration | Walk-in Refrigerator/Freezer | 28.3847 | 27.9269 | 27.4764 | 27.0333 | 26.5972 | 26.1682 | 25.7462 | 25.3309 | 24.9224 | 24.5204 | 24.1249 | 23.7358 | 23.3529 | 22.9763 | 22.6057 | 22.2411 | 21.8824 | 21.5294 | 21.1822 | 20.8405 | 20.5044 | 20.1737
UT | Commercial | Restaurant | Existing | Refrigeration | Reach-in Refrigerator/Freezer | 0.75317 | 0.74102 | 0.72907 | 0.71731 | 0.70574 | 0.69436 | 0.68316 | 0.67214 | 0.6613 | 0.65063 | 0.64014 | 0.62981 | 0.61965 | 0.60966 | 0.59983 | 0.59015 | 0.58063 | 0.57127 | 0.56205 | 0.55299 | 0.54407 | 0.53529
UT | Commercial | Restaurant | Existing | Refrigeration | Glass Door Display | 0.30876 | 0.30378 | 0.29888 | 0.29406 | 0.28932 | 0.28465 | 0.28006 | 0.27554 | 0.2711 | 0.26672 | 0.26242 | 0.25819 | 0.25403 | 0.24993 | 0.2459 | 0.24193 | 0.23803 | 0.23419 | 0.23041 | 0.2267 | 0.22304 | 0.21944
UT | Commercial | Restaurant | Existing | Refrigeration | Open Display Case | 0.2949 | 0.29014 | 0.28546 | 0.28086 | 0.27633 | 0.27187 | 0.26748 | 0.26317 | 0.25892 | 0.25475 | 0.25064 | 0.2466 | 0.24262 | 0.23871 | 0.23486 | 0.23107 | 0.22734 | 0.22367 | 0.22007 | 0.21652 | 0.21303 | 0.20959
UT | Commercial | Restaurant | Existing | Refrigeration | Icemaker | 62.8813 | 61.8671 | 60.8692 | 59.8874 | 58.9215 | 57.9712 | 57.0362 | 56.1162 | 55.2111 | 54.3206 | 53.4445 | 52.5825 | 51.7344 | 50.8999 | 50.079 | 49.2712 | 48.4765 | 47.6947 | 46.9254 | 46.1685 | 45.4239 | 44.6912
UT | Commercial | Restaurant | Existing | Refrigeration | Vending Machine | 4.3723 | 4.3018 | 4.2324 | 4.1641 | 4.097 | 4.0309 | 3.9659 | 3.9019 | 3.839 | 3.7771 | 3.7161 | 3.6562 | 3.5972 | 3.5392 | 3.4821 | 3.426 | 3.3707 | 3.3163 | 3.2628 | 3.2102 | 3.1584 | 3.1075
UT | Commercial | Restaurant | Existing | Food Preparation | Oven | 23.7497 | 23.3666 | 22.9897 | 22.6189 | 22.2541 | 21.8952 | 21.542 | 21.1946 | 20.8527 | 20.5164 | 20.1855 | 19.8599 | 19.5396 | 19.2244 | 18.9144 | 18.6093 | 18.3092 | 18.0138 | 17.7233 | 17.4374 | 17.1562 | 16.8795
UT | Commercial | Restaurant | Existing | Food Preparation | Fryer | 51.365 | 50.5366 | 49.7214 | 48.9195 | 48.1305 | 47.3542 | 46.5904 | 45.8389 | 45.0996 | 44.3722 | 43.6565 | 42.9524 | 42.2596 | 41.578 | 40.9074 | 40.2476 | 39.5984 | 38.9597 | 38.3313 | 37.7131 | 37.1048 | 36.5064
UT | Commercial | Restaurant | Existing | Food Preparation | Dishwasher | 22.8986 | 22.5293 | 22.1659 | 21.8084 | 21.4566 | 21.1105 | 20.7701 | 20.4351 | 20.1055 | 19.7812 | 19.4621 | 19.1482 | 18.8394 | 18.5355 | 18.2366 | 17.9424 | 17.653 | 17.3683 | 17.0882 | 16.8125 | 16.5414 | 16.2746
UT | Commercial | Restaurant | Existing | Food Preparation | Hot Food Container | 3.1378 | 3.0872 | 3.0374 | 2.9884 | 2.9402 | 2.8928 | 2.8461 | 2.8002 | 2.7551 | 2.7106 | 2.6669 | 2.6239 | 2.5816 | 2.5399 | 2.499 | 2.4587 | 2.419 | 2.38 | 2.3416 | 2.3038 | 2.2667 | 2.2301
UT | Commercial | Restaurant | Existing | Food Preparation | Steamer | 10.0476 | 9.8855 | 9.7261 | 9.5692 | 9.4149 | 9.263 | 9.1136 | 8.9666 | 8.822 | 8.6797 | 8.5397 | 8.402 | 8.2665 | 8.1331 | 8.002 | 7.8729 | 7.7459 | 7.621 | 7.4981 | 7.3771 | 7.2581 | 7.1411
UT | Commercial | Restaurant | Existing | Food Preparation | Griddle | 9.8719 | 9.7127 | 9.556 | 9.4019 | 9.2502 | 9.101 | 8.9543 | 8.8098 | 8.6677 | 8.5279 | 8.3904 | 8.2551 | 8.1219 | 7.9909 | 7.862 | 7.7352 | 7.6105 | 7.4877 | 7.3669 | 7.2481 | 7.1312 | 7.0162
UT | Commercial | Restaurant | Existing | Office Equipment | Desktop Computer | 0.86879 | 0.8356 | 0.80368 | 0.77297 | 0.74344 | 0.71504 | 0.68772 | 0.66144 | 0.63617 | 0.61187 | 0.58849 | 0.56601 | 0.54438 | 0.52358 | 0.50358 | 0.48434 | 0.46584 | 0.44804 | 0.43092 | 0.41446 | 0.39862 | 0.38339
UT | Commercial | Restaurant | Existing | Office Equipment | Laptop | 0.18475 | 0.18589 | 0.18703 | 0.18818 | 0.18934 | 0.1905 | 0.19167 | 0.19285 | 0.19404 | 0.19523 | 0.19643 | 0.19764 | 0.19886 | 0.20008 | 0.20131 | 0.20255 | 0.20379 | 0.20505 | 0.20631 | 0.20758 | 0.20885 | 0.21014
UT | Commercial | Restaurant | Existing | Office Equipment | Server | 3.9651 | 3.9876 | 4.0103 | 4.0331 | 4.0561 | 4.0792 | 4.1024 | 4.1257 | 4.1492 | 4.1728 | 4.1966 | 4.2204 | 4.2445 | 4.2686 | 4.2929 | 4.3173 | 4.3419 | 4.3666 | 4.3915 | 4.4165 | 4.4416 | 4.4669
UT | Commercial | Restaurant | Existing | Office Equipment | Monitor | 0.1467 | 0.14501 | 0.14334 | 0.14169 | 0.14006 | 0.13845 | 0.13686 | 0.13528 | 0.13373 | 0.13219 | 0.13067 | 0.12916 | 0.12768 | 0.12621 | 0.12476 | 0.12332 | 0.1219 | 0.1205 | 0.11912 | 0.11775 | 0.11639 | 0.11505
UT | Commercial | Restaurant | Existing | Office Equipment | Printer/Copier/Fax | 0.65523 | 0.65504 | 0.65486 | 0.65467 | 0.65448 | 0.6543 | 0.65411 | 0.65393 | 0.65374 | 0.65355 | 0.65337 | 0.65318 | 0.653 | 0.65281 | 0.65262 | 0.65244 | 0.65225 | 0.65207 | 0.65188 | 0.6517 | 0.65151 | 0.65133
UT | Commercial | Restaurant | Existing | Office Equipment | POS Terminal | 1.1409 | 1.1236 | 1.1066 | 1.0898 | 1.0733 | 1.057 | 1.041 | 1.0252 | 1.0097 | 0.99436 | 0.97929 | 0.96445 | 0.94983 | 0.93543 | 0.92125 | 0.90729 | 0.89354 | 0.87999 | 0.86665 | 0.85352 | 0.84058 | 0.82784
UT | Commercial | Restaurant | Existing | Miscellaneous | Non-HVAC Motors | 0.1185 | 0.11659 | 0.11471 | 0.11286 | 0.11104 | 0.10925 | 0.10749 | 0.10575 | 0.10405 | 0.10237 | 0.10072 | 0.099092 | 0.097494 | 0.095922 | 0.094374 | 0.092852 | 0.091355 | 0.089881 | 0.088432 | 0.087005 | 0.085602 | 0.084221
UT | Commercial | Restaurant | Existing | Miscellaneous | Pool Pump | 0 | 0 | 0 | 0 | 0 | 0 | 0 | 0 | 0 | 0 | 0 | 0 | 0 | 0 | 0 | 0 | 0 | 0 | 0 | 0 | 0 | 0
UT | Commercial | Restaurant | Existing | Miscellaneous | Pool Heater | 0 | 0 | 0 | 0 | 0 | 0 | 0 | 0 | 0 | 0 | 0 | 0 | 0 | 0 | 0 | 0 | 0 | 0 | 0 | 0 | 0 | 0
UT | Commercial | Restaurant | Existing | Miscellaneous | Clothes Washer | 0 | 0 | 0 | 0 | 0 | 0 | 0 | 0 | 0 | 0 | 0 | 0 | 0 | 0 | 0 | 0 | 0 | 0 | 0 | 0 | 0 | 0
UT | Commercial | Restaurant | Existing | Miscellaneous | Clothes Dryer | 0 | 0 | 0 | 0 | 0 | 0 | 0 | 0 | 0 | 0 | 0 | 0 | 0 | 0 | 0 | 0 | 0 | 0 | 0 | 0 | 0 | 0
UT | Commercial | Restaurant | Existing | Miscellaneous | Electric Vehicle Chargers | 0 | 0 | 0 | 0 | 0 | 0 | 0 | 0 | 0 | 0 | 0 | 0 | 0 | 0 | 0 | 0 | 0 | 0 | 0 | 0 | 0 | 0
UT | Commercial | Restaurant | Existing | Miscellaneous | Other Miscellaneous | 10.725 | 10.722 | 10.7189 | 10.7159 | 10.7128 | 10.7098 | 10.7067 | 10.7037 | 10.7006 | 10.6976 | 10.6945 | 10.6915 | 10.6885 | 10.6854 | 10.6824 | 10.6793 | 10.6763 | 10.6733 | 10.6702 | 10.6672 | 10.6642 | 10.6611
UT | Commercial | Restaurant | Existing | Generation | Solar PV | -1.5736 | -1.8926 | -2.3818 | -2.9425 | -3.5664 | -4.2557 | -4.993 | -5.7807 | -6.5861 | -7.4998 | -8.4102 | -9.2338 | -9.9332 | -10.5933 | -11.2321 | -11.8488 | -12.4427 | -13.015 | -13.5663 | -14.0977 | -14.6098 | -15.1043
UT | Commercial | Restaurant | New | Cooling | Air-Cooled Chiller | 0 | 0 | 0 | 0 | 0 | 0 | 0 | 0 | 0 | 0 | 0 | 0 | 0 | 0 | 0 | 0 | 0 | 0 | 0 | 0 | 0 | 0
UT | Commercial | Restaurant | New | Cooling | Water-Cooled Chiller | 0 | 0 | 0 | 0 | 0 | 0 | 0 | 0 | 0 | 0 | 0 | 0 | 0 | 0 | 0 | 0 | 0 | 0 | 0 | 0 | 0 | 0
UT | Commercial | Restaurant | New | Cooling | RTU | 0 | 1.6342 | 2.6982 | 3.7759 | 4.8637 | 5.9789 | 7.0976 | 8.2182 | 9.3393 | 10.4591 | 11.5785 | 12.6998 | 13.8211 | 14.9164 | 16.0124 | 17.1 | 18.1836 | 19.263 | 20.3384 | 21.4102 | 22.4785 | 23.5438
UT | Commercial | Restaurant | New | Cooling | Packaged Terminal AC | 0 | 0.11845 | 0.20693 | 0.29656 | 0.38701 | 0.47967 | 0.57262 | 0.66573 | 0.75887 | 0.85191 | 0.94492 | 1.0381 | 1.1312 | 1.2243 | 1.3172 | 1.4091 | 1.5006 | 1.5916 | 1.6822 | 1.7723 | 1.862 | 1.9514
UT | Commercial | Restaurant | New | Cooling | Packaged Terminal HP | 0 | 0.05898 | 0.10303 | 0.14766 | 0.1927 | 0.23883 | 0.28511 | 0.33147 | 0.37785 | 0.42418 | 0.47049 | 0.51688 | 0.56326 | 0.60958 | 0.65583 | 0.70163 | 0.74719 | 0.7925 | 0.83757 | 0.88245 | 0.92712 | 0.97162
UT | Commercial | Restaurant | New | Cooling | Air-Source Heat Pump | 0 | 0.14576 | 0.2446 | 0.34472 | 0.44577 | 0.54933 | 0.65323 | 0.75731 | 0.86142 | 0.96542 | 1.0694 | 1.1735 | 1.2764 | 1.3792 | 1.4819 | 1.5838 | 1.6852 | 1.786 | 1.8865 | 1.9865 | 2.0861 | 2.1854
UT | Commercial | Restaurant | New | Cooling | Geothermal Heat Pump | 0 | 0 | 0 | 0 | 0 | 0 | 0 | 0 | 0 | 0 | 0 | 0 | 0 | 0 | 0 | 0 | 0 | 0 | 0 | 0 | 0 | 0
UT | Commercial | Restaurant | New | Space Heating | Electric Furnace | 0 | 0.55044 | 0.96161 | 1.3831 | 1.7984 | 2.2088 | 2.6129 | 3.0214 | 3.4003 | 3.7826 | 4.1576 | 4.5433 | 4.8876 | 5.2416 | 5.5881 | 5.9494 | 6.2565 | 6.5782 | 6.8919 | 7.2255 | 7.4962 | 7.7874
UT | Commercial | Restaurant | New | Space Heating | Electric Room Heat | 0 | 0.041335 | 0.072211 | 0.10386 | 0.13505 | 0.16587 | 0.19621 | 0.22689 | 0.25534 | 0.28405 | 0.31221 | 0.34117 | 0.36703 | 0.39361 | 0.41963 | 0.44676 | 0.46983 | 0.49399 | 0.51754 | 0.54259 | 0.56292 | 0.58479
UT | Commercial | Restaurant | New | Space Heating | Packaged Terminal HP | 0 | 0.016068 | 0.02807 | 0.040375 | 0.052497 | 0.064476 | 0.076272 | 0.088198 | 0.099258 | 0.11042 | 0.12136 | 0.13262 | 0.14267 | 0.15301 | 0.16312 | 0.17367 | 0.18263 | 0.19202 | 0.20118 | 0.21092 | 0.21882 | 0.22732
UT | Commercial | Restaurant | New | Space Heating | Air-Source Heat Pump | 0 | 0.054073 | 0.093276 | 0.13347 | 0.17306 | 0.21218 | 0.2507 | 0.28966 | 0.32577 | 0.36221 | 0.39796 | 0.43473 | 0.46741 | 0.50103 | 0.53395 | 0.56829 | 0.59747 | 0.62806 | 0.65788 | 0.68962 | 0.71536 | 0.74307
UT | Commercial | Restaurant | New | Space Heating | Geothermal Heat Pump | 0 | 0 | 0 | 0 | 0 | 0 | 0 | 0 | 0 | 0 | 0 | 0 | 0 | 0 | 0 | 0 | 0 | 0 | 0 | 0 | 0 | 0
UT | Commercial | Restaurant | New | Ventilation | Ventilation | 0 | 1.2976 | 2.2683 | 3.2516 | 4.2441 | 5.201 | 6.1522 | 7.0963 | 8.0321 | 8.9541 | 9.8673 | 10.7735 | 11.6717 | 12.5604 | 13.4399 | 14.3089 | 15.166 | 16.0074 | 16.8339 | 17.6362 | 18.4249 | 19.2043
UT | Commercial | Restaurant | New | Water Heating | Water Heater | 0 | 0.81577 | 1.4251 | 2.0423 | 2.5735 | 3.1044 | 3.6321 | 4.1559 | 4.675 | 5.1889 | 5.6979 | 6.2033 | 6.687 | 7.0796 | 7.4525 | 7.8202 | 8.182 | 8.5382 | 8.8888 | 9.1761 | 9.4816 | 9.7872
UT | Commercial | Restaurant | New | Interior Lighting | General Service Lighting | 0 | 0.54971 | 0.96032 | 1.3762 | 1.7155 | 2.0545 | 2.3721 | 2.6791 | 2.9776 | 3.2325 | 3.4894 | 3.7441 | 4.0027 | 4.2578 | 4.48 | 4.6968 | 4.9078 | 5.1133 | 5.3175 | 5.4881 | 5.6687 | 5.8493
UT | Commercial | Restaurant | New | Interior Lighting | Exempted Lighting | 0 | 0.0079404 | 0.013872 | 0.019879 | 0.024823 | 0.029384 | 0.033725 | 0.037254 | 0.040874 | 0.044172 | 0.047607 | 0.051118 | 0.0546 | 0.058043 | 0.061299 | 0.065043 | 0.068452 | 0.071723 | 0.074877 | 0.077938 | 0.080988 | 0.083933
UT | Commercial | Restaurant | New | Interior Lighting | High-Bay Lighting | 0 | 0.015178 | 0.026514 | 0.037998 | 0.049466 | 0.060929 | 0.072323 | 0.083633 | 0.094843 | 0.10587 | 0.11679 | 0.12763 | 0.13836 | 0.14895 | 0.15936 | 0.16963 | 0.17975 | 0.18974 | 0.19958 | 0.2093 | 0.2189 | 0.22838
UT | Commercial | Restaurant | New | Interior Lighting | Linear Lighting | 0 | 0.8414 | 1.4699 | 2.1065 | 2.7368 | 3.3669 | 3.9931 | 4.6147 | 5.2309 | 5.8331 | 6.4297 | 7.022 | 7.609 | 8.1899 | 8.7596 | 9.3225 | 9.8777 | 10.4253 | 10.9657 | 11.4993 | 12.0195 | 12.5299
UT | Commercial | Restaurant | New | Exterior Lighting | General Service Lighting | 0 | 0.065962 | 0.11523 | 0.16514 | 0.20174 | 0.2373 | 0.2718 | 0.30647 | 0.34117 | 0.3686 | 0.39599 | 0.42287 | 0.4508 | 0.47831 | 0.501 | 0.52305 | 0.54446 | 0.56522 | 0.58584 | 0.60194 | 0.61947 | 0.63708
UT | Commercial | Restaurant | New | Exterior Lighting | Area Lighting | 0 | 0.032666 | 0.057067 | 0.081782 | 0.10602 | 0.13025 | 0.15433 | 0.17823 | 0.20192 | 0.22495 | 0.24776 | 0.27041 | 0.29272 | 0.3147 | 0.33597 | 0.35695 | 0.3776 | 0.39794 | 0.41798 | 0.43773 | 0.45725 | 0.47656
UT | Commercial | Restaurant | New | Exterior Lighting | Linear Lighting | 0 | 0.083344 | 0.1456 | 0.20866 | 0.27109 | 0.3335 | 0.39553 | 0.4571 | 0.51814 | 0.57779 | 0.63689 | 0.69556 | 0.7537 | 0.81124 | 0.86767 | 0.92343 | 0.97842 | 1.0327 | 1.0862 | 1.1391 | 1.1906 | 1.2411
UT | Commercial | Restaurant | New | Refrigeration | Walk-in Refrigerator/Freezer | 0 | 1.1037 | 1.9281 | 2.7631 | 3.6059 | 4.4483 | 5.2857 | 6.1168 | 6.9406 | 7.7561 | 8.5638 | 9.3657 | 10.1605 | 10.947 | 11.7252 | 12.4942 | 13.2527 | 14.0009 | 14.7391 | 15.468 | 16.1879 | 16.8992
UT | Commercial | Restaurant | New | Refrigeration | Reach-in Refrigerator/Freezer | 0 | 0.029285 | 0.051159 | 0.073317 | 0.09568 | 0.11803 | 0.14025 | 0.16231 | 0.18416 | 0.2058 | 0.22723 | 0.24851 | 0.2696 | 0.29047 | 0.31112 | 0.33152 | 0.35165 | 0.3715 | 0.39109 | 0.41043 | 0.42953 | 0.44841
UT | Commercial | Restaurant | New | Refrigeration | Glass Door Display | 0 | 0.012005 | 0.020973 | 0.030056 | 0.039224 | 0.048387 | 0.057496 | 0.066537 | 0.075498 | 0.084368 | 0.093154 | 0.10188 | 0.11052 | 0.11908 | 0.12754 | 0.13591 | 0.14416 | 0.1523 | 0.16033 | 0.16826 | 0.17609 | 0.18382
UT | Commercial | Restaurant | New | Refrigeration | Open Display Case | 0 | 0.011466 | 0.020031 | 0.028707 | 0.037463 | 0.046215 | 0.054914 | 0.063549 | 0.072108 | 0.08058 | 0.088971 | 0.097303 | 0.10556 | 0.11373 | 0.12182 | 0.12981 | 0.13769 | 0.14546 | 0.15313 | 0.1607 | 0.16818 | 0.17557
UT | Commercial | Restaurant | New | Refrigeration | Icemaker | 0 | 2.445 | 4.2713 | 6.1212 | 7.9882 | 9.8545 | 11.7095 | 13.5507 | 15.3758 | 17.1822 | 18.9716 | 20.7482 | 22.5088 | 24.2511 | 25.9752 | 27.6787 | 29.359 | 31.0165 | 32.6519 | 34.2668 | 35.8614 | 37.4373
UT | Commercial | Restaurant | New | Refrigeration | Vending Machine | 0 | 0.17001 | 0.29699 | 0.42562 | 0.55544 | 0.68521 | 0.81419 | 0.94222 | 1.0691 | 1.1947 | 1.3191 | 1.4427 | 1.5651 | 1.6862 | 1.8061 | 1.9246 | 2.0414 | 2.1567 | 2.2704 | 2.3827 | 2.4935 | 2.6031
UT | Commercial | Restaurant | New | Food Preparation | Oven | 0 | 0.92344 | 1.6132 | 2.3119 | 3.0171 | 3.722 | 4.4226 | 5.118 | 5.8073 | 6.4896 | 7.1654 | 7.8364 | 8.5014 | 9.1594 | 9.8106 | 10.454 | 11.0886 | 11.7146 | 12.3323 | 12.9422 | 13.5445 | 14.1397
UT | Commercial | Restaurant | New | Food Preparation | Fryer | 0 | 1.9972 | 3.489 | 5.0001 | 6.5252 | 8.0497 | 9.565 | 11.069 | 12.5598 | 14.0354 | 15.4971 | 16.9483 | 18.3865 | 19.8097 | 21.2181 | 22.6095 | 23.9821 | 25.336 | 26.6719 | 27.9911 | 29.2936 | 30.5809
UT | Commercial | Restaurant | New | Food Preparation | Dishwasher | 0 | 0.89035 | 1.5554 | 2.2291 | 2.909 | 3.5886 | 4.2641 | 4.9346 | 5.5992 | 6.257 | 6.9086 | 7.5556 | 8.1967 | 8.8312 | 9.459 | 10.0794 | 10.6913 | 11.2948 | 11.8904 | 12.4784 | 13.0591 | 13.633
UT | Commercial | Restaurant | New | Food Preparation | Hot Food Container | 0 | 0.12201 | 0.21314 | 0.30545 | 0.39862 | 0.49174 | 0.58431 | 0.67619 | 0.76726 | 0.8574 | 0.94669 | 1.0353 | 1.1232 | 1.2101 | 1.2962 | 1.3812 | 1.465 | 1.5477 | 1.6293 | 1.7099 | 1.7895 | 1.8681
UT | Commercial | Restaurant | New | Food Preparation | Steamer | 0 | 0.39067 | 0.68249 | 0.97808 | 1.2764 | 1.5746 | 1.871 | 2.1652 | 2.4568 | 2.7455 | 3.0314 | 3.3153 | 3.5966 | 3.875 | 4.1505 | 4.4227 | 4.6912 | 4.956 | 5.2173 | 5.4754 | 5.7302 | 5.982
UT | Commercial | Restaurant | New | Food Preparation | Griddle | 0 | 0.38384 | 0.67056 | 0.96098 | 1.2541 | 1.5471 | 1.8383 | 2.1274 | 2.4139 | 2.6975 | 2.9784 | 3.2573 | 3.5337 | 3.8072 | 4.0779 | 4.3453 | 4.6092 | 4.8694 | 5.1261 | 5.3796 | 5.63 | 5.8774
UT | Commercial | Restaurant | New | Office Equipment | Desktop Computer | 0 | 0.033023 | 0.056395 | 0.079006 | 0.10079 | 0.12155 | 0.14119 | 0.15972 | 0.17717 | 0.19354 | 0.2089 | 0.22334 | 0.23685 | 0.24946 | 0.2612 | 0.27208 | 0.28213 | 0.29137 | 0.29985 | 0.30762 | 0.31471 | 0.32116
UT | Commercial | Restaurant | New | Office Equipment | Laptop | 0 | 0.0073462 | 0.013124 | 0.019234 | 0.025669 | 0.032383 | 0.03935 | 0.046569 | 0.054038 | 0.061754 | 0.069729 | 0.077986 | 0.086519 | 0.095327 | 0.10442 | 0.11378 | 0.12342 | 0.13334 | 0.14355 | 0.15407 | 0.16489 | 0.17603
UT | Commercial | Restaurant | New | Office Equipment | Server | 0 | 0.15665 | 0.27807 | 0.40493 | 0.53695 | 0.67306 | 0.81263 | 0.95556 | 1.1017 | 1.251 | 1.4035 | 1.5597 | 1.7193 | 1.8822 | 2.0484 | 2.2179 | 2.3905 | 2.5661 | 2.7449 | 2.927 | 3.1126 | 3.3017
UT | Commercial | Restaurant | New | Office Equipment | Monitor | 0 | 0.0057307 | 0.010058 | 0.014483 | 0.018989 | 0.023535 | 0.028097 | 0.032668 | 0.037242 | 0.041813 | 0.046384 | 0.050966 | 0.055551 | 0.060132 | 0.06471 | 0.069278 | 0.073829 | 0.078364 | 0.082884 | 0.087392 | 0.091889 | 0.096377
UT | Commercial | Restaurant | New | Office Equipment | Printer/Copier/Fax | 0 | 0.025703 | 0.045302 | 0.065499 | 0.086237 | 0.10733 | 0.12867 | 0.15022 | 0.17197 | 0.19388 | 0.21598 | 0.2383 | 0.26082 | 0.28351 | 0.30636 | 0.32936 | 0.35246 | 0.37567 | 0.39899 | 0.42244 | 0.44603 | 0.46977
UT | Commercial | Restaurant | New | Office Equipment | POS Terminal | 0 | 0.044361 | 0.077496 | 0.11106 | 0.14494 | 0.1788 | 0.21245 | 0.24586 | 0.27897 | 0.31175 | 0.34421 | 0.37645 | 0.40839 | 0.44 | 0.47128 | 0.50219 | 0.53268 | 0.56275 | 0.59242 | 0.62172 | 0.65066 | 0.67925
UT | Commercial | Restaurant | New | Miscellaneous | Non-HVAC Motors | 0 | 0.0046076 | 0.0080493 | 0.011535 | 0.015054 | 0.018571 | 0.022067 | 0.025537 | 0.028976 | 0.03238 | 0.035752 | 0.0391 | 0.042418 | 0.045702 | 0.048951 | 0.052161 | 0.055327 | 0.058451 | 0.061533 | 0.064576 | 0.067581 | 0.070551
UT | Commercial | Restaurant | New | Miscellaneous | Pool Pump | 0 | 0 | 0 | 0 | 0 | 0 | 0 | 0 | 0 | 0 | 0 | 0 | 0 | 0 | 0 | 0 | 0 | 0 | 0 | 0 | 0 | 0
UT | Commercial | Restaurant | New | Miscellaneous | Pool Heater | 0 | 0 | 0 | 0 | 0 | 0 | 0 | 0 | 0 | 0 | 0 | 0 | 0 | 0 | 0 | 0 | 0 | 0 | 0 | 0 | 0 | 0
UT | Commercial | Restaurant | New | Miscellaneous | Clothes Washer | 0 | 0 | 0 | 0 | 0 | 0 | 0 | 0 | 0 | 0 | 0 | 0 | 0 | 0 | 0 | 0 | 0 | 0 | 0 | 0 | 0 | 0
UT | Commercial | Restaurant | New | Miscellaneous | Clothes Dryer | 0 | 0 | 0 | 0 | 0 | 0 | 0 | 0 | 0 | 0 | 0 | 0 | 0 | 0 | 0 | 0 | 0 | 0 | 0 | 0 | 0 | 0
UT | Commercial | Restaurant | New | Miscellaneous | Electric Vehicle Chargers | 0 | 0 | 0 | 0 | 0 | 0 | 0 | 0 | 0 | 0 | 0 | 0 | 0 | 0 | 0 | 0 | 0 | 0 | 0 | 0 | 0 | 0
UT | Commercial | Restaurant | New | Miscellaneous | Other Miscellaneous | 0 | 0.42373 | 0.75216 | 1.0953 | 1.4524 | 1.8206 | 2.1981 | 2.5847 | 2.98 | 3.3838 | 3.7963 | 4.2187 | 4.6504 | 5.091 | 5.5408 | 5.9992 | 6.4659 | 6.941 | 7.4246 | 7.9173 | 8.4192 | 8.9307
UT | Commercial | Restaurant | New | Generation | Solar PV | 0 | -0.074794 | -0.16713 | -0.30075 | -0.48351 | -0.72343 | -1.0251 | -1.3959 | -1.8342 | -2.3723 | -2.9854 | -3.6435 | -4.3218 | -5.0471 | -5.8259 | -6.6562 | -7.5357 | -8.4638 | -9.4398 | -10.4634 | -11.5342 | -12.6527
UT | Commercial | Grocery | Existing | Cooling | Air-Cooled Chiller | 0 | 0 | 0 | 0 | 0 | 0 | 0 | 0 | 0 | 0 | 0 | 0 | 0 | 0 | 0 | 0 | 0 | 0 | 0 | 0 | 0 | 0
UT | Commercial | Grocery | Existing | Cooling | Water-Cooled Chiller | 0 | 0 | 0 | 0 | 0 | 0 | 0 | 0 | 0 | 0 | 0 | 0 | 0 | 0 | 0 | 0 | 0 | 0 | 0 | 0 | 0 | 0
UT | Commercial | Grocery | Existing | Cooling | RTU | 1.737 | 1.7055 | 1.6672 | 1.629 | 1.5909 | 1.5604 | 1.5299 | 1.4994 | 1.4691 | 1.4389 | 1.4089 | 1.3791 | 1.3496 | 1.3212 | 1.2944 | 1.2684 | 1.2437 | 1.2202 | 1.1976 | 1.176 | 1.1553 | 1.1353
UT | Commercial | Grocery | Existing | Cooling | Packaged Terminal AC | 2.2049 | 2.1648 | 2.1254 | 2.0868 | 2.0488 | 2.021 | 1.9935 | 1.9663 | 1.9395 | 1.9129 | 1.8867 | 1.8608 | 1.8352 | 1.8099 | 1.7849 | 1.7595 | 1.7344 | 1.7096 | 1.6851 | 1.661 | 1.6371 | 1.6136
UT | Commercial | Grocery | Existing | Cooling | Packaged Terminal HP | 0.042788 | 0.04201 | 0.041246 | 0.040496 | 0.03976 | 0.03922 | 0.038686 | 0.038159 | 0.037638 | 0.037123 | 0.036614 | 0.036111 | 0.035614 | 0.035123 | 0.034638 | 0.034145 | 0.033657 | 0.033176 | 0.032701 | 0.032233 | 0.03177 | 0.031314
UT | Commercial | Grocery | Existing | Cooling | Air-Source Heat Pump | 0 | 0 | 0 | 0 | 0 | 0 | 0 | 0 | 0 | 0 | 0 | 0 | 0 | 0 | 0 | 0 | 0 | 0 | 0 | 0 | 0 | 0
UT | Commercial | Grocery | Existing | Cooling | Geothermal Heat Pump | 0 | 0 | 0 | 0 | 0 | 0 | 0 | 0 | 0 | 0 | 0 | 0 | 0 | 0 | 0 | 0 | 0 | 0 | 0 | 0 | 0 | 0
UT | Commercial | Grocery | Existing | Space Heating | Electric Furnace | 3.1324 | 3.0754 | 3.0195 | 2.9755 | 2.9107 | 2.8451 | 2.781 | 2.7283 | 2.6568 | 2.5967 | 2.5379 | 2.4898 | 2.4241 | 2.369 | 2.3151 | 2.271 | 2.2107 | 2.1601 | 2.1107 | 2.0702 | 2.015 | 1.9687
UT | Commercial | Grocery | Existing | Space Heating | Electric Room Heat | 0 | 0 | 0 | 0 | 0 | 0 | 0 | 0 | 0 | 0 | 0 | 0 | 0 | 0 | 0 | 0 | 0 | 0 | 0 | 0 | 0 | 0
UT | Commercial | Grocery | Existing | Space Heating | Packaged Terminal HP | 0.016721 | 0.016417 | 0.016118 | 0.015883 | 0.015537 | 0.015187 | 0.014845 | 0.014564 | 0.014182 | 0.013861 | 0.013547 | 0.013291 | 0.01294 | 0.012646 | 0.012358 | 0.012123 | 0.011801 | 0.011531 | 0.011267 | 0.011051 | 0.010756 | 0.010509
UT | Commercial | Grocery | Existing | Space Heating | Air-Source Heat Pump | 0 | 0 | 0 | 0 | 0 | 0 | 0 | 0 | 0 | 0 | 0 | 0 | 0 | 0 | 0 | 0 | 0 | 0 | 0 | 0 | 0 | 0
UT | Commercial | Grocery | Existing | Space Heating | Geothermal Heat Pump | 0 | 0 | 0 | 0 | 0 | 0 | 0 | 0 | 0 | 0 | 0 | 0 | 0 | 0 | 0 | 0 | 0 | 0 | 0 | 0 | 0 | 0
UT | Commercial | Grocery | Existing | Ventilation | Ventilation | 21.2362 | 20.5917 | 19.9451 | 19.3016 | 18.6659 | 18.019 | 17.3862 | 16.7705 | 16.1743 | 15.5984 | 15.0454 | 14.5162 | 14.0119 | 13.5331 | 13.0802 | 12.6532 | 12.2524 | 11.876 | 11.522 | 11.1849 | 10.8702 | 10.5732
UT | Commercial | Grocery | Existing | Water Heating | Water Heater | 11.3024 | 10.917 | 10.5189 | 10.1176 | 9.7009 | 9.294 | 8.9018 | 8.5284 | 8.1768 | 7.8493 | 7.5475 | 7.2725 | 6.9647 | 6.6833 | 6.4237 | 6.1845 | 5.9626 | 5.7551 | 5.5601 | 5.365 | 5.1789 | 5.0012
UT | Commercial | Grocery | Existing | Interior Lighting | General Service Lighting | 5.6865 | 5.4609 | 5.1915 | 4.8933 | 4.4849 | 4.0617 | 3.7279 | 3.4578 | 3.2334 | 3.0349 | 2.8696 | 2.7284 | 2.6123 | 2.5103 | 2.4105 | 2.3195 | 2.2359 | 2.1586 | 2.0879 | 2.0118 | 1.9372 | 1.8651
UT | Commercial | Grocery | Existing | Interior Lighting | Exempted Lighting | 0.003268 | 0.0032085 | 0.0031502 | 0.0030929 | 0.0030078 | 0.00292 | 0.0028204 | 0.0027021 | 0.002578 | 0.0024426 | 0.0023207 | 0.0022221 | 0.0021413 | 0.0020826 | 0.0020268 | 0.0019802 | 0.0019388 | 0.0018994 | 0.0018675 | 0.0018282 | 0.001786 | 0.0017437
UT | Commercial | Grocery | Existing | Interior Lighting | High-Bay Lighting | 2.9658 | 2.9044 | 2.8438 | 2.7843 | 2.7257 | 2.6683 | 2.6123 | 2.5576 | 2.5043 | 2.4525 | 2.4022 | 2.3533 | 2.306 | 2.2599 | 2.2151 | 2.1715 | 2.1291 | 2.0877 | 2.0474 | 2.008 | 1.9696 | 1.9321
UT | Commercial | Grocery | Existing | Interior Lighting | Linear Lighting | 44.3281 | 43.5221 | 42.7308 | 41.9539 | 41.1594 | 40.3773 | 39.6078 | 38.8512 | 38.1077 | 37.3533 | 36.6124 | 35.8851 | 35.1712 | 34.4708 | 33.767 | 33.0768 | 32.4002 | 31.737 | 31.0868 | 30.4497 | 29.8338 | 29.2352
UT | Commercial | Grocery | Existing | Exterior Lighting | General Service Lighting | 4.1038 | 3.9385 | 3.7408 | 3.5217 | 3.2033 | 2.8676 | 2.6025 | 2.3957 | 2.232 | 2.0838 | 1.9588 | 1.8508 | 1.7649 | 1.6899 | 1.6154 | 1.5478 | 1.486 | 1.4291 | 1.3772 | 1.3209 | 1.2657 | 1.2124
UT | Commercial | Grocery | Existing | Exterior Lighting | Area Lighting | 0.896 | 0.87971 | 0.86372 | 0.84801 | 0.83166 | 0.81557 | 0.79974 | 0.78416 | 0.76885 | 0.75314 | 0.7377 | 0.72252 | 0.70771 | 0.69326 | 0.67868 | 0.66451 | 0.65071 | 0.63726 | 0.62415 | 0.61136 | 0.59891 | 0.5868
UT | Commercial | Grocery | Existing | Exterior Lighting | Linear Lighting | 3.7055 | 3.6381 | 3.572 | 3.507 | 3.4406 | 3.3752 | 3.3109 | 3.2477 | 3.1855 | 3.1225 | 3.0605 | 2.9997 | 2.9401 | 2.8815 | 2.8227 | 2.765 | 2.7084 | 2.653 | 2.5986 | 2.5454 | 2.4939 | 2.4439
UT | Commercial | Grocery | Existing | Refrigeration | Walk-in Refrigerator/Freezer | 2.1493 | 2.1102 | 2.0719 | 2.0342 | 1.9972 | 1.9609 | 1.9253 | 1.8902 | 1.8559 | 1.8221 | 1.789 | 1.7565 | 1.7245 | 1.6932 | 1.6624 | 1.6322 | 1.6025 | 1.5734 | 1.5448 | 1.5167 | 1.4891 | 1.462
UT | Commercial | Grocery | Existing | Refrigeration | Reach-in Refrigerator/Freezer | 5.6422 | 5.5396 | 5.4389 | 5.34 | 5.2429 | 5.1475 | 5.054 | 4.9621 | 4.8718 | 4.7833 | 4.6963 | 4.6109 | 4.5271 | 4.4448 | 4.364 | 4.2846 | 4.2067 | 4.1302 | 4.0551 | 3.9814 | 3.909 | 3.8379
UT | Commercial | Grocery | Existing | Refrigeration | Glass Door Display | 126.2966 | 124.0003 | 121.7457 | 119.5322 | 117.3589 | 115.2251 | 113.1301 | 111.0731 | 109.0536 | 107.0708 | 105.1241 | 103.2128 | 101.3362 | 99.4937 | 97.6847 | 95.9086 | 94.1648 | 92.4527 | 90.7718 | 89.1214 | 87.501 | 85.9101
UT | Commercial | Grocery | Existing | Refrigeration | Open Display Case | 40.2087 | 39.4776 | 38.7598 | 38.0551 | 37.3632 | 36.6838 | 36.0169 | 35.362 | 34.7191 | 34.0878 | 33.468 | 32.8595 | 32.2621 | 31.6755 | 31.0996 | 30.5341 | 29.979 | 29.4339 | 28.8987 | 28.3733 | 27.8574 | 27.3509
UT | Commercial | Grocery | Existing | Refrigeration | Icemaker | 20.4652 | 20.0931 | 19.7278 | 19.3691 | 19.0169 | 18.6712 | 18.3317 | 17.9984 | 17.6712 | 17.3499 | 17.0344 | 16.7247 | 16.4206 | 16.122 | 15.8289 | 15.5411 | 15.2586 | 14.9811 | 14.7087 | 14.4413 | 14.1787 | 13.9209
UT | Commercial | Grocery | Existing | Refrigeration | Vending Machine | 5.6031 | 5.5012 | 5.4012 | 5.303 | 5.2065 | 5.1119 | 5.0189 | 4.9277 | 4.8381 | 4.7501 | 4.6638 | 4.579 | 4.4957 | 4.414 | 4.3337 | 4.2549 | 4.1776 | 4.1016 | 4.027 | 3.9538 | 3.8819 | 3.8113
UT | Commercial | Grocery | Existing | Food Preparation | Oven | 1.2674 | 1.2444 | 1.2217 | 1.1995 | 1.1777 | 1.1563 | 1.1353 | 1.1146 | 1.0944 | 1.0745 | 1.0549 | 1.0358 | 1.0169 | 0.99844 | 0.98029 | 0.96246 | 0.94496 | 0.92778 | 0.91091 | 0.89435 | 0.87809 | 0.86213
UT | Commercial | Grocery | Existing | Food Preparation | Fryer | 6.7181 | 6.5959 | 6.476 | 6.3583 | 6.2427 | 6.1292 | 6.0177 | 5.9083 | 5.8009 | 5.6954 | 5.5919 | 5.4902 | 5.3904 | 5.2924 | 5.1961 | 5.1017 | 5.0089 | 4.9178 | 4.8284 | 4.7406 | 4.6544 | 4.5698
UT | Commercial | Grocery | Existing | Food Preparation | Dishwasher | 2.4579 | 2.4132 | 2.3693 | 2.3262 | 2.2839 | 2.2424 | 2.2016 | 2.1616 | 2.1223 | 2.0837 | 2.0458 | 2.0086 | 1.9721 | 1.9362 | 1.901 | 1.8665 | 1.8325 | 1.7992 | 1.7665 | 1.7344 | 1.7029 | 1.6719
UT | Commercial | Grocery | Existing | Food Preparation | Hot Food Container | 0.57299 | 0.56258 | 0.55235 | 0.54231 | 0.53245 | 0.52276 | 0.51326 | 0.50393 | 0.49477 | 0.48577 | 0.47694 | 0.46827 | 0.45975 | 0.45139 | 0.44319 | 0.43513 | 0.42722 | 0.41945 | 0.41182 | 0.40433 | 0.39698 | 0.38977
UT | Commercial | Grocery | Existing | Food Preparation | Steamer | 1.9193 | 1.8844 | 1.8502 | 1.8165 | 1.7835 | 1.7511 | 1.7192 | 1.688 | 1.6573 | 1.6272 | 1.5976 | 1.5685 | 1.54 | 1.512 | 1.4845 | 1.4575 | 1.431 | 1.405 | 1.3795 | 1.3544 | 1.3298 | 1.3056
UT | Commercial | Grocery | Existing | Food Preparation | Griddle | 0 | 0 | 0 | 0 | 0 | 0 | 0 | 0 | 0 | 0 | 0 | 0 | 0 | 0 | 0 | 0 | 0 | 0 | 0 | 0 | 0 | 0
UT | Commercial | Grocery | Existing | Office Equipment | Desktop Computer | 0.18256 | 0.17522 | 0.16817 | 0.16141 | 0.15492 | 0.14869 | 0.14271 | 0.13697 | 0.13146 | 0.12618 | 0.1211 | 0.11623 | 0.11156 | 0.10707 | 0.10277 | 0.098634 | 0.094668 | 0.090861 | 0.087207 | 0.0837 | 0.080335 | 0.077104
UT | Commercial | Grocery | Existing | Office Equipment | Laptop | 0.024846 | 0.025156 | 0.02547 | 0.025788 | 0.02611 | 0.026436 | 0.026766 | 0.0271 | 0.027438 | 0.027781 | 0.028128 | 0.028479 | 0.028835 | 0.029195 | 0.029559 | 0.029928 | 0.030302 | 0.03068 | 0.031063 | 0.031451 | 0.031844 | 0.032242
UT | Commercial | Grocery | Existing | Office Equipment | Server | 0.37029 | 0.37163 | 0.37296 | 0.3743 | 0.37564 | 0.37699 | 0.37835 | 0.37971 | 0.38107 | 0.38244 | 0.38381 | 0.38519 | 0.38658 | 0.38797 | 0.38936 | 0.39076 | 0.39216 | 0.39357 | 0.39498 | 0.3964 | 0.39783 | 0.39926
UT | Commercial | Grocery | Existing | Office Equipment | Monitor | 0.030825 | 0.030407 | 0.029994 | 0.029587 | 0.029186 | 0.02879 | 0.028399 | 0.028014 | 0.027634 | 0.027259 | 0.026889 | 0.026525 | 0.026165 | 0.02581 | 0.02546 | 0.025114 | 0.024773 | 0.024437 | 0.024106 | 0.023779 | 0.023456 | 0.023138
UT | Commercial | Grocery | Existing | Office Equipment | Printer/Copier/Fax | 0.13768 | 0.13735 | 0.13703 | 0.1367 | 0.13638 | 0.13606 | 0.13573 | 0.13541 | 0.13509 | 0.13477 | 0.13445 | 0.13413 | 0.13382 | 0.1335 | 0.13318 | 0.13287 | 0.13255 | 0.13224 | 0.13192 | 0.13161 | 0.1313 | 0.13099
UT | Commercial | Grocery | Existing | Office Equipment | POS Terminal | 2.4453 | 2.4032 | 2.3618 | 2.3212 | 2.2812 | 2.2419 | 2.2034 | 2.1654 | 2.1282 | 2.0915 | 2.0555 | 2.0201 | 1.9854 | 1.9512 | 1.9176 | 1.8846 | 1.8522 | 1.8203 | 1.789 | 1.7582 | 1.7279 | 1.6982
UT | Commercial | Grocery | Existing | Miscellaneous | Non-HVAC Motors | 2.301 | 2.2592 | 2.2181 | 2.1777 | 2.1382 | 2.0993 | 2.0611 | 2.0236 | 1.9868 | 1.9507 | 1.9152 | 1.8804 | 1.8462 | 1.8127 | 1.7797 | 1.7474 | 1.7156 | 1.6844 | 1.6538 | 1.6237 | 1.5942 | 1.5652
UT | Commercial | Grocery | Existing | Miscellaneous | Pool Pump | 0 | 0 | 0 | 0 | 0 | 0 | 0 | 0 | 0 | 0 | 0 | 0 | 0 | 0 | 0 | 0 | 0 | 0 | 0 | 0 | 0 | 0
UT | Commercial | Grocery | Existing | Miscellaneous | Pool Heater | 0 | 0 | 0 | 0 | 0 | 0 | 0 | 0 | 0 | 0 | 0 | 0 | 0 | 0 | 0 | 0 | 0 | 0 | 0 | 0 | 0 | 0
UT | Commercial | Grocery | Existing | Miscellaneous | Clothes Washer | 0 | 0 | 0 | 0 | 0 | 0 | 0 | 0 | 0 | 0 | 0 | 0 | 0 | 0 | 0 | 0 | 0 | 0 | 0 | 0 | 0 | 0
UT | Commercial | Grocery | Existing | Miscellaneous | Clothes Dryer | 0 | 0 | 0 | 0 | 0 | 0 | 0 | 0 | 0 | 0 | 0 | 0 | 0 | 0 | 0 | 0 | 0 | 0 | 0 | 0 | 0 | 0
UT | Commercial | Grocery | Existing | Miscellaneous | Electric Vehicle Chargers | 0.014216 | 0.019706 | 0.02888 | 0.039635 | 0.052733 | 0.068081 | 0.087463 | 0.11124 | 0.13959 | 0.17312 | 0.21073 | 0.25204 | 0.297 | 0.34541 | 0.39667 | 0.44953 | 0.50447 | 0.55998 | 0.61553 | 0.6717 | 0.73297 | 0.79983
UT | Commercial | Grocery | Existing | Miscellaneous | Other Miscellaneous | 6.6159 | 6.6002 | 6.5846 | 6.569 | 6.5534 | 6.5378 | 6.5223 | 6.5069 | 6.4915 | 6.4761 | 6.4607 | 6.4454 | 6.4301 | 6.4149 | 6.3997 | 6.3845 | 6.3694 | 6.3543 | 6.3392 | 6.3242 | 6.3092 | 6.2943
UT | Commercial | Grocery | Existing | Generation | Solar PV | -1.2024 | -1.4431 | -1.8123 | -2.2343 | -2.7024 | -3.218 | -3.7676 | -4.3529 | -4.949 | -5.6239 | -6.2934 | -6.8953 | -7.402 | -7.8775 | -8.3351 | -8.7743 | -9.195 | -9.5978 | -9.9835 | -10.3529 | -10.7066 | -11.0459
UT | Commercial | Grocery | New | Cooling | Air-Cooled Chiller | 0 | 0 | 0 | 0 | 0 | 0 | 0 | 0 | 0 | 0 | 0 | 0 | 0 | 0 | 0 | 0 | 0 | 0 | 0 | 0 | 0 | 0
UT | Commercial | Grocery | New | Cooling | Water-Cooled Chiller | 0 | 0 | 0 | 0 | 0 | 0 | 0 | 0 | 0 | 0 | 0 | 0 | 0 | 0 | 0 | 0 | 0 | 0 | 0 | 0 | 0 | 0
UT | Commercial | Grocery | New | Cooling | RTU | 0 | 0.057486 | 0.095463 | 0.13382 | 0.17242 | 0.21192 | 0.25148 | 0.29104 | 0.33057 | 0.37 | 0.40935 | 0.44872 | 0.48804 | 0.52639 | 0.56473 | 0.60272 | 0.64053 | 0.67815 | 0.71559 | 0.75287 | 0.78999 | 0.82696
UT | Commercial | Grocery | New | Cooling | Packaged Terminal AC | 0 | 0.090256 | 0.15866 | 0.22775 | 0.29729 | 0.36837 | 0.43957 | 0.51078 | 0.58191 | 0.65287 | 0.7237 | 0.79456 | 0.86531 | 0.93588 | 1.0062 | 1.0759 | 1.145 | 1.2137 | 1.282 | 1.3499 | 1.4174 | 1.4846
UT | Commercial | Grocery | New | Cooling | Packaged Terminal HP | 0 | 0.0017515 | 0.0030791 | 0.0044197 | 0.0057692 | 0.0071487 | 0.0085303 | 0.0099122 | 0.011293 | 0.01267 | 0.014044 | 0.015419 | 0.016792 | 0.018162 | 0.019527 | 0.020878 | 0.02222 | 0.023554 | 0.024879 | 0.026197 | 0.027507 | 0.028811
UT | Commercial | Grocery | New | Cooling | Air-Source Heat Pump | 0 | 0 | 0 | 0 | 0 | 0 | 0 | 0 | 0 | 0 | 0 | 0 | 0 | 0 | 0 | 0 | 0 | 0 | 0 | 0 | 0 | 0
UT | Commercial | Grocery | New | Cooling | Geothermal Heat Pump | 0 | 0 | 0 | 0 | 0 | 0 | 0 | 0 | 0 | 0 | 0 | 0 | 0 | 0 | 0 | 0 | 0 | 0 | 0 | 0 | 0 | 0
UT | Commercial | Grocery | New | Space Heating | Electric Furnace | 0 | 0.12822 | 0.22541 | 0.32474 | 0.42234 | 0.51859 | 0.61321 | 0.70871 | 0.79713 | 0.88623 | 0.97348 | 1.0631 | 1.143 | 1.225 | 1.3051 | 1.3887 | 1.4595 | 1.5336 | 1.6058 | 1.6826 | 1.7446 | 1.8113
UT | Commercial | Grocery | New | Space Heating | Electric Room Heat | 0 | 0 | 0 | 0 | 0 | 0 | 0 | 0 | 0 | 0 | 0 | 0 | 0 | 0 | 0 | 0 | 0 | 0 | 0 | 0 | 0 | 0
UT | Commercial | Grocery | New | Space Heating | Packaged Terminal HP | 0 | 0.00068446 | 0.0012032 | 0.0017335 | 0.0022545 | 0.0027682 | 0.0032733 | 0.0037831 | 0.0042551 | 0.0047307 | 0.0051965 | 0.005675 | 0.0061012 | 0.006539 | 0.0069669 | 0.0074127 | 0.0077907 | 0.0081864 | 0.0085717 | 0.0089815 | 0.0093127 | 0.009669
UT | Commercial | Grocery | New | Space Heating | Air-Source Heat Pump | 0 | 0 | 0 | 0 | 0 | 0 | 0 | 0 | 0 | 0 | 0 | 0 | 0 | 0 | 0 | 0 | 0 | 0 | 0 | 0 | 0 | 0
UT | Commercial | Grocery | New | Space Heating | Geothermal Heat Pump | 0 | 0 | 0 | 0 | 0 | 0 | 0 | 0 | 0 | 0 | 0 | 0 | 0 | 0 | 0 | 0 | 0 | 0 | 0 | 0 | 0 | 0
UT | Commercial | Grocery | New | Ventilation | Ventilation | 0 | 0.59164 | 1.0438 | 1.5009 | 1.961 | 2.3948 | 2.8253 | 3.252 | 3.6742 | 4.0897 | 4.5003 | 4.9073 | 5.3101 | 5.9265 | 6.5357 | 7.1368 | 7.7291 | 8.3379 | 8.9548 | 9.579 | 10.2093 | 10.8472
UT | Commercial | Grocery | New | Water Heating | Water Heater | 0 | 0.29716 | 0.52239 | 0.74985 | 0.9788 | 1.2072 | 1.4338 | 1.6584 | 1.8807 | 2.1004 | 2.3177 | 2.5332 | 2.7464 | 2.9571 | 3.1653 | 3.3708 | 3.5733 | 3.7728 | 3.9694 | 4.1633 | 4.3546 | 4.5434
UT | Commercial | Grocery | New | Interior Lighting | General Service Lighting | 0 | 0.158 | 0.27776 | 0.3987 | 0.49707 | 0.5952 | 0.68697 | 0.7755 | 0.86141 | 0.93466 | 1.0084 | 1.0813 | 1.1552 | 1.2281 | 1.2914 | 1.3531 | 1.413 | 1.4713 | 1.5292 | 1.5773 | 1.6282 | 1.679
UT | Commercial | Grocery | New | Interior Lighting | Exempted Lighting | 0 | 0.00013377 | 0.00023517 | 0.00033756 | 0.00043262 | 0.00052549 | 0.0006123 | 0.00069285 | 0.00077213 | 0.00084293 | 0.00091654 | 0.00098982 | 0.0010612 | 0.0011319 | 0.0011976 | 0.0012671 | 0.0013335 | 0.0013978 | 0.0014619 | 0.0015248 | 0.001587 | 0.0016481
UT | Commercial | Grocery | New | Interior Lighting | High-Bay Lighting | 0 | 0.12024 | 0.21137 | 0.3034 | 0.39597 | 0.48831 | 0.57994 | 0.67075 | 0.76063 | 0.84942 | 0.93725 | 1.0243 | 1.1105 | 1.1956 | 1.2797 | 1.3627 | 1.4444 | 1.525 | 1.6044 | 1.6827 | 1.7599 | 1.8361
UT | Commercial | Grocery | New | Interior Lighting | Linear Lighting | 0 | 1.8146 | 3.1899 | 4.5788 | 5.9459 | 7.3095 | 8.6627 | 10.0037 | 11.3309 | 12.6237 | 13.9025 | 15.1702 | 16.4247 | 17.6646 | 18.877 | 20.0735 | 21.2524 | 22.4139 | 23.5586 | 24.6877 | 25.7844 | 26.8574
UT | Commercial | Grocery | New | Exterior Lighting | General Service Lighting | 0 | 0.11255 | 0.19786 | 0.28401 | 0.34704 | 0.40814 | 0.46729 | 0.52664 | 0.58593 | 0.63273 | 0.67936 | 0.72501 | 0.77241 | 0.81905 | 0.85738 | 0.89459 | 0.93065 | 0.96557 | 1.0002 | 1.0271 | 1.0563 | 1.0856
UT | Commercial | Grocery | New | Exterior Lighting | Area Lighting | 0 | 0.036678 | 0.064477 | 0.092551 | 0.12001 | 0.1474 | 0.17457 | 0.20151 | 0.22816 | 0.25404 | 0.27963 | 0.30501 | 0.32996 | 0.35453 | 0.37825 | 0.40162 | 0.4246 | 0.4472 | 0.46945 | 0.49135 | 0.51297 | 0.53433
UT | Commercial | Grocery | New | Exterior Lighting | Linear Lighting | 0 | 0.15169 | 0.26665 | 0.38276 | 0.49703 | 0.61102 | 0.72414 | 0.83623 | 0.94718 | 1.0552 | 1.1621 | 1.2681 | 1.373 | 1.4766 | 1.578 | 1.678 | 1.7765 | 1.8736 | 1.9693 | 2.0637 | 2.1554 | 2.2451
UT | Commercial | Grocery | New | Refrigeration | Walk-in Refrigerator/Freezer | 0 | 0.087983 | 0.15467 | 0.22201 | 0.2898 | 0.35742 | 0.42452 | 0.49101 | 0.55682 | 0.62188 | 0.68622 | 0.75001 | 0.81314 | 0.87552 | 0.93718 | 0.99802 | 1.058 | 1.117 | 1.1752 | 1.2327 | 1.2893 | 1.3452
UT | Commercial | Grocery | New | Refrigeration | Reach-in Refrigerator/Freezer | 0 | 0.23096 | 0.40602 | 0.5828 | 0.76074 | 0.93825 | 1.1144 | 1.2889 | 1.4617 | 1.6325 | 1.8014 | 1.9688 | 2.1346 | 2.2983 | 2.4602 | 2.6199 | 2.7773 | 2.9323 | 3.0851 | 3.2358 | 3.3845 | 3.5312
UT | Commercial | Grocery | New | Refrigeration | Glass Door Display | 0 | 5.17 | 9.0884 | 13.0457 | 17.0289 | 21.0023 | 24.945 | 28.8524 | 32.7196 | 36.5421 | 40.323 | 44.0713 | 47.7808 | 51.4467 | 55.0696 | 58.6448 | 62.1674 | 65.638 | 69.0585 | 72.4323 | 75.7599 | 79.0445
UT | Commercial | Grocery | New | Refrigeration | Open Display Case | 0 | 1.6459 | 2.8935 | 4.1533 | 5.4214 | 6.6864 | 7.9417 | 9.1856 | 10.4169 | 11.6338 | 12.8375 | 14.0308 | 15.2118 | 16.3789 | 17.5323 | 18.6706 | 19.792 | 20.897 | 21.986 | 23.0601 | 24.1194 | 25.1651
UT | Commercial | Grocery | New | Refrigeration | Icemaker | 0 | 0.83775 | 1.4727 | 2.1139 | 2.7594 | 3.4032 | 4.0421 | 4.6753 | 5.3019 | 5.9213 | 6.534 | 7.1414 | 7.7424 | 8.3365 | 8.9235 | 9.5028 | 10.0737 | 10.636 | 11.1903 | 11.737 | 12.2762 | 12.8084
UT | Commercial | Grocery | New | Refrigeration | Vending Machine | 0 | 0.22936 | 0.4032 | 0.57876 | 0.75547 | 0.93175 | 1.1067 | 1.28 | 1.4516 | 1.6212 | 1.7889 | 1.9552 | 2.1198 | 2.2824 | 2.4431 | 2.6017 | 2.758 | 2.912 | 3.0637 | 3.2134 | 3.361 | 3.5068
UT | Commercial | Grocery | New | Food Preparation | Oven | 0 | 0.051882 | 0.091204 | 0.13092 | 0.17089 | 0.21076 | 0.25033 | 0.28954 | 0.32835 | 0.36671 | 0.40465 | 0.44226 | 0.47949 | 0.51628 | 0.55264 | 0.58851 | 0.62386 | 0.65869 | 0.69302 | 0.72687 | 0.76027 | 0.79323
UT | Commercial | Grocery | New | Food Preparation | Fryer | 0 | 0.27501 | 0.48344 | 0.69394 | 0.90581 | 1.1172 | 1.3269 | 1.5347 | 1.7405 | 1.9438 | 2.1449 | 2.3443 | 2.5416 | 2.7366 | 2.9293 | 3.1195 | 3.3069 | 3.4915 | 3.6734 | 3.8529 | 4.0299 | 4.2046
UT | Commercial | Grocery | New | Food Preparation | Dishwasher | 0 | 0.10061 | 0.17687 | 0.25388 | 0.3314 | 0.40873 | 0.48546 | 0.5615 | 0.63676 | 0.71115 | 0.78473 | 0.85767 | 0.92986 | 1.0012 | 1.0717 | 1.1413 | 1.2098 | 1.2774 | 1.3439 | 1.4096 | 1.4744 | 1.5383
UT | Commercial | Grocery | New | Food Preparation | Hot Food Container | 0 | 0.023456 | 0.041233 | 0.059187 | 0.077258 | 0.095285 | 0.11317 | 0.1309 | 0.14845 | 0.16579 | 0.18294 | 0.19995 | 0.21678 | 0.23341 | 0.24985 | 0.26607 | 0.28205 | 0.29779 | 0.31331 | 0.32862 | 0.34371 | 0.35862
UT | Commercial | Grocery | New | Food Preparation | Steamer | 0 | 0.078568 | 0.13812 | 0.19826 | 0.25879 | 0.31917 | 0.37909 | 0.43847 | 0.49724 | 0.55533 | 0.61279 | 0.66975 | 0.72613 | 0.78184 | 0.83689 | 0.89123 | 0.94476 | 0.9975 | 1.0495 | 1.1008 | 1.1513 | 1.2012
UT | Commercial | Grocery | New | Food Preparation | Griddle | 0 | 0 | 0 | 0 | 0 | 0 | 0 | 0 | 0 | 0 | 0 | 0 | 0 | 0 | 0 | 0 | 0 | 0 | 0 | 0 | 0 | 0
UT | Commercial | Grocery | New | Office Equipment | Desktop Computer | 0 | 0.0073053 | 0.012554 | 0.017616 | 0.022479 | 0.027101 | 0.031467 | 0.035579 | 0.039443 | 0.043062 | 0.046452 | 0.04963 | 0.0526 | 0.055365 | 0.057934 | 0.060311 | 0.062499 | 0.064508 | 0.066347 | 0.068026 | 0.069555 | 0.070942
UT | Commercial | Grocery | New | Office Equipment | Laptop | 0 | 0.0010488 | 0.0019013 | 0.0028145 | 0.0037886 | 0.0048185 | 0.0059018 | 0.0070395 | 0.0082324 | 0.0094814 | 0.010789 | 0.01216 | 0.013596 | 0.015096 | 0.016664 | 0.0183 | 0.020005 | 0.021782 | 0.023633 | 0.025562 | 0.027571 | 0.029665
UT | Commercial | Grocery | New | Office Equipment | Server | 0 | 0.015402 | 0.027512 | 0.040127 | 0.053222 | 0.066698 | 0.080495 | 0.094603 | 0.10901 | 0.12371 | 0.1387 | 0.15404 | 0.16969 | 0.18566 | 0.20193 | 0.2185 | 0.23536 | 0.2525 | 0.26994 | 0.28768 | 0.30575 | 0.32414
UT | Commercial | Grocery | New | Office Equipment | Monitor | 0 | 0.0012678 | 0.0022391 | 0.0032291 | 0.0042349 | 0.0052476 | 0.006262 | 0.0072769 | 0.0082911 | 0.0093032 | 0.010314 | 0.011326 | 0.012337 | 0.013346 | 0.014353 | 0.015356 | 0.016355 | 0.01735 | 0.01834 | 0.019326 | 0.020309 | 0.021289
UT | Commercial | Grocery | New | Office Equipment | Printer/Copier/Fax | 0 | 0.0056861 | 0.010085 | 0.014604 | 0.019233 | 0.023931 | 0.028677 | 0.033463 | 0.038286 | 0.043139 | 0.048025 | 0.052956 | 0.057924 | 0.062922 | 0.067952 | 0.073007 | 0.07808 | 0.083172 | 0.088284 | 0.09342 | 0.09858 | 0.10377
UT | Commercial | Grocery | New | Office Equipment | POS Terminal | 0 | 0.1001 | 0.17596 | 0.25258 | 0.3297 | 0.40663 | 0.48297 | 0.55862 | 0.6335 | 0.7075 | 0.78071 | 0.85328 | 0.9251 | 0.99607 | 1.0662 | 1.1354 | 1.2036 | 1.2708 | 1.3371 | 1.4024 | 1.4668 | 1.5304
UT | Commercial | Grocery | New | Miscellaneous | Non-HVAC Motors | 0 | 0.094191 | 0.16558 | 0.23768 | 0.31025 | 0.38264 | 0.45447 | 0.52566 | 0.59612 | 0.66576 | 0.73464 | 0.80293 | 0.87051 | 0.9373 | 1.0033 | 1.0684 | 1.1326 | 1.1959 | 1.2582 | 1.3196 | 1.3803 | 1.4401
UT | Commercial | Grocery | New | Miscellaneous | Pool Pump | 0 | 0 | 0 | 0 | 0 | 0 | 0 | 0 | 0 | 0 | 0 | 0 | 0 | 0 | 0 | 0 | 0 | 0 | 0 | 0 | 0 | 0
UT | Commercial | Grocery | New | Miscellaneous | Pool Heater | 0 | 0 | 0 | 0 | 0 | 0 | 0 | 0 | 0 | 0 | 0 | 0 | 0 | 0 | 0 | 0 | 0 | 0 | 0 | 0 | 0 | 0
UT | Commercial | Grocery | New | Miscellaneous | Clothes Washer | 0 | 0 | 0 | 0 | 0 | 0 | 0 | 0 | 0 | 0 | 0 | 0 | 0 | 0 | 0 | 0 | 0 | 0 | 0 | 0 | 0 | 0
UT | Commercial | Grocery | New | Miscellaneous | Clothes Dryer | 0 | 0 | 0 | 0 | 0 | 0 | 0 | 0 | 0 | 0 | 0 | 0 | 0 | 0 | 0 | 0 | 0 | 0 | 0 | 0 | 0 | 0
UT | Commercial | Grocery | New | Miscellaneous | Electric Vehicle Chargers | 0 | 0.00088127 | 0.0022521 | 0.0044496 | 0.0077932 | 0.012559 | 0.019435 | 0.029039 | 0.042014 | 0.059204 | 0.080937 | 0.10772 | 0.14012 | 0.17868 | 0.22369 | 0.27493 | 0.3331 | 0.39761 | 0.46833 | 0.54594 | 0.63465 | 0.73593
UT | Commercial | Grocery | New | Miscellaneous | Other Miscellaneous | 0 | 0.27518 | 0.49154 | 0.71693 | 0.9509 | 1.1917 | 1.4382 | 1.6902 | 1.9477 | 2.2102 | 2.4782 | 2.7522 | 3.0319 | 3.317 | 3.6078 | 3.9039 | 4.205 | 4.5113 | 4.8228 | 5.1399 | 5.4626 | 5.7912
UT | Commercial | Grocery | New | Generation | Solar PV | 0 | -0.060167 | -0.13529 | -0.24385 | -0.39212 | -0.58655 | -0.83076 | -1.1307 | -1.4849 | -1.9194 | -2.414 | -2.9442 | -3.4901 | -4.0733 | -4.6989 | -5.3652 | -6.0705 | -6.8141 | -7.5954 | -8.4142 | -9.27 | -10.1631
UT | Commercial | Health | Existing | Cooling | Air-Cooled Chiller | 12.2533 | 11.9068 | 11.561 | 11.218 | 10.8797 | 10.5966 | 10.3181 | 10.0457 | 9.7806 | 9.5232 | 9.2739 | 9.0337 | 8.8036 | 8.5839 | 8.3746 | 8.1717 | 7.9797 | 7.7982 | 7.6256 | 7.4617 | 7.3044 | 7.1543
UT | Commercial | Health | Existing | Cooling | Water-Cooled Chiller | 40.7734 | 40.5808 | 40.4227 | 40.2916 | 40.1721 | 40.2431 | 40.3031 | 40.3504 | 40.384 | 40.3098 | 40.2038 | 40.0724 | 39.9085 | 39.706 | 39.4719 | 39.1843 | 38.8596 | 38.5076 | 38.1316 | 37.6514 | 37.16 | 36.6563
UT | Commercial | Health | Existing | Cooling | RTU | 12.6679 | 12.4289 | 12.1415 | 11.855 | 11.5701 | 11.3403 | 11.1107 | 10.8817 | 10.6539 | 10.4275 | 10.203 | 9.9806 | 9.7605 | 9.5484 | 9.3479 | 9.1539 | 8.9694 | 8.7933 | 8.625 | 8.4635 | 8.3083 | 8.1587
UT | Commercial | Health | Existing | Cooling | Packaged Terminal AC | 0.27354 | 0.26838 | 0.26332 | 0.25835 | 0.25347 | 0.24986 | 0.24629 | 0.24276 | 0.23928 | 0.23584 | 0.23244 | 0.22909 | 0.22578 | 0.22251 | 0.21929 | 0.21601 | 0.21278 | 0.20959 | 0.20645 | 0.20334 | 0.20029 | 0.19727
UT | Commercial | Health | Existing | Cooling | Packaged Terminal HP | 0 | 0 | 0 | 0 | 0 | 0 | 0 | 0 | 0 | 0 | 0 | 0 | 0 | 0 | 0 | 0 | 0 | 0 | 0 | 0 | 0 | 0
UT | Commercial | Health | Existing | Cooling | Air-Source Heat Pump | 0.44276 | 0.433 | 0.42212 | 0.41135 | 0.40071 | 0.39207 | 0.38353 | 0.37512 | 0.36685 | 0.35875 | 0.35084 | 0.34312 | 0.3357 | 0.32863 | 0.32188 | 0.3153 | 0.30899 | 0.30294 | 0.29712 | 0.29152 | 0.28612 | 0.28089
UT | Commercial | Health | Existing | Cooling | Geothermal Heat Pump | 1.2891 | 1.2542 | 1.2193 | 1.1847 | 1.1507 | 1.1229 | 1.0957 | 1.0694 | 1.0442 | 1.0202 | 0.99734 | 0.97583 | 0.9555 | 0.9362 | 0.91784 | 0.89993 | 0.88279 | 0.86636 | 0.85054 | 0.83531 | 0.82059 | 0.80634
UT | Commercial | Health | Existing | Space Heating | Electric Furnace | 0 | 0 | 0 | 0 | 0 | 0 | 0 | 0 | 0 | 0 | 0 | 0 | 0 | 0 | 0 | 0 | 0 | 0 | 0 | 0 | 0 | 0
UT | Commercial | Health | Existing | Space Heating | Electric Room Heat | 1.5855 | 1.5556 | 1.5262 | 1.5029 | 1.4692 | 1.4351 | 1.4018 | 1.3743 | 1.3373 | 1.3061 | 1.2757 | 1.2506 | 1.2168 | 1.1883 | 1.1604 | 1.1375 | 1.1065 | 1.0805 | 1.055 | 1.0341 | 1.0058 | 0.98196
UT | Commercial | Health | Existing | Space Heating | Packaged Terminal HP | 0 | 0 | 0 | 0 | 0 | 0 | 0 | 0 | 0 | 0 | 0 | 0 | 0 | 0 | 0 | 0 | 0 | 0 | 0 | 0 | 0 | 0
UT | Commercial | Health | Existing | Space Heating | Air-Source Heat Pump | 0.91262 | 0.8954 | 0.87764 | 0.8633 | 0.84294 | 0.82236 | 0.80222 | 0.7854 | 0.76319 | 0.74431 | 0.72584 | 0.71046 | 0.69019 | 0.67311 | 0.65652 | 0.64283 | 0.62466 | 0.60937 | 0.5945 | 0.58225 | 0.56591 | 0.55216
UT | Commercial | Health | Existing | Space Heating | Geothermal Heat Pump | 2.3812 | 2.3322 | 2.2838 | 2.2444 | 2.1895 | 2.1343 | 2.0805 | 2.0357 | 1.9772 | 1.9278 | 1.8799 | 1.8403 | 1.7883 | 1.7445 | 1.7019 | 1.6668 | 1.6201 | 1.5809 | 1.5426 | 1.5112 | 1.4691 | 1.4337
UT | Commercial | Health | Existing | Ventilation | Ventilation | 86.383 | 83.6719 | 80.9548 | 78.2804 | 75.6454 | 72.9657 | 70.3477 | 67.8003 | 65.3352 | 62.9555 | 60.6749 | 58.4944 | 56.4183 | 54.448 | 52.5883 | 50.8371 | 49.1862 | 47.6373 | 46.1844 | 44.8004 | 43.4904 | 42.2546
UT | Commercial | Health | Existing | Water Heating | Water Heater | 5.2702 | 5.1098 | 4.9421 | 4.7694 | 4.5934 | 4.4156 | 4.2371 | 4.059 | 3.8821 | 3.707 | 3.5343 | 3.3644 | 3.2141 | 3.0805 | 2.961 | 2.8535 | 2.6789 | 2.5158 | 2.3623 | 2.2043 | 2.0532 | 1.9085
UT | Commercial | Health | Existing | Interior Lighting | General Service Lighting | 19.8759 | 19.034 | 18.0259 | 16.9086 | 15.4166 | 13.8719 | 12.6597 | 11.6852 | 10.8817 | 10.1784 | 9.596 | 9.1012 | 8.6957 | 8.3414 | 7.9973 | 7.6851 | 7.3991 | 7.1355 | 6.8952 | 6.6376 | 6.3861 | 6.1432
UT | Commercial | Health | Existing | Interior Lighting | Exempted Lighting | 0.15038 | 0.14754 | 0.14476 | 0.14203 | 0.13713 | 0.13197 | 0.12608 | 0.119 | 0.11173 | 0.10414 | 0.0975 | 0.092464 | 0.088655 | 0.086245 | 0.08408 | 0.082435 | 0.08093 | 0.079373 | 0.078026 | 0.076029 | 0.073742 | 0.071362
UT | Commercial | Health | Existing | Interior Lighting | High-Bay Lighting | 12.4665 | 12.1999 | 11.9371 | 11.6788 | 11.4214 | 11.1694 | 10.9231 | 10.6829 | 10.4489 | 10.2186 | 9.995 | 9.778 | 9.5678 | 9.364 | 9.1641 | 8.9703 | 8.782 | 8.599 | 8.421 | 8.2477 | 8.079 | 7.9148
UT | Commercial | Health | Existing | Interior Lighting | Linear Lighting | 70.8967 | 69.5591 | 68.2466 | 66.959 | 65.6553 | 64.3735 | 63.114 | 61.8769 | 60.6624 | 59.4398 | 58.2401 | 57.0631 | 55.9088 | 54.7768 | 53.6459 | 52.5375 | 51.4513 | 50.387 | 49.3443 | 48.3227 | 47.3326 | 46.3689
UT | Commercial | Health | Existing | Exterior Lighting | General Service Lighting | 1.0521 | 1.0071 | 0.953 | 0.89305 | 0.80842 | 0.71939 | 0.64939 | 0.59499 | 0.55209 | 0.51367 | 0.48148 | 0.45383 | 0.43185 | 0.41274 | 0.39394 | 0.37694 | 0.36146 | 0.34723 | 0.33431 | 0.32032 | 0.30668 | 0.29353
UT | Commercial | Health | Existing | Exterior Lighting | Area Lighting | 0.49609 | 0.48673 | 0.47755 | 0.46854 | 0.45918 | 0.44998 | 0.44094 | 0.43205 | 0.42332 | 0.41438 | 0.4056 | 0.39697 | 0.38857 | 0.38037 | 0.37211 | 0.36408 | 0.35627 | 0.34867 | 0.34125 | 0.33403 | 0.327 | 0.32016
UT | Commercial | Health | Existing | Exterior Lighting | Linear Lighting | 1.654 | 1.6228 | 1.5922 | 1.5621 | 1.5317 | 1.5018 | 1.4724 | 1.4436 | 1.4152 | 1.3867 | 1.3587 | 1.3313 | 1.3043 | 1.2779 | 1.2516 | 1.2257 | 1.2004 | 1.1755 | 1.1512 | 1.1274 | 1.1043 | 1.0818
UT | Commercial | Health | Existing | Refrigeration | Walk-in Refrigerator/Freezer | 0.49914 | 0.48972 | 0.48048 | 0.47142 | 0.46252 | 0.45379 | 0.44523 | 0.43683 | 0.42859 | 0.4205 | 0.41257 | 0.40478 | 0.39715 | 0.38965 | 0.3823 | 0.37509 | 0.36801 | 0.36107 | 0.35425 | 0.34757 | 0.34101 | 0.33458
UT | Commercial | Health | Existing | Refrigeration | Reach-in Refrigerator/Freezer | 0.37647 | 0.36937 | 0.3624 | 0.35556 | 0.34885 | 0.34227 | 0.33581 | 0.32948 | 0.32326 | 0.31716 | 0.31118 | 0.3053 | 0.29954 | 0.29389 | 0.28835 | 0.28291 | 0.27757 | 0.27233 | 0.26719 | 0.26215 | 0.25721 | 0.25235
UT | Commercial | Health | Existing | Refrigeration | Glass Door Display | 15.804 | 15.5058 | 15.2132 | 14.9262 | 14.6446 | 14.3682 | 14.0971 | 13.8312 | 13.5702 | 13.3142 | 13.0629 | 12.8165 | 12.5746 | 12.3374 | 12.1046 | 11.8762 | 11.6521 | 11.4323 | 11.2166 | 11.005 | 10.7973 | 10.5936
UT | Commercial | Health | Existing | Refrigeration | Open Display Case | 4.2453 | 4.1652 | 4.0866 | 4.0095 | 3.9339 | 3.8596 | 3.7868 | 3.7154 | 3.6453 | 3.5765 | 3.509 | 3.4428 | 3.3778 | 3.3141 | 3.2516 | 3.1902 | 3.13 | 3.071 | 3.013 | 2.9562 | 2.9004 | 2.8457
UT | Commercial | Health | Existing | Refrigeration | Icemaker | 2.3037 | 2.2603 | 2.2176 | 2.1758 | 2.1347 | 2.0944 | 2.0549 | 2.0162 | 1.9781 | 1.9408 | 1.9042 | 1.8682 | 1.833 | 1.7984 | 1.7645 | 1.7312 | 1.6985 | 1.6665 | 1.635 | 1.6042 | 1.5739 | 1.5442
UT | Commercial | Health | Existing | Refrigeration | Vending Machine | 0.64074 | 0.62865 | 0.61679 | 0.60515 | 0.59373 | 0.58253 | 0.57154 | 0.56075 | 0.55017 | 0.53979 | 0.52961 | 0.51962 | 0.50981 | 0.50019 | 0.49076 | 0.4815 | 0.47241 | 0.4635 | 0.45475 | 0.44617 | 0.43775 | 0.42949
UT | Commercial | Health | Existing | Food Preparation | Oven | 9.2308 | 9.0566 | 8.8857 | 8.7181 | 8.5536 | 8.3922 | 8.2339 | 8.0785 | 7.9261 | 7.7765 | 7.6298 | 7.4858 | 7.3446 | 7.206 | 7.0701 | 6.9367 | 6.8058 | 6.6774 | 6.5514 | 6.4278 | 6.3065 | 6.1875
UT | Commercial | Health | Existing | Food Preparation | Fryer | 1.1163 | 1.0952 | 1.0745 | 1.0543 | 1.0344 | 1.0149 | 0.99572 | 0.97693 | 0.9585 | 0.94041 | 0.92267 | 0.90526 | 0.88818 | 0.87142 | 0.85498 | 0.83885 | 0.82302 | 0.80749 | 0.79225 | 0.77731 | 0.76264 | 0.74825
UT | Commercial | Health | Existing | Food Preparation | Dishwasher | 3.0562 | 2.9986 | 2.942 | 2.8865 | 2.832 | 2.7786 | 2.7262 | 2.6747 | 2.6242 | 2.5747 | 2.5262 | 2.4785 | 2.4317 | 2.3858 | 2.3408 | 2.2967 | 2.2533 | 2.2108 | 2.1691 | 2.1282 | 2.088 | 2.0486
UT | Commercial | Health | Existing | Food Preparation | Hot Food Container | 0.039801 | 0.03905 | 0.038313 | 0.03759 | 0.036881 | 0.036185 | 0.035502 | 0.034832 | 0.034175 | 0.03353 | 0.032898 | 0.032277 | 0.031668 | 0.03107 | 0.030484 | 0.029909 | 0.029345 | 0.028791 | 0.028248 | 0.027715 | 0.027192 | 0.026679
UT | Commercial | Health | Existing | Food Preparation | Steamer | 0.48661 | 0.47743 | 0.46842 | 0.45958 | 0.45091 | 0.4424 | 0.43406 | 0.42587 | 0.41783 | 0.40995 | 0.40221 | 0.39462 | 0.38718 | 0.37987 | 0.37271 | 0.36567 | 0.35877 | 0.352 | 0.34536 | 0.33885 | 0.33245 | 0.32618
UT | Commercial | Health | Existing | Food Preparation | Griddle | 0.52591 | 0.51599 | 0.50625 | 0.4967 | 0.48733 | 0.47813 | 0.46911 | 0.46026 | 0.45158 | 0.44306 | 0.4347 | 0.4265 | 0.41845 | 0.41055 | 0.40281 | 0.39521 | 0.38775 | 0.38043 | 0.37326 | 0.36621 | 0.3593 | 0.35252
UT | Commercial | Health | Existing | Office Equipment | Desktop Computer | 3.3334 | 3.1971 | 3.0664 | 2.941 | 2.8208 | 2.7055 | 2.5949 | 2.4888 | 2.387 | 2.2894 | 2.1958 | 2.1061 | 2.02 | 1.9374 | 1.8582 | 1.7822 | 1.7093 | 1.6395 | 1.5724 | 1.5082 | 1.4465 | 1.3874
UT | Commercial | Health | Existing | Office Equipment | Laptop | 0.70885 | 0.71123 | 0.71361 | 0.716 | 0.71839 | 0.7208 | 0.72321 | 0.72564 | 0.72807 | 0.7305 | 0.73295 | 0.73541 | 0.73787 | 0.74034 | 0.74282 | 0.74531 | 0.7478 | 0.75031 | 0.75282 | 0.75534 | 0.75787 | 0.76041
UT | Commercial | Health | Existing | Office Equipment | Server | 12.7688 | 12.8057 | 12.8427 | 12.8798 | 12.9171 | 12.9544 | 12.9919 | 13.0294 | 13.0671 | 13.1049 | 13.1428 | 13.1808 | 13.2189 | 13.2571 | 13.2954 | 13.3339 | 13.3724 | 13.4111 | 13.4498 | 13.4887 | 13.5277 | 13.5668
UT | Commercial | Health | Existing | Office Equipment | Monitor | 0.56285 | 0.55482 | 0.54691 | 0.53912 | 0.53143 | 0.52385 | 0.51639 | 0.50902 | 0.50177 | 0.49461 | 0.48756 | 0.48061 | 0.47376 | 0.46701 | 0.46035 | 0.45379 | 0.44732 | 0.44094 | 0.43465 | 0.42846 | 0.42235 | 0.41633
UT | Commercial | Health | Existing | Office Equipment | Printer/Copier/Fax | 0.83196 | 0.82941 | 0.82687 | 0.82433 | 0.8218 | 0.81928 | 0.81677 | 0.81426 | 0.81177 | 0.80928 | 0.80679 | 0.80432 | 0.80185 | 0.79939 | 0.79694 | 0.79449 | 0.79206 | 0.78963 | 0.7872 | 0.78479 | 0.78238 | 0.77998
UT | Commercial | Health | Existing | Office Equipment | POS Terminal | 0.75581 | 0.74228 | 0.72899 | 0.71594 | 0.70313 | 0.69054 | 0.67818 | 0.66604 | 0.65412 | 0.64241 | 0.63091 | 0.61962 | 0.60853 | 0.59764 | 0.58694 | 0.57643 | 0.56612 | 0.55598 | 0.54603 | 0.53626 | 0.52666 | 0.51723
UT | Commercial | Health | Existing | Miscellaneous | Non-HVAC Motors | 24.2456 | 23.7881 | 23.3393 | 22.8989 | 22.4669 | 22.043 | 21.6271 | 21.219 | 20.8186 | 20.4258 | 20.0404 | 19.6623 | 19.2913 | 18.9273 | 18.5702 | 18.2198 | 17.8761 | 17.5388 | 17.2079 | 16.8832 | 16.5646 | 16.2521
UT | Commercial | Health | Existing | Miscellaneous | Pool Pump | 0 | 0 | 0 | 0 | 0 | 0 | 0 | 0 | 0 | 0 | 0 | 0 | 0 | 0 | 0 | 0 | 0 | 0 | 0 | 0 | 0 | 0
UT | Commercial | Health | Existing | Miscellaneous | Pool Heater | 0 | 0 | 0 | 0 | 0 | 0 | 0 | 0 | 0 | 0 | 0 | 0 | 0 | 0 | 0 | 0 | 0 | 0 | 0 | 0 | 0 | 0
UT | Commercial | Health | Existing | Miscellaneous | Clothes Washer | 0.030005 | 0.029439 | 0.028883 | 0.028338 | 0.027804 | 0.027279 | 0.026764 | 0.026259 | 0.025764 | 0.025278 | 0.024801 | 0.024333 | 0.023874 | 0.023423 | 0.022981 | 0.022548 | 0.022122 | 0.021705 | 0.021295 | 0.020894 | 0.020499 | 0.020113
UT | Commercial | Health | Existing | Miscellaneous | Clothes Dryer | 0.53099 | 0.52097 | 0.51114 | 0.5015 | 0.49204 | 0.48275 | 0.47364 | 0.46471 | 0.45594 | 0.44734 | 0.4389 | 0.43062 | 0.42249 | 0.41452 | 0.4067 | 0.39902 | 0.3915 | 0.38411 | 0.37686 | 0.36975 | 0.36277 | 0.35593
UT | Commercial | Health | Existing | Miscellaneous | Electric Vehicle Chargers | 0.0074393 | 0.010305 | 0.015091 | 0.020696 | 0.027517 | 0.035501 | 0.045576 | 0.057928 | 0.072639 | 0.090025 | 0.1095 | 0.13088 | 0.15412 | 0.17912 | 0.20555 | 0.23278 | 0.26105 | 0.28957 | 0.31808 | 0.34686 | 0.37824 | 0.41245
UT | Commercial | Health | Existing | Miscellaneous | Other Miscellaneous | 52.9071 | 52.7448 | 52.583 | 52.4217 | 52.2609 | 52.1006 | 51.9408 | 51.7814 | 51.6226 | 51.4642 | 51.3064 | 51.149 | 50.9921 | 50.8357 | 50.6797 | 50.5243 | 50.3693 | 50.2148 | 50.0607 | 49.9072 | 49.7541 | 49.6014
UT | Commercial | Health | Existing | Generation | Solar PV | -2.7641 | -3.3151 | -4.1605 | -5.1255 | -6.1951 | -7.3719 | -8.625 | -9.9578 | -11.3136 | -12.8474 | -14.3668 | -15.7297 | -16.874 | -17.9453 | -18.9745 | -19.9605 | -20.9027 | -21.8032 | -22.6636 | -23.4857 | -24.2711 | -25.0227
UT | Commercial | Health | New | Cooling | Air-Cooled Chiller | 0 | 0.34141 | 0.60133 | 0.86357 | 1.1296 | 1.4014 | 1.6734 | 1.9453 | 2.2104 | 2.4747 | 2.7384 | 3.0021 | 3.2675 | 3.532 | 3.7957 | 4.0565 | 4.3155 | 4.5724 | 4.8275 | 5.081 | 5.3363 | 5.5901
UT | Commercial | Health | New | Cooling | Water-Cooled Chiller | 0 | 1.8664 | 3.2873 | 4.7208 | 6.1598 | 7.6325 | 9.1066 | 10.5803 | 12.0516 | 13.4514 | 14.848 | 16.2443 | 17.6381 | 19.0274 | 20.4123 | 21.7815 | 23.139 | 24.481 | 25.8052 | 27.034 | 28.2452 | 29.4368
UT | Commercial | Health | New | Cooling | RTU | 0 | 0.40643 | 0.67612 | 0.94822 | 1.2219 | 1.5017 | 1.7817 | 2.0617 | 2.3412 | 2.6199 | 2.898 | 3.1761 | 3.4536 | 3.7243 | 3.9946 | 4.2624 | 4.5289 | 4.7939 | 5.0576 | 5.3201 | 5.5813 | 5.8413
UT | Commercial | Health | New | Cooling | Packaged Terminal AC | 0 | 0.011385 | 0.020053 | 0.028798 | 0.037592 | 0.046576 | 0.055569 | 0.06456 | 0.073535 | 0.082485 | 0.091415 | 0.10034 | 0.10926 | 0.11814 | 0.12699 | 0.13575 | 0.14445 | 0.15309 | 0.16167 | 0.17019 | 0.17867 | 0.18711
UT | Commercial | Health | New | Cooling | Packaged Terminal HP | 0 | 0 | 0 | 0 | 0 | 0 | 0 | 0 | 0 | 0 | 0 | 0 | 0 | 0 | 0 | 0 | 0 | 0 | 0 | 0 | 0 | 0
UT | Commercial | Health | New | Cooling | Air-Source Heat Pump | 0 | 0.013316 | 0.02252 | 0.031805 | 0.041143 | 0.050688 | 0.060242 | 0.069793 | 0.07933 | 0.088838 | 0.098326 | 0.10781 | 0.11716 | 0.1265 | 0.13581 | 0.14502 | 0.15418 | 0.16328 | 0.17232 | 0.18132 | 0.19027 | 0.19918
UT | Commercial | Health | New | Cooling | Geothermal Heat Pump | 0 | 0.037913 | 0.066777 | 0.095898 | 0.12518 | 0.1551 | 0.18505 | 0.21499 | 0.24488 | 0.27468 | 0.30442 | 0.33415 | 0.36383 | 0.39341 | 0.4229 | 0.45206 | 0.48102 | 0.50978 | 0.53836 | 0.56676 | 0.59499 | 0.62308
UT | Commercial | Health | New | Space Heating | Electric Furnace | 0 | 0 | 0 | 0 | 0 | 0 | 0 | 0 | 0 | 0 | 0 | 0 | 0 | 0 | 0 | 0 | 0 | 0 | 0 | 0 | 0 | 0
UT | Commercial | Health | New | Space Heating | Electric Room Heat | 0 | 0.065991 | 0.11623 | 0.16753 | 0.21789 | 0.26752 | 0.31628 | 0.36547 | 0.41098 | 0.45683 | 0.5017 | 0.54778 | 0.58879 | 0.6309 | 0.67204 | 0.71489 | 0.75119 | 0.78918 | 0.82616 | 0.86548 | 0.89722 | 0.93137
UT | Commercial | Health | New | Space Heating | Packaged Terminal HP | 0 | 0 | 0 | 0 | 0 | 0 | 0 | 0 | 0 | 0 | 0 | 0 | 0 | 0 | 0 | 0 | 0 | 0 | 0 | 0 | 0 | 0
UT | Commercial | Health | New | Space Heating | Air-Source Heat Pump | 0 | 0.037984 | 0.066051 | 0.094715 | 0.12285 | 0.15057 | 0.1778 | 0.20528 | 0.2307 | 0.25631 | 0.28137 | 0.30711 | 0.32992 | 0.35335 | 0.37625 | 0.40011 | 0.42032 | 0.44149 | 0.46209 | 0.48401 | 0.50169 | 0.52073
UT | Commercial | Health | New | Space Heating | Geothermal Heat Pump | 0 | 0.096011 | 0.16911 | 0.24374 | 0.31701 | 0.38922 | 0.46016 | 0.53173 | 0.59795 | 0.66465 | 0.72993 | 0.79697 | 0.85664 | 0.9179 | 0.97776 | 1.0401 | 1.0929 | 1.1482 | 1.202 | 1.2592 | 1.3054 | 1.3551
UT | Commercial | Health | New | Ventilation | Ventilation | 0 | 2.4615 | 4.3327 | 6.2679 | 8.2181 | 10.0546 | 11.8758 | 13.6798 | 15.4643 | 17.2237 | 18.9627 | 20.6857 | 22.3901 | 24.0738 | 25.7365 | 27.377 | 29.0107 | 30.6146 | 32.1915 | 33.7242 | 35.2271 | 36.7124
UT | Commercial | Health | New | Water Heating | Water Heater | 0 | 0.21935 | 0.38634 | 0.55483 | 0.72426 | 0.89317 | 1.0607 | 1.2266 | 1.3907 | 1.5529 | 1.7132 | 1.872 | 2.0291 | 2.1844 | 2.3377 | 2.4889 | 2.6379 | 2.7846 | 2.9291 | 3.0716 | 3.212 | 3.3507
UT | Commercial | Health | New | Interior Lighting | General Service Lighting | 0 | 0.53675 | 0.94539 | 1.3577 | 1.6927 | 2.0267 | 2.3389 | 2.6398 | 2.9317 | 3.1804 | 3.4305 | 3.6777 | 3.9285 | 4.1753 | 4.3896 | 4.5983 | 4.8011 | 4.9982 | 5.1936 | 5.356 | 5.5274 | 5.6988
UT | Commercial | Health | New | Interior Lighting | Exempted Lighting | 0 | 0.0062589 | 0.011024 | 0.015831 | 0.020031 | 0.024058 | 0.027763 | 0.031047 | 0.034299 | 0.037092 | 0.040048 | 0.043029 | 0.045958 | 0.048881 | 0.051543 | 0.054425 | 0.057113 | 0.059686 | 0.062223 | 0.064698 | 0.067133 | 0.0695
UT | Commercial | Health | New | Interior Lighting | High-Bay Lighting | 0 | 0.45862 | 0.80777 | 1.16 | 1.5106 | 1.86 | 2.2065 | 2.5498 | 2.8893 | 3.2226 | 3.5522 | 3.8787 | 4.201 | 4.5189 | 4.8305 | 5.1376 | 5.4399 | 5.7374 | 6.0304 | 6.3191 | 6.6038 | 6.8848
UT | Commercial | Health | New | Interior Lighting | Linear Lighting | 0 | 2.9508 | 5.1973 | 7.4638 | 9.7028 | 11.9348 | 14.1483 | 16.3408 | 18.5097 | 20.6276 | 22.7216 | 24.7963 | 26.8487 | 28.876 | 30.862 | 32.821 | 34.7504 | 36.6506 | 38.5226 | 40.3684 | 42.1662 | 43.9274
UT | Commercial | Health | New | Exterior Lighting | General Service Lighting | 0 | 0.028103 | 0.049498 | 0.071083 | 0.086863 | 0.10215 | 0.11693 | 0.13176 | 0.14657 | 0.15825 | 0.16987 | 0.18125 | 0.19306 | 0.20467 | 0.21421 | 0.22346 | 0.23242 | 0.24109 | 0.24969 | 0.25634 | 0.26357 | 0.27083
UT | Commercial | Health | New | Exterior Lighting | Area Lighting | 0 | 0.020648 | 0.036367 | 0.052227 | 0.067723 | 0.083171 | 0.098491 | 0.11367 | 0.12868 | 0.14324 | 0.15764 | 0.17191 | 0.18593 | 0.19973 | 0.21305 | 0.22616 | 0.23906 | 0.25173 | 0.2642 | 0.27647 | 0.28858 | 0.30054
UT | Commercial | Health | New | Exterior Lighting | Linear Lighting | 0 | 0.068842 | 0.12125 | 0.17413 | 0.22637 | 0.27844 | 0.33008 | 0.38123 | 0.43183 | 0.48124 | 0.53009 | 0.5785 | 0.62638 | 0.67367 | 0.72001 | 0.76571 | 0.81072 | 0.85505 | 0.89873 | 0.94179 | 0.98373 | 1.0248
UT | Commercial | Health | New | Refrigeration | Walk-in Refrigerator/Freezer | 0 | 0.020775 | 0.036591 | 0.052548 | 0.068595 | 0.084592 | 0.10046 | 0.11617 | 0.13172 | 0.14707 | 0.16226 | 0.1773 | 0.19218 | 0.20688 | 0.2214 | 0.23572 | 0.24983 | 0.26373 | 0.27741 | 0.29091 | 0.30421 | 0.31734
UT | Commercial | Health | New | Refrigeration | Reach-in Refrigerator/Freezer | 0 | 0.015669 | 0.027598 | 0.039633 | 0.051737 | 0.063803 | 0.075769 | 0.087621 | 0.099345 | 0.11093 | 0.12238 | 0.13373 | 0.14495 | 0.15604 | 0.16699 | 0.17779 | 0.18843 | 0.19891 | 0.20924 | 0.21941 | 0.22945 | 0.23935
UT | Commercial | Health | New | Refrigeration | Glass Door Display | 0 | 0.65778 | 1.1586 | 1.6638 | 2.1719 | 2.6784 | 3.1807 | 3.6783 | 4.1704 | 4.6567 | 5.1374 | 5.6137 | 6.0849 | 6.5503 | 7.0101 | 7.4636 | 7.9103 | 8.3502 | 8.7836 | 9.2109 | 9.6321 | 10.0478
UT | Commercial | Health | New | Refrigeration | Open Display Case | 0 | 0.17669 | 0.31121 | 0.44693 | 0.58342 | 0.71948 | 0.85441 | 0.98806 | 1.1203 | 1.2509 | 1.38 | 1.508 | 1.6345 | 1.7596 | 1.8831 | 2.0049 | 2.1249 | 2.243 | 2.3595 | 2.4742 | 2.5874 | 2.6991
UT | Commercial | Health | New | Refrigeration | Icemaker | 0 | 0.095884 | 0.16888 | 0.24253 | 0.3166 | 0.39043 | 0.46365 | 0.53618 | 0.60792 | 0.6788 | 0.74888 | 0.81831 | 0.88699 | 0.95484 | 1.0219 | 1.088 | 1.1531 | 1.2172 | 1.2804 | 1.3427 | 1.4041 | 1.4647
UT | Commercial | Health | New | Refrigeration | Vending Machine | 0 | 0.026668 | 0.046971 | 0.067455 | 0.088055 | 0.10859 | 0.12896 | 0.14913 | 0.16908 | 0.1888 | 0.20829 | 0.2276 | 0.2467 | 0.26557 | 0.28421 | 0.3026 | 0.32071 | 0.33854 | 0.35611 | 0.37344 | 0.39051 | 0.40737
UT | Commercial | Health | New | Food Preparation | Oven | 0 | 0.3842 | 0.67669 | 0.97179 | 1.2686 | 1.5644 | 1.8578 | 2.1484 | 2.4359 | 2.7199 | 3.0007 | 3.2789 | 3.5541 | 3.8259 | 4.0945 | 4.3594 | 4.6202 | 4.8772 | 5.1303 | 5.3799 | 5.6259 | 5.8687
UT | Commercial | Health | New | Food Preparation | Fryer | 0 | 0.046461 | 0.081832 | 0.11752 | 0.15341 | 0.18918 | 0.22466 | 0.2598 | 0.29457 | 0.32891 | 0.36287 | 0.39651 | 0.42979 | 0.46267 | 0.49514 | 0.52717 | 0.55872 | 0.58979 | 0.62041 | 0.65059 | 0.68034 | 0.7097
UT | Commercial | Health | New | Food Preparation | Dishwasher | 0 | 0.1272 | 0.22404 | 0.32175 | 0.42001 | 0.51796 | 0.6151 | 0.71131 | 0.80649 | 0.90052 | 0.99349 | 1.0856 | 1.1767 | 1.2667 | 1.3556 | 1.4433 | 1.5297 | 1.6148 | 1.6986 | 1.7812 | 1.8627 | 1.9431
UT | Commercial | Health | New | Food Preparation | Hot Food Container | 0 | 0.0016565 | 0.0029177 | 0.0041901 | 0.0054697 | 0.0067453 | 0.0080103 | 0.0092633 | 0.010503 | 0.011727 | 0.012938 | 0.014138 | 0.015324 | 0.016496 | 0.017654 | 0.018796 | 0.019921 | 0.021029 | 0.02212 | 0.023197 | 0.024257 | 0.025304
UT | Commercial | Health | New | Food Preparation | Steamer | 0 | 0.020253 | 0.035672 | 0.051229 | 0.066873 | 0.082469 | 0.097936 | 0.11325 | 0.12841 | 0.14338 | 0.15818 | 0.17285 | 0.18736 | 0.20169 | 0.21584 | 0.22981 | 0.24356 | 0.25711 | 0.27045 | 0.28361 | 0.29658 | 0.30938
UT | Commercial | Health | New | Food Preparation | Griddle | 0 | 0.021889 | 0.038553 | 0.055366 | 0.072274 | 0.08913 | 0.10585 | 0.1224 | 0.13878 | 0.15496 | 0.17096 | 0.18681 | 0.20249 | 0.21798 | 0.23328 | 0.24837 | 0.26323 | 0.27787 | 0.29229 | 0.30651 | 0.32053 | 0.33436
UT | Commercial | Health | New | Office Equipment | Desktop Computer | 0 | 0.13563 | 0.23352 | 0.32783 | 0.41834 | 0.50433 | 0.58548 | 0.66187 | 0.73359 | 0.80074 | 0.86358 | 0.92248 | 0.97747 | 1.0286 | 1.0761 | 1.12 | 1.1604 | 1.1975 | 1.2314 | 1.2623 | 1.2904 | 1.3159
UT | Commercial | Health | New | Office Equipment | Laptop | 0 | 0.030171 | 0.054344 | 0.079811 | 0.10654 | 0.13437 | 0.16318 | 0.19298 | 0.22375 | 0.2555 | 0.28826 | 0.32211 | 0.35706 | 0.39307 | 0.43019 | 0.46839 | 0.50766 | 0.54803 | 0.58952 | 0.6322 | 0.67609 | 0.72123
UT | Commercial | Health | New | Office Equipment | Server | 0 | 0.54001 | 0.96644 | 1.4102 | 1.8706 | 2.344 | 2.8284 | 3.3235 | 3.8289 | 4.3441 | 4.8698 | 5.407 | 5.9552 | 6.514 | 7.0834 | 7.6631 | 8.2525 | 8.8518 | 9.4611 | 10.0812 | 10.712 | 11.3542
UT | Commercial | Health | New | Office Equipment | Monitor | 0 | 0.023536 | 0.04165 | 0.060094 | 0.078815 | 0.097652 | 0.11651 | 0.13537 | 0.1542 | 0.17299 | 0.19175 | 0.21051 | 0.22925 | 0.24795 | 0.2666 | 0.28518 | 0.30367 | 0.32207 | 0.34037 | 0.35861 | 0.37677 | 0.39488
UT | Commercial | Health | New | Office Equipment | Printer/Copier/Fax | 0 | 0.034935 | 0.062079 | 0.089943 | 0.11845 | 0.14738 | 0.17657 | 0.20601 | 0.23565 | 0.26546 | 0.29547 | 0.32574 | 0.35622 | 0.38687 | 0.41771 | 0.44868 | 0.47976 | 0.51094 | 0.54224 | 0.57367 | 0.60524 | 0.63697
UT | Commercial | Health | New | Office Equipment | POS Terminal | 0 | 0.031458 | 0.055406 | 0.079569 | 0.10387 | 0.12809 | 0.15211 | 0.17591 | 0.19945 | 0.2227 | 0.24569 | 0.26847 | 0.291 | 0.31326 | 0.33525 | 0.35694 | 0.3783 | 0.39934 | 0.42006 | 0.4405 | 0.46065 | 0.48052
UT | Commercial | Health | New | Miscellaneous | Non-HVAC Motors | 0 | 1.0091 | 1.7774 | 2.5525 | 3.332 | 4.1091 | 4.8797 | 5.643 | 6.3981 | 7.144 | 7.8815 | 8.6123 | 9.3351 | 10.0492 | 10.7545 | 11.4503 | 12.1355 | 12.8104 | 13.4753 | 14.1308 | 14.7771 | 15.4148
UT | Commercial | Health | New | Miscellaneous | Pool Pump | 0 | 0 | 0 | 0 | 0 | 0 | 0 | 0 | 0 | 0 | 0 | 0 | 0 | 0 | 0 | 0 | 0 | 0 | 0 | 0 | 0 | 0
UT | Commercial | Health | New | Miscellaneous | Pool Heater | 0 | 0 | 0 | 0 | 0 | 0 | 0 | 0 | 0 | 0 | 0 | 0 | 0 | 0 | 0 | 0 | 0 | 0 | 0 | 0 | 0 | 0
UT | Commercial | Health | New | Miscellaneous | Clothes Washer | 0 | 0.0012488 | 0.0021996 | 0.0031588 | 0.0041235 | 0.0050851 | 0.0060388 | 0.0069834 | 0.0079178 | 0.008841 | 0.0097537 | 0.010658 | 0.011553 | 0.012436 | 0.013309 | 0.01417 | 0.015018 | 0.015853 | 0.016676 | 0.017487 | 0.018287 | 0.019076
UT | Commercial | Health | New | Miscellaneous | Clothes Dryer | 0 | 0.0221 | 0.038926 | 0.055901 | 0.072973 | 0.089991 | 0.10687 | 0.12358 | 0.14012 | 0.15646 | 0.17261 | 0.18861 | 0.20444 | 0.22008 | 0.23553 | 0.25077 | 0.26577 | 0.28055 | 0.29512 | 0.30947 | 0.32363 | 0.33759
UT | Commercial | Health | New | Miscellaneous | Electric Vehicle Chargers | 0 | 0.0004689 | 0.0012006 | 0.0023731 | 0.0041567 | 0.006698 | 0.010363 | 0.015482 | 0.022394 | 0.031551 | 0.043123 | 0.057378 | 0.074625 | 0.09514 | 0.11908 | 0.14632 | 0.17725 | 0.21153 | 0.2491 | 0.29033 | 0.33743 | 0.39121
UT | Commercial | Health | New | Miscellaneous | Other Miscellaneous | 0 | 2.2375 | 4.0044 | 5.8433 | 7.7507 | 9.7121 | 11.7193 | 13.7707 | 15.8648 | 17.9998 | 20.1778 | 22.4038 | 24.6752 | 26.9904 | 29.35 | 31.752 | 34.1942 | 36.6771 | 39.202 | 41.7711 | 44.3849 | 47.0459
UT | Commercial | Health | New | Generation | Solar PV | 0 | -0.14063 | -0.31684 | -0.57133 | -0.91877 | -1.3742 | -1.946 | -2.6482 | -3.4769 | -4.4934 | -5.6502 | -6.8898 | -8.1654 | -9.5278 | -10.9887 | -12.5442 | -14.1903 | -15.9251 | -17.7476 | -19.657 | -21.6519 | -23.7335
UT | Commercial | College | Existing | Cooling | Air-Cooled Chiller | 0 | 0 | 0 | 0 | 0 | 0 | 0 | 0 | 0 | 0 | 0 | 0 | 0 | 0 | 0 | 0 | 0 | 0 | 0 | 0 | 0 | 0
UT | Commercial | College | Existing | Cooling | Water-Cooled Chiller | 26.0204 | 26.3905 | 26.8026 | 27.2361 | 27.675 | 28.378 | 29.0687 | 29.7361 | 30.3633 | 30.9444 | 31.4791 | 31.9618 | 32.3882 | 32.7548 | 33.0513 | 33.2694 | 33.4219 | 33.5073 | 33.534 | 33.5044 | 33.4243 | 33.2961
UT | Commercial | College | Existing | Cooling | RTU | 10.1314 | 9.9287 | 9.688 | 9.4485 | 9.2107 | 9.0174 | 8.8246 | 8.6328 | 8.4423 | 8.2534 | 8.0663 | 7.8814 | 7.6987 | 7.5227 | 7.3563 | 7.1953 | 7.0421 | 6.8959 | 6.7561 | 6.622 | 6.493 | 6.3688
UT | Commercial | College | Existing | Cooling | Packaged Terminal AC | 5.3495 | 5.2425 | 5.1377 | 5.0349 | 4.9342 | 4.8582 | 4.7832 | 4.7093 | 4.6364 | 4.5645 | 4.4936 | 4.4236 | 4.3547 | 4.2867 | 4.2197 | 4.1518 | 4.085 | 4.0192 | 3.9543 | 3.8904 | 3.8275 | 3.7655
UT | Commercial | College | Existing | Cooling | Packaged Terminal HP | 1.1521 | 1.1291 | 1.1065 | 1.0844 | 1.0627 | 1.0463 | 1.0302 | 1.0142 | 0.99853 | 0.98305 | 0.96778 | 0.95272 | 0.93787 | 0.92323 | 0.90879 | 0.89418 | 0.87978 | 0.8656 | 0.85164 | 0.83788 | 0.82432 | 0.81098
UT | Commercial | College | Existing | Cooling | Air-Source Heat Pump | 0.064931 | 0.063426 | 0.061762 | 0.060116 | 0.058493 | 0.057166 | 0.055857 | 0.054568 | 0.053304 | 0.052068 | 0.05086 | 0.049684 | 0.048553 | 0.047476 | 0.046448 | 0.045445 | 0.044485 | 0.043563 | 0.042677 | 0.041824 | 0.041001 | 0.040207
UT | Commercial | College | Existing | Cooling | Geothermal Heat Pump | 0 | 0 | 0 | 0 | 0 | 0 | 0 | 0 | 0 | 0 | 0 | 0 | 0 | 0 | 0 | 0 | 0 | 0 | 0 | 0 | 0 | 0
UT | Commercial | College | Existing | Space Heating | Electric Furnace | 0 | 0 | 0 | 0 | 0 | 0 | 0 | 0 | 0 | 0 | 0 | 0 | 0 | 0 | 0 | 0 | 0 | 0 | 0 | 0 | 0 | 0
UT | Commercial | College | Existing | Space Heating | Electric Room Heat | 0 | 0 | 0 | 0 | 0 | 0 | 0 | 0 | 0 | 0 | 0 | 0 | 0 | 0 | 0 | 0 | 0 | 0 | 0 | 0 | 0 | 0
UT | Commercial | College | Existing | Space Heating | Packaged Terminal HP | 3.373 | 3.3055 | 3.2394 | 3.1862 | 3.1111 | 3.0354 | 2.9615 | 2.9 | 2.8188 | 2.7499 | 2.6827 | 2.6269 | 2.5529 | 2.4902 | 2.4291 | 2.3784 | 2.3109 | 2.2539 | 2.1982 | 2.1521 | 2.0908 | 2.039
UT | Commercial | College | Existing | Space Heating | Air-Source Heat Pump | 0.21122 | 0.20699 | 0.20265 | 0.19911 | 0.19419 | 0.18923 | 0.18438 | 0.18031 | 0.17501 | 0.17048 | 0.16606 | 0.16235 | 0.15754 | 0.15346 | 0.14951 | 0.14622 | 0.14192 | 0.13829 | 0.13476 | 0.13183 | 0.12798 | 0.12473
UT | Commercial | College | Existing | Space Heating | Geothermal Heat Pump | 0 | 0 | 0 | 0 | 0 | 0 | 0 | 0 | 0 | 0 | 0 | 0 | 0 | 0 | 0 | 0 | 0 | 0 | 0 | 0 | 0 | 0
UT | Commercial | College | Existing | Ventilation | Ventilation | 81.5686 | 78.9279 | 76.2874 | 73.6975 | 71.1465 | 68.5452 | 66.0073 | 63.5447 | 61.1643 | 58.8526 | 56.6351 | 54.5179 | 52.5021 | 50.5892 | 48.7805 | 47.076 | 45.4781 | 43.9797 | 42.5708 | 41.2283 | 39.9583 | 38.7639
UT | Commercial | College | Existing | Water Heating | Water Heater | 11.3553 | 11.0463 | 10.7281 | 10.4065 | 10.0805 | 9.7461 | 9.41 | 9.0784 | 8.7473 | 8.4231 | 8.1006 | 7.7866 | 7.5007 | 7.2331 | 6.9863 | 6.7573 | 6.5396 | 6.3367 | 6.1466 | 5.9555 | 5.7753 | 5.605
UT | Commercial | College | Existing | Interior Lighting | General Service Lighting | 7.6444 | 7.3122 | 6.9169 | 6.4807 | 5.902 | 5.3045 | 4.8354 | 4.458 | 4.1467 | 3.8742 | 3.6483 | 3.4562 | 3.2984 | 3.1604 | 3.0265 | 2.905 | 2.7937 | 2.691 | 2.5974 | 2.4975 | 2.4001 | 2.3061
UT | Commercial | College | Existing | Interior Lighting | Exempted Lighting | 0.057837 | 0.05668 | 0.055546 | 0.054436 | 0.0525 | 0.050465 | 0.048158 | 0.045401 | 0.042579 | 0.039638 | 0.037069 | 0.035114 | 0.033628 | 0.032676 | 0.031819 | 0.031161 | 0.030557 | 0.029934 | 0.029392 | 0.028607 | 0.027714 | 0.026789
UT | Commercial | College | Existing | Interior Lighting | High-Bay Lighting | 4.7947 | 4.6868 | 4.5805 | 4.4762 | 4.3725 | 4.2711 | 4.1721 | 4.0756 | 3.9818 | 3.8895 | 3.8 | 3.7133 | 3.6292 | 3.5478 | 3.4681 | 3.3908 | 3.3158 | 3.243 | 3.1722 | 3.1033 | 3.0363 | 2.9712
UT | Commercial | College | Existing | Interior Lighting | Linear Lighting | 27.2675 | 26.7222 | 26.1877 | 25.664 | 25.1344 | 24.6144 | 24.104 | 23.6033 | 23.1124 | 22.6188 | 22.1351 | 21.6611 | 21.1969 | 20.7422 | 20.2885 | 19.8444 | 19.4097 | 18.9843 | 18.5681 | 18.1608 | 17.7666 | 17.3833
UT | Commercial | College | Existing | Exterior Lighting | General Service Lighting | 1.5553 | 1.4869 | 1.4055 | 1.3156 | 1.1895 | 1.0573 | 0.95333 | 0.87245 | 0.80861 | 0.75147 | 0.70356 | 0.66239 | 0.62959 | 0.60104 | 0.573 | 0.54764 | 0.52453 | 0.50331 | 0.48402 | 0.46323 | 0.44299 | 0.42351
UT | Commercial | College | Existing | Exterior Lighting | Area Lighting | 0.031524 | 0.030894 | 0.030276 | 0.029671 | 0.029045 | 0.02843 | 0.027826 | 0.027234 | 0.026653 | 0.02606 | 0.025478 | 0.024908 | 0.024352 | 0.023811 | 0.023267 | 0.022739 | 0.022225 | 0.021726 | 0.021239 | 0.020765 | 0.020305 | 0.019857
UT | Commercial | College | Existing | Exterior Lighting | Linear Lighting | 2.5483 | 2.4973 | 2.4474 | 2.3985 | 2.349 | 2.3004 | 2.2527 | 2.2059 | 2.16 | 2.1139 | 2.0687 | 2.0244 | 1.981 | 1.9385 | 1.8961 | 1.8546 | 1.814 | 1.7742 | 1.7353 | 1.6972 | 1.6604 | 1.6246
UT | Commercial | College | Existing | Refrigeration | Walk-in Refrigerator/Freezer | 0.43283 | 0.42418 | 0.41569 | 0.40738 | 0.39923 | 0.39125 | 0.38342 | 0.37575 | 0.36824 | 0.36087 | 0.35366 | 0.34658 | 0.33965 | 0.33286 | 0.3262 | 0.31968 | 0.31328 | 0.30702 | 0.30088 | 0.29486 | 0.28896 | 0.28318
UT | Commercial | College | Existing | Refrigeration | Reach-in Refrigerator/Freezer | 0.88053 | 0.86292 | 0.84566 | 0.82875 | 0.81217 | 0.79593 | 0.78001 | 0.76441 | 0.74912 | 0.73414 | 0.71946 | 0.70507 | 0.69097 | 0.67715 | 0.6636 | 0.65033 | 0.63733 | 0.62458 | 0.61209 | 0.59985 | 0.58785 | 0.57609
UT | Commercial | College | Existing | Refrigeration | Glass Door Display | 1.0812 | 1.0596 | 1.0384 | 1.0176 | 0.99725 | 0.97731 | 0.95776 | 0.93861 | 0.91984 | 0.90144 | 0.88341 | 0.86574 | 0.84843 | 0.83146 | 0.81483 | 0.79853 | 0.78256 | 0.76691 | 0.75157 | 0.73654 | 0.72181 | 0.70737
UT | Commercial | College | Existing | Refrigeration | Open Display Case | 1.0326 | 1.012 | 0.99175 | 0.97192 | 0.95248 | 0.93343 | 0.91476 | 0.89647 | 0.87854 | 0.86097 | 0.84375 | 0.82687 | 0.81033 | 0.79413 | 0.77824 | 0.76268 | 0.74743 | 0.73248 | 0.71783 | 0.70347 | 0.6894 | 0.67561
UT | Commercial | College | Existing | Refrigeration | Icemaker | 5.34 | 5.2332 | 5.1285 | 5.026 | 4.9254 | 4.8269 | 4.7304 | 4.6358 | 4.5431 | 4.4522 | 4.3632 | 4.2759 | 4.1904 | 4.1066 | 4.0244 | 3.944 | 3.8651 | 3.7878 | 3.712 | 3.6378 | 3.565 | 3.4937
UT | Commercial | College | Existing | Refrigeration | Vending Machine | 1.8359 | 1.7992 | 1.7632 | 1.7279 | 1.6934 | 1.6595 | 1.6263 | 1.5938 | 1.5619 | 1.5307 | 1.5001 | 1.4701 | 1.4407 | 1.4118 | 1.3836 | 1.3559 | 1.3288 | 1.3022 | 1.2762 | 1.2507 | 1.2257 | 1.2011
UT | Commercial | College | Existing | Food Preparation | Oven | 1.7966 | 1.7607 | 1.7255 | 1.691 | 1.6572 | 1.624 | 1.5915 | 1.5597 | 1.5285 | 1.4979 | 1.468 | 1.4386 | 1.4098 | 1.3817 | 1.354 | 1.3269 | 1.3004 | 1.2744 | 1.2489 | 1.2239 | 1.1994 | 1.1755
UT | Commercial | College | Existing | Food Preparation | Fryer | 0.85667 | 0.83953 | 0.82274 | 0.80629 | 0.79016 | 0.77436 | 0.75887 | 0.74369 | 0.72882 | 0.71424 | 0.69996 | 0.68596 | 0.67224 | 0.6588 | 0.64562 | 0.63271 | 0.62005 | 0.60765 | 0.5955 | 0.58359 | 0.57192 | 0.56048
UT | Commercial | College | Existing | Food Preparation | Dishwasher | 1.5128 | 1.4826 | 1.4529 | 1.4239 | 1.3954 | 1.3675 | 1.3401 | 1.3133 | 1.2871 | 1.2613 | 1.2361 | 1.2114 | 1.1872 | 1.1634 | 1.1401 | 1.1173 | 1.095 | 1.0731 | 1.0516 | 1.0306 | 1.01 | 0.98979
UT | Commercial | College | Existing | Food Preparation | Hot Food Container | 0.079823 | 0.078226 | 0.076662 | 0.075128 | 0.073626 | 0.072153 | 0.07071 | 0.069296 | 0.06791 | 0.066552 | 0.065221 | 0.063916 | 0.062638 | 0.061385 | 0.060158 | 0.058954 | 0.057775 | 0.05662 | 0.055487 | 0.054378 | 0.05329 | 0.052224
UT | Commercial | College | Existing | Food Preparation | Steamer | 0.97593 | 0.95641 | 0.93728 | 0.91854 | 0.90017 | 0.88216 | 0.86452 | 0.84723 | 0.83028 | 0.81368 | 0.7974 | 0.78146 | 0.76583 | 0.75051 | 0.7355 | 0.72079 | 0.70637 | 0.69225 | 0.6784 | 0.66483 | 0.65154 | 0.63851
UT | Commercial | College | Existing | Food Preparation | Griddle | 1.0547 | 1.0337 | 1.013 | 0.99272 | 0.97287 | 0.95341 | 0.93434 | 0.91565 | 0.89734 | 0.87939 | 0.86181 | 0.84457 | 0.82768 | 0.81113 | 0.7949 | 0.779 | 0.76342 | 0.74816 | 0.73319 | 0.71853 | 0.70416 | 0.69008
UT | Commercial | College | Existing | Office Equipment | Desktop Computer | 16.8869 | 16.1778 | 15.4985 | 14.8477 | 14.2243 | 13.627 | 13.0548 | 12.5067 | 11.9815 | 11.4784 | 10.9964 | 10.5347 | 10.0924 | 9.6686 | 9.2626 | 8.8737 | 8.5011 | 8.1441 | 7.8021 | 7.4745 | 7.1607 | 6.86
UT | Commercial | College | Existing | Office Equipment | Laptop | 3.591 | 3.5989 | 3.6068 | 3.6147 | 3.6226 | 3.6306 | 3.6385 | 3.6465 | 3.6545 | 3.6625 | 3.6705 | 3.6785 | 3.6866 | 3.6947 | 3.7028 | 3.7109 | 3.719 | 3.7272 | 3.7353 | 3.7435 | 3.7517 | 3.7599
UT | Commercial | College | Existing | Office Equipment | Server | 6.5462 | 6.5575 | 6.5689 | 6.5803 | 6.5917 | 6.6031 | 6.6146 | 6.6261 | 6.6375 | 6.6491 | 6.6606 | 6.6721 | 6.6837 | 6.6953 | 6.7069 | 6.7185 | 6.7302 | 6.7418 | 6.7535 | 6.7652 | 6.777 | 6.7887
UT | Commercial | College | Existing | Office Equipment | Monitor | 2.8514 | 2.8075 | 2.7643 | 2.7217 | 2.6798 | 2.6386 | 2.598 | 2.558 | 2.5186 | 2.4798 | 2.4416 | 2.4041 | 2.3671 | 2.3306 | 2.2947 | 2.2594 | 2.2246 | 2.1904 | 2.1567 | 2.1235 | 2.0908 | 2.0586
UT | Commercial | College | Existing | Office Equipment | Printer/Copier/Fax | 2.5487 | 2.538 | 2.5273 | 2.5166 | 2.506 | 2.4954 | 2.4849 | 2.4744 | 2.464 | 2.4536 | 2.4433 | 2.433 | 2.4227 | 2.4125 | 2.4023 | 2.3922 | 2.3821 | 2.372 | 2.362 | 2.3521 | 2.3421 | 2.3323
UT | Commercial | College | Existing | Office Equipment | POS Terminal | 2.6738 | 2.6229 | 2.573 | 2.524 | 2.476 | 2.4288 | 2.3826 | 2.3373 | 2.2928 | 2.2491 | 2.2063 | 2.1643 | 2.1231 | 2.0827 | 2.0431 | 2.0042 | 1.9661 | 1.9286 | 1.8919 | 1.8559 | 1.8206 | 1.786
UT | Commercial | College | Existing | Miscellaneous | Non-HVAC Motors | 12.7198 | 12.4654 | 12.2161 | 11.9718 | 11.7324 | 11.4977 | 11.2678 | 11.0424 | 10.8216 | 10.6051 | 10.393 | 10.1852 | 9.9815 | 9.7818 | 9.5862 | 9.3945 | 9.2066 | 9.0224 | 8.842 | 8.6652 | 8.4919 | 8.322
UT | Commercial | College | Existing | Miscellaneous | Pool Pump | 1.3592 | 1.3173 | 1.2705 | 1.2206 | 1.169 | 1.1165 | 1.0639 | 1.0204 | 0.98365 | 0.95196 | 0.9241 | 0.89913 | 0.87637 | 0.85534 | 0.83566 | 0.81705 | 0.79932 | 0.78231 | 0.76591 | 0.75004 | 0.73463 | 0.71964
UT | Commercial | College | Existing | Miscellaneous | Pool Heater | 3.8873 | 3.8095 | 3.7333 | 3.6587 | 3.5855 | 3.5138 | 3.4435 | 3.3746 | 3.3071 | 3.241 | 3.1762 | 3.1127 | 3.0504 | 2.9894 | 2.9296 | 2.871 | 2.8136 | 2.7573 | 2.7022 | 2.6481 | 2.5952 | 2.5433
UT | Commercial | College | Existing | Miscellaneous | Clothes Washer | 0.0031265 | 0.003064 | 0.0030027 | 0.0029427 | 0.0028838 | 0.0028261 | 0.0027696 | 0.0027142 | 0.0026599 | 0.0026067 | 0.0025546 | 0.0025035 | 0.0024534 | 0.0024044 | 0.0023563 | 0.0023092 | 0.002263 | 0.0022177 | 0.0021734 | 0.0021299 | 0.0020873 | 0.0020456
UT | Commercial | College | Existing | Miscellaneous | Clothes Dryer | 0.044073 | 0.043192 | 0.042328 | 0.041481 | 0.040652 | 0.039839 | 0.039042 | 0.038261 | 0.037496 | 0.036746 | 0.036011 | 0.035291 | 0.034585 | 0.033893 | 0.033215 | 0.032551 | 0.0319 | 0.031262 | 0.030637 | 0.030024 | 0.029424 | 0.028835
UT | Commercial | College | Existing | Miscellaneous | Electric Vehicle Chargers | 0 | 0 | 0 | 0 | 0 | 0 | 0 | 0 | 0 | 0 | 0 | 0 | 0 | 0 | 0 | 0 | 0 | 0 | 0 | 0 | 0 | 0
UT | Commercial | College | Existing | Miscellaneous | Other Miscellaneous | 30.5672 | 30.4383 | 30.3099 | 30.1821 | 30.0548 | 29.928 | 29.8018 | 29.6761 | 29.5509 | 29.4263 | 29.3022 | 29.1786 | 29.0555 | 28.9329 | 28.8109 | 28.6894 | 28.5684 | 28.4479 | 28.3279 | 28.2084 | 28.0894 | 27.971
UT | Commercial | College | Existing | Generation | Solar PV | -3.5427 | -4.244 | -5.3201 | -6.5466 | -7.9035 | -9.394 | -10.9782 | -12.66 | -14.3671 | -16.296 | -18.2023 | -19.906 | -21.3295 | -22.6575 | -23.9294 | -25.1437 | -26.3003 | -27.4016 | -28.4501 | -29.448 | -30.3977 | -31.3029
UT | Commercial | College | New | Cooling | Air-Cooled Chiller | 0 | 0 | 0 | 0 | 0 | 0 | 0 | 0 | 0 | 0 | 0 | 0 | 0 | 0 | 0 | 0 | 0 | 0 | 0 | 0 | 0 | 0
UT | Commercial | College | New | Cooling | Water-Cooled Chiller | 0 | 1.8326 | 3.238 | 4.6535 | 6.075 | 7.5257 | 8.9765 | 10.4257 | 11.8715 | 13.3078 | 14.7399 | 16.1706 | 17.5976 | 19.019 | 20.4348 | 21.8337 | 23.2218 | 24.5988 | 25.9651 | 27.3163 | 28.6576 | 29.99
UT | Commercial | College | New | Cooling | RTU | 0 | 0.37766 | 0.63001 | 0.88421 | 1.1395 | 1.4002 | 1.6609 | 1.9214 | 2.1811 | 2.44 | 2.6981 | 2.9559 | 3.213 | 3.4635 | 3.7136 | 3.9612 | 4.2074 | 4.4521 | 4.6954 | 4.9374 | 5.1781 | 5.4177
UT | Commercial | College | New | Cooling | Packaged Terminal AC | 0 | 0.22871 | 0.40404 | 0.58065 | 0.75801 | 0.93899 | 1.12 | 1.3008 | 1.4811 | 1.6608 | 1.8399 | 2.0189 | 2.1974 | 2.3752 | 2.5523 | 2.7273 | 2.9011 | 3.0735 | 3.2446 | 3.4147 | 3.5836 | 3.7516
UT | Commercial | College | New | Cooling | Packaged Terminal HP | 0 | 0.049257 | 0.087017 | 0.12505 | 0.16325 | 0.20223 | 0.24121 | 0.28015 | 0.31899 | 0.35768 | 0.39627 | 0.43481 | 0.47325 | 0.51155 | 0.54969 | 0.58738 | 0.6248 | 0.66193 | 0.69879 | 0.73542 | 0.7718 | 0.80797
UT | Commercial | College | New | Cooling | Air-Source Heat Pump | 0 | 0.0022694 | 0.0038488 | 0.0054397 | 0.0070373 | 0.0086686 | 0.0103 | 0.011929 | 0.013555 | 0.015174 | 0.016789 | 0.018402 | 0.019991 | 0.021576 | 0.023156 | 0.024718 | 0.02627 | 0.027811 | 0.029342 | 0.030863 | 0.032376 | 0.033881
UT | Commercial | College | New | Cooling | Geothermal Heat Pump | 0 | 0 | 0 | 0 | 0 | 0 | 0 | 0 | 0 | 0 | 0 | 0 | 0 | 0 | 0 | 0 | 0 | 0 | 0 | 0 | 0 | 0
UT | Commercial | College | New | Space Heating | Electric Furnace | 0 | 0 | 0 | 0 | 0 | 0 | 0 | 0 | 0 | 0 | 0 | 0 | 0 | 0 | 0 | 0 | 0 | 0 | 0 | 0 | 0 | 0
UT | Commercial | College | New | Space Heating | Electric Room Heat | 0 | 0 | 0 | 0 | 0 | 0 | 0 | 0 | 0 | 0 | 0 | 0 | 0 | 0 | 0 | 0 | 0 | 0 | 0 | 0 | 0 | 0
UT | Commercial | College | New | Space Heating | Packaged Terminal HP | 0 | 0.14421 | 0.25475 | 0.36745 | 0.47794 | 0.58669 | 0.69343 | 0.80103 | 0.90047 | 1.0006 | 1.0984 | 1.1989 | 1.2882 | 1.3798 | 1.4693 | 1.5624 | 1.6411 | 1.7236 | 1.8037 | 1.8889 | 1.9576 | 2.0314
UT | Commercial | College | New | Space Heating | Air-Source Heat Pump | 0 | 0.0090302 | 0.015749 | 0.0226 | 0.029314 | 0.035922 | 0.042409 | 0.048948 | 0.05499 | 0.061072 | 0.06702 | 0.073126 | 0.078527 | 0.084073 | 0.08949 | 0.095132 | 0.099902 | 0.1049 | 0.10975 | 0.11492 | 0.11908 | 0.12356
UT | Commercial | College | New | Space Heating | Geothermal Heat Pump | 0 | 0 | 0 | 0 | 0 | 0 | 0 | 0 | 0 | 0 | 0 | 0 | 0 | 0 | 0 | 0 | 0 | 0 | 0 | 0 | 0 | 0
UT | Commercial | College | New | Ventilation | Ventilation | 0 | 2.385 | 4.2133 | 6.0928 | 7.9802 | 9.7429 | 11.4894 | 13.2177 | 14.9259 | 16.5906 | 18.2347 | 19.8624 | 21.4711 | 23.0587 | 24.6268 | 26.1724 | 27.6936 | 29.1789 | 30.633 | 32.035 | 33.4047 | 34.7552
UT | Commercial | College | New | Water Heating | Water Heater | 0 | 0.34655 | 0.61221 | 0.87982 | 1.1486 | 1.4162 | 1.6813 | 1.9437 | 2.203 | 2.459 | 2.7119 | 2.9622 | 3.2097 | 3.4539 | 3.695 | 3.9326 | 4.1665 | 4.357 | 4.5429 | 4.7145 | 4.886 | 5.0549
UT | Commercial | College | New | Interior Lighting | General Service Lighting | 0 | 0.21206 | 0.37462 | 0.53837 | 0.67125 | 0.80356 | 0.92715 | 1.0461 | 1.1614 | 1.2595 | 1.3581 | 1.4554 | 1.5541 | 1.6511 | 1.7353 | 1.8172 | 1.8966 | 1.9738 | 2.0503 | 2.1137 | 2.1805 | 2.2473
UT | Commercial | College | New | Interior Lighting | Exempted Lighting | 0 | 0.0024727 | 0.0043683 | 0.0062777 | 0.007944 | 0.009539 | 0.011005 | 0.012302 | 0.013585 | 0.014686 | 0.015849 | 0.017022 | 0.018174 | 0.019323 | 0.020368 | 0.021499 | 0.022553 | 0.023562 | 0.024555 | 0.025523 | 0.026475 | 0.027399
UT | Commercial | College | New | Interior Lighting | High-Bay Lighting | 0 | 0.18119 | 0.32008 | 0.45999 | 0.59902 | 0.73746 | 0.87461 | 1.0103 | 1.1445 | 1.2761 | 1.4061 | 1.5348 | 1.6617 | 1.7868 | 1.9093 | 2.03 | 2.1487 | 2.2654 | 2.3803 | 2.4934 | 2.6049 | 2.7149
UT | Commercial | College | New | Interior Lighting | Linear Lighting | 0 | 1.1658 | 2.0595 | 2.9597 | 3.8468 | 4.7303 | 5.6055 | 6.4716 | 7.3277 | 8.1625 | 8.9872 | 9.8036 | 10.6105 | 11.407 | 12.1863 | 12.9545 | 13.7105 | 14.4546 | 15.1872 | 15.909 | 16.6111 | 17.298
UT | Commercial | College | New | Exterior Lighting | General Service Lighting | 0 | 0.042672 | 0.075385 | 0.10834 | 0.1324 | 0.15567 | 0.17816 | 0.20068 | 0.22316 | 0.24087 | 0.25848 | 0.27569 | 0.29354 | 0.31109 | 0.32547 | 0.33941 | 0.3529 | 0.36594 | 0.37887 | 0.38883 | 0.39965 | 0.4105
UT | Commercial | College | New | Exterior Lighting | Area Lighting | 0 | 0.0013478 | 0.002381 | 0.0034217 | 0.0044372 | 0.0054484 | 0.0064502 | 0.0074417 | 0.0084216 | 0.0093715 | 0.01031 | 0.011239 | 0.012152 | 0.013049 | 0.013914 | 0.014765 | 0.015601 | 0.016423 | 0.01723 | 0.018025 | 0.018808 | 0.019581
UT | Commercial | College | New | Exterior Lighting | Linear Lighting | 0 | 0.10895 | 0.19247 | 0.2766 | 0.35951 | 0.44207 | 0.52387 | 0.60482 | 0.68482 | 0.76284 | 0.83991 | 0.91621 | 0.99162 | 1.0661 | 1.1389 | 1.2107 | 1.2813 | 1.3509 | 1.4193 | 1.4868 | 1.5524 | 1.6166
UT | Commercial | College | New | Refrigeration | Walk-in Refrigerator/Freezer | 0 | 0.018505 | 0.032691 | 0.04698 | 0.061331 | 0.07562 | 0.089777 | 0.10379 | 0.11763 | 0.1313 | 0.14481 | 0.15818 | 0.17139 | 0.18443 | 0.19731 | 0.20999 | 0.22248 | 0.23478 | 0.24688 | 0.2588 | 0.27055 | 0.28213
UT | Commercial | College | New | Refrigeration | Reach-in Refrigerator/Freezer | 0 | 0.037646 | 0.066505 | 0.095575 | 0.12477 | 0.15384 | 0.18264 | 0.21114 | 0.23931 | 0.26712 | 0.29459 | 0.32179 | 0.34867 | 0.3752 | 0.40139 | 0.4272 | 0.45261 | 0.47762 | 0.50224 | 0.52649 | 0.55039 | 0.57396
UT | Commercial | College | New | Refrigeration | Glass Door Display | 0 | 0.046224 | 0.08166 | 0.11735 | 0.1532 | 0.18889 | 0.22426 | 0.25925 | 0.29385 | 0.32799 | 0.36172 | 0.39512 | 0.42812 | 0.4607 | 0.49286 | 0.52455 | 0.55575 | 0.58646 | 0.61669 | 0.64647 | 0.67582 | 0.70475
UT | Commercial | College | New | Refrigeration | Open Display Case | 0 | 0.044149 | 0.077994 | 0.11209 | 0.14632 | 0.18041 | 0.21419 | 0.24761 | 0.28065 | 0.31326 | 0.34548 | 0.37737 | 0.4089 | 0.44001 | 0.47073 | 0.501 | 0.5308 | 0.56013 | 0.589 | 0.61745 | 0.64548 | 0.67311
UT | Commercial | College | New | Refrigeration | Icemaker | 0 | 0.2283 | 0.40332 | 0.57961 | 0.75666 | 0.93295 | 1.1076 | 1.2805 | 1.4513 | 1.6199 | 1.7865 | 1.9515 | 2.1145 | 2.2754 | 2.4342 | 2.5908 | 2.7449 | 2.8965 | 3.0458 | 3.1929 | 3.3379 | 3.4808
UT | Commercial | College | New | Refrigeration | Vending Machine | 0 | 0.078491 | 0.13866 | 0.19927 | 0.26014 | 0.32075 | 0.3808 | 0.44022 | 0.49896 | 0.55694 | 0.61421 | 0.67092 | 0.72696 | 0.78228 | 0.83689 | 0.89071 | 0.94369 | 0.99583 | 1.0472 | 1.0977 | 1.1476 | 1.1967
UT | Commercial | College | New | Food Preparation | Oven | 0 | 0.076812 | 0.1357 | 0.19501 | 0.25458 | 0.31389 | 0.37265 | 0.43081 | 0.48829 | 0.54503 | 0.60108 | 0.65657 | 0.71142 | 0.76555 | 0.81899 | 0.87166 | 0.92351 | 0.97453 | 1.0248 | 1.0743 | 1.123 | 1.1711
UT | Commercial | College | New | Food Preparation | Fryer | 0 | 0.036625 | 0.064702 | 0.092984 | 0.12139 | 0.14967 | 0.17769 | 0.20542 | 0.23282 | 0.25988 | 0.28661 | 0.31306 | 0.33922 | 0.36503 | 0.39051 | 0.41562 | 0.44034 | 0.46467 | 0.48863 | 0.51223 | 0.53548 | 0.5584
UT | Commercial | College | New | Food Preparation | Dishwasher | 0 | 0.064679 | 0.11426 | 0.16421 | 0.21436 | 0.26431 | 0.31379 | 0.36276 | 0.41116 | 0.45894 | 0.50614 | 0.55286 | 0.59904 | 0.64463 | 0.68963 | 0.73398 | 0.77763 | 0.8206 | 0.8629 | 0.90457 | 0.94563 | 0.98612
UT | Commercial | College | New | Food Preparation | Hot Food Container | 0 | 0.0034127 | 0.0060288 | 0.0086641 | 0.011311 | 0.013946 | 0.016557 | 0.01914 | 0.021694 | 0.024215 | 0.026705 | 0.029171 | 0.031607 | 0.034013 | 0.036387 | 0.038727 | 0.04103 | 0.043297 | 0.045529 | 0.047728 | 0.049895 | 0.052031
UT | Commercial | College | New | Food Preparation | Steamer | 0 | 0.041724 | 0.07371 | 0.10593 | 0.13829 | 0.1705 | 0.20243 | 0.23401 | 0.26524 | 0.29606 | 0.32651 | 0.35665 | 0.38644 | 0.41585 | 0.44487 | 0.47349 | 0.50165 | 0.52936 | 0.55665 | 0.58354 | 0.61002 | 0.63614
UT | Commercial | College | New | Food Preparation | Griddle | 0 | 0.045094 | 0.079663 | 0.11448 | 0.14945 | 0.18427 | 0.21877 | 0.25291 | 0.28666 | 0.31997 | 0.35288 | 0.38545 | 0.41765 | 0.44943 | 0.4808 | 0.51173 | 0.54216 | 0.57212 | 0.60161 | 0.63066 | 0.65929 | 0.68752
UT | Commercial | College | New | Office Equipment | Desktop Computer | 0 | 0.70577 | 1.2188 | 1.7123 | 2.1852 | 2.6338 | 3.0568 | 3.4545 | 3.8275 | 4.1764 | 4.5026 | 4.8079 | 5.0926 | 5.3572 | 5.6026 | 5.8291 | 6.0372 | 6.2278 | 6.4019 | 6.5605 | 6.7044 | 6.8346
UT | Commercial | College | New | Office Equipment | Laptop | 0 | 0.15701 | 0.28365 | 0.41686 | 0.55651 | 0.70171 | 0.85195 | 1.0072 | 1.1674 | 1.3326 | 1.5029 | 1.6788 | 1.8603 | 2.0472 | 2.2397 | 2.4377 | 2.6411 | 2.8502 | 3.065 | 3.2858 | 3.5127 | 3.746
UT | Commercial | College | New | Office Equipment | Server | 0 | 0.28438 | 0.51047 | 0.74542 | 0.98878 | 1.2388 | 1.4944 | 1.7554 | 2.0217 | 2.2929 | 2.5695 | 2.8519 | 3.1399 | 3.4332 | 3.732 | 4.036 | 4.3449 | 4.6588 | 4.9779 | 5.3023 | 5.6323 | 5.968
UT | Commercial | College | New | Office Equipment | Monitor | 0 | 0.12248 | 0.21739 | 0.31388 | 0.41168 | 0.50998 | 0.60831 | 0.70654 | 0.80457 | 0.90229 | 0.99976 | 1.0972 | 1.1944 | 1.2914 | 1.388 | 1.4842 | 1.5799 | 1.675 | 1.7696 | 1.8638 | 1.9576 | 2.051
UT | Commercial | College | New | Office Equipment | Printer/Copier/Fax | 0 | 0.10994 | 0.19594 | 0.28409 | 0.37416 | 0.46544 | 0.55749 | 0.65021 | 0.74351 | 0.83729 | 0.93161 | 1.0267 | 1.1223 | 1.2184 | 1.3151 | 1.4121 | 1.5094 | 1.6069 | 1.7048 | 1.803 | 1.9016 | 2.0007
UT | Commercial | College | New | Office Equipment | POS Terminal | 0 | 0.11431 | 0.20194 | 0.29022 | 0.37886 | 0.46713 | 0.55459 | 0.64113 | 0.72668 | 0.81112 | 0.89453 | 0.97711 | 1.0587 | 1.1393 | 1.2188 | 1.2972 | 1.3744 | 1.4503 | 1.5251 | 1.5987 | 1.6713 | 1.7429
UT | Commercial | College | New | Miscellaneous | Non-HVAC Motors | 0 | 0.54381 | 0.9607 | 1.3806 | 1.8024 | 2.2223 | 2.6383 | 3.05 | 3.457 | 3.8587 | 4.2555 | 4.6484 | 5.0367 | 5.42 | 5.7983 | 6.1712 | 6.5382 | 6.8995 | 7.2551 | 7.6055 | 7.9508 | 8.2912
UT | Commercial | College | New | Miscellaneous | Pool Pump | 0 | 0.046967 | 0.082973 | 0.11924 | 0.15566 | 0.19193 | 0.22786 | 0.26342 | 0.29857 | 0.33326 | 0.36754 | 0.40147 | 0.435 | 0.4681 | 0.50078 | 0.53299 | 0.56469 | 0.59589 | 0.6266 | 0.65687 | 0.68668 | 0.71608
UT | Commercial | College | New | Miscellaneous | Pool Heater | 0 | 0.16619 | 0.2936 | 0.42193 | 0.55081 | 0.67914 | 0.80629 | 0.93211 | 1.0565 | 1.1792 | 1.3005 | 1.4206 | 1.5392 | 1.6564 | 1.772 | 1.886 | 1.9981 | 2.1085 | 2.2172 | 2.3243 | 2.4298 | 2.5338
UT | Commercial | College | New | Miscellaneous | Clothes Washer | 0 | 0.00013367 | 0.00023614 | 0.00033936 | 0.00044302 | 0.00054624 | 0.0006485 | 0.0007497 | 0.00084973 | 0.00094847 | 0.001046 | 0.0011426 | 0.001238 | 0.0013322 | 0.0014252 | 0.0015169 | 0.0016071 | 0.0016959 | 0.0017833 | 0.0018694 | 0.0019543 | 0.002038
UT | Commercial | College | New | Miscellaneous | Clothes Dryer | 0 | 0.0018843 | 0.0033288 | 0.0047838 | 0.006245 | 0.0077 | 0.0091416 | 0.010568 | 0.011978 | 0.01337 | 0.014745 | 0.016106 | 0.017452 | 0.01878 | 0.020091 | 0.021383 | 0.022655 | 0.023906 | 0.025139 | 0.026353 | 0.027549 | 0.028728
UT | Commercial | College | New | Miscellaneous | Electric Vehicle Chargers | 0 | 0 | 0 | 0 | 0 | 0 | 0 | 0 | 0 | 0 | 0 | 0 | 0 | 0 | 0 | 0 | 0 | 0 | 0 | 0 | 0 | 0
UT | Commercial | College | New | Miscellaneous | Other Miscellaneous | 0 | 1.3279 | 2.3836 | 3.4807 | 4.6171 | 5.7845 | 6.978 | 8.1969 | 9.4401 | 10.7068 | 11.9981 | 13.3168 | 14.6615 | 16.0313 | 17.4265 | 18.846 | 20.2884 | 21.7542 | 23.2439 | 24.759 | 26.2997 | 27.8674
UT | Commercial | College | New | Generation | Solar PV | 0 | -0.18515 | -0.41838 | -0.75498 | -1.2142 | -1.8157 | -2.5705 | -3.4969 | -4.5896 | -5.9293 | -7.4531 | -9.0849 | -10.763 | -12.5542 | -14.4739 | -16.5169 | -18.6777 | -20.954 | -23.3442 | -25.847 | -28.4609 | -31.187
UT | Commercial | School | Existing | Cooling | Air-Cooled Chiller | 6.1007 | 5.9475 | 5.7946 | 5.6432 | 5.4939 | 5.3721 | 5.2522 | 5.1346 | 5.0198 | 4.9079 | 4.7994 | 4.6943 | 4.593 | 4.4955 | 4.402 | 4.3107 | 4.2237 | 4.1404 | 4.0607 | 3.9842 | 3.9106 | 3.8395
UT | Commercial | School | Existing | Cooling | Water-Cooled Chiller | 9.9932 | 10.1542 | 10.3318 | 10.5184 | 10.7078 | 11.0001 | 11.2888 | 11.5694 | 11.8353 | 12.0842 | 12.3158 | 12.5279 | 12.7186 | 12.8864 | 13.0272 | 13.1375 | 13.2222 | 13.2806 | 13.3158 | 13.3287 | 13.3215 | 13.295
UT | Commercial | School | Existing | Cooling | RTU | 20.4954 | 20.1228 | 19.6713 | 19.2205 | 18.7716 | 18.4117 | 18.0516 | 17.6919 | 17.3336 | 16.9772 | 16.6232 | 16.2722 | 15.9245 | 15.5894 | 15.2727 | 14.9662 | 14.6748 | 14.3968 | 14.131 | 13.8762 | 13.6312 | 13.3952
UT | Commercial | School | Existing | Cooling | Packaged Terminal AC | 7.2635 | 7.1315 | 7.0018 | 6.8745 | 6.7495 | 6.6578 | 6.5673 | 6.4778 | 6.3893 | 6.3019 | 6.2155 | 6.1301 | 6.0458 | 5.9624 | 5.8801 | 5.7963 | 5.7135 | 5.6319 | 5.5513 | 5.4717 | 5.3932 | 5.3157
UT | Commercial | School | Existing | Cooling | Packaged Terminal HP | 1.1049 | 1.0848 | 1.0651 | 1.0457 | 1.0267 | 1.0127 | 0.99896 | 0.98534 | 0.97188 | 0.95858 | 0.94544 | 0.93246 | 0.91963 | 0.90695 | 0.89443 | 0.88168 | 0.86909 | 0.85667 | 0.84441 | 0.83231 | 0.82037 | 0.80858
UT | Commercial | School | Existing | Cooling | Air-Source Heat Pump | 2.9968 | 2.9328 | 2.8611 | 2.79 | 2.7198 | 2.663 | 2.6068 | 2.5514 | 2.4969 | 2.4435 | 2.3913 | 2.3403 | 2.2913 | 2.2446 | 2.2001 | 2.1566 | 2.1149 | 2.075 | 2.0365 | 1.9995 | 1.9638 | 1.9293
UT | Commercial | School | Existing | Cooling | Geothermal Heat Pump | 0.51205 | 0.49853 | 0.48499 | 0.47156 | 0.45835 | 0.44755 | 0.43703 | 0.42686 | 0.41709 | 0.40776 | 0.39892 | 0.39059 | 0.38272 | 0.37525 | 0.36815 | 0.36122 | 0.35459 | 0.34823 | 0.34211 | 0.33622 | 0.33052 | 0.32501
UT | Commercial | School | Existing | Space Heating | Electric Furnace | 36.5532 | 35.8886 | 35.2361 | 34.7223 | 33.9664 | 33.2015 | 32.4529 | 31.8385 | 31.0038 | 30.3025 | 29.6163 | 29.0548 | 28.288 | 27.6452 | 27.0164 | 26.5019 | 25.7974 | 25.2076 | 24.6306 | 24.1586 | 23.5138 | 22.9735
UT | Commercial | School | Existing | Space Heating | Electric Room Heat | 4.927 | 4.8374 | 4.7494 | 4.6802 | 4.5783 | 4.4752 | 4.3743 | 4.2915 | 4.179 | 4.0844 | 3.992 | 3.9163 | 3.8129 | 3.7263 | 3.6415 | 3.5722 | 3.4772 | 3.3977 | 3.3199 | 3.2563 | 3.1694 | 3.0966
UT | Commercial | School | Existing | Space Heating | Packaged Terminal HP | 2.938 | 2.8846 | 2.8321 | 2.7908 | 2.7301 | 2.6686 | 2.6084 | 2.5591 | 2.492 | 2.4356 | 2.3804 | 2.3353 | 2.2737 | 2.222 | 2.1715 | 2.1301 | 2.0735 | 2.0261 | 1.9797 | 1.9418 | 1.89 | 1.8465
UT | Commercial | School | Existing | Space Heating | Air-Source Heat Pump | 8.8544 | 8.6935 | 8.527 | 8.3936 | 8.2013 | 8.0067 | 7.816 | 7.6576 | 7.4462 | 7.267 | 7.0917 | 6.9463 | 6.7528 | 6.5903 | 6.4323 | 6.3027 | 6.1287 | 5.983 | 5.841 | 5.7246 | 5.5679 | 5.4364
UT | Commercial | School | Existing | Space Heating | Geothermal Heat Pump | 1.3485 | 1.3217 | 1.2952 | 1.2737 | 1.2434 | 1.2129 | 1.1832 | 1.1585 | 1.126 | 1.0987 | 1.0721 | 1.0503 | 1.0213 | 0.99694 | 0.97329 | 0.95391 | 0.92782 | 0.90598 | 0.88469 | 0.86725 | 0.84369 | 0.82394
UT | Commercial | School | Existing | Ventilation | Ventilation | 49.8648 | 48.34 | 46.8095 | 45.3042 | 43.8172 | 42.2934 | 40.8031 | 39.3537 | 37.9497 | 36.5832 | 35.2701 | 34.0146 | 32.8177 | 31.6806 | 30.6047 | 29.59 | 28.6387 | 27.7465 | 26.9075 | 26.1072 | 25.35 | 24.6379
UT | Commercial | School | Existing | Water Heating | Water Heater | 8.9634 | 8.7357 | 8.4997 | 8.2602 | 8.0163 | 7.7648 | 7.5109 | 7.2597 | 7.0079 | 6.7607 | 6.5139 | 6.273 | 6.0539 | 5.8488 | 5.6596 | 5.4843 | 5.3174 | 5.162 | 5.0164 | 4.8695 | 4.7309 | 4.6
UT | Commercial | School | Existing | Interior Lighting | General Service Lighting | 8.6152 | 8.342 | 8.0283 | 7.6881 | 7.1676 | 6.6301 | 6.1948 | 5.831 | 5.5177 | 5.2277 | 4.9801 | 4.7631 | 4.5817 | 4.4188 | 4.2548 | 4.1029 | 3.9614 | 3.8292 | 3.7074 | 3.5748 | 3.4442 | 3.3173
UT | Commercial | School | Existing | Interior Lighting | Exempted Lighting | 0.048971 | 0.048081 | 0.047207 | 0.046349 | 0.045176 | 0.044094 | 0.04289 | 0.041478 | 0.039897 | 0.037988 | 0.036215 | 0.034709 | 0.033456 | 0.032568 | 0.031716 | 0.030982 | 0.030303 | 0.029637 | 0.029105 | 0.028497 | 0.027863 | 0.027238
UT | Commercial | School | Existing | Interior Lighting | High-Bay Lighting | 12.5658 | 12.3057 | 12.049 | 11.7965 | 11.5453 | 11.2991 | 11.0584 | 10.8234 | 10.5945 | 10.3695 | 10.1508 | 9.9387 | 9.733 | 9.5334 | 9.3378 | 9.1479 | 8.9634 | 8.7839 | 8.6091 | 8.4388 | 8.273 | 8.1113
UT | Commercial | School | Existing | Interior Lighting | Linear Lighting | 78.3425 | 76.9181 | 75.5195 | 74.1465 | 72.7513 | 71.3783 | 70.0279 | 68.7006 | 67.3963 | 66.0795 | 64.7863 | 63.5167 | 62.2707 | 61.0479 | 59.8234 | 58.6225 | 57.4448 | 56.2901 | 55.1581 | 54.0483 | 52.9731 | 51.9265
UT | Commercial | School | Existing | Exterior Lighting | General Service Lighting | 2.7386 | 2.6467 | 2.54 | 2.4236 | 2.2354 | 2.0364 | 1.8761 | 1.7492 | 1.6471 | 1.5505 | 1.4674 | 1.3939 | 1.3348 | 1.2823 | 1.2289 | 1.1798 | 1.1344 | 1.0922 | 1.0536 | 1.0111 | 0.96938 | 0.92896
UT | Commercial | School | Existing | Exterior Lighting | Area Lighting | 0.13765 | 0.13515 | 0.13269 | 0.13028 | 0.12777 | 0.1253 | 0.12286 | 0.12047 | 0.11812 | 0.11571 | 0.11333 | 0.111 | 0.10873 | 0.10651 | 0.10427 | 0.10209 | 0.099969 | 0.097904 | 0.095889 | 0.093924 | 0.092012 | 0.090151
UT | Commercial | School | Existing | Exterior Lighting | Linear Lighting | 5.2728 | 5.1769 | 5.0828 | 4.9903 | 4.8964 | 4.804 | 4.7132 | 4.6238 | 4.536 | 4.4474 | 4.3604 | 4.2749 | 4.1911 | 4.1088 | 4.0263 | 3.9455 | 3.8663 | 3.7885 | 3.7124 | 3.6377 | 3.5653 | 3.4949
UT | Commercial | School | Existing | Refrigeration | Walk-in Refrigerator/Freezer | 0.75837 | 0.74458 | 0.73104 | 0.71775 | 0.7047 | 0.69189 | 0.67931 | 0.66696 | 0.65483 | 0.64293 | 0.63124 | 0.61976 | 0.60849 | 0.59743 | 0.58657 | 0.5759 | 0.56543 | 0.55515 | 0.54506 | 0.53515 | 0.52542 | 0.51586
UT | Commercial | School | Existing | Refrigeration | Reach-in Refrigerator/Freezer | 3.1764 | 3.1187 | 3.062 | 3.0063 | 2.9516 | 2.898 | 2.8453 | 2.7935 | 2.7428 | 2.6929 | 2.6439 | 2.5959 | 2.5487 | 2.5023 | 2.4568 | 2.4122 | 2.3683 | 2.3252 | 2.283 | 2.2415 | 2.2007 | 2.1607
UT | Commercial | School | Existing | Refrigeration | Glass Door Display | 1.8944 | 1.8599 | 1.8261 | 1.7929 | 1.7603 | 1.7283 | 1.6969 | 1.666 | 1.6357 | 1.606 | 1.5768 | 1.5481 | 1.52 | 1.4923 | 1.4652 | 1.4386 | 1.4124 | 1.3867 | 1.3615 | 1.3368 | 1.3125 | 1.2886
UT | Commercial | School | Existing | Refrigeration | Open Display Case | 1.8093 | 1.7764 | 1.7441 | 1.7124 | 1.6813 | 1.6507 | 1.6207 | 1.5912 | 1.5623 | 1.5339 | 1.506 | 1.4786 | 1.4517 | 1.4253 | 1.3994 | 1.374 | 1.349 | 1.3245 | 1.3004 | 1.2767 | 1.2535 | 1.2307
UT | Commercial | School | Existing | Refrigeration | Icemaker | 9.7201 | 9.5434 | 9.3699 | 9.1995 | 9.0323 | 8.868 | 8.7068 | 8.5485 | 8.3931 | 8.2405 | 8.0906 | 7.9435 | 7.7991 | 7.6573 | 7.5181 | 7.3814 | 7.2472 | 7.1154 | 6.986 | 6.859 | 6.7343 | 6.6119
UT | Commercial | School | Existing | Refrigeration | Vending Machine | 5.4069 | 5.3086 | 5.2121 | 5.1173 | 5.0243 | 4.9329 | 4.8433 | 4.7552 | 4.6687 | 4.5839 | 4.5005 | 4.4187 | 4.3383 | 4.2595 | 4.182 | 4.106 | 4.0313 | 3.958 | 3.8861 | 3.8154 | 3.746 | 3.6779
UT | Commercial | School | Existing | Food Preparation | Oven | 3.7062 | 3.6388 | 3.5727 | 3.5077 | 3.4439 | 3.3813 | 3.3198 | 3.2595 | 3.2002 | 3.142 | 3.0849 | 3.0288 | 2.9738 | 2.9197 | 2.8666 | 2.8145 | 2.7633 | 2.7131 | 2.6637 | 2.6153 | 2.5678 | 2.5211
UT | Commercial | School | Existing | Food Preparation | Fryer | 2.4834 | 2.4382 | 2.3939 | 2.3504 | 2.3076 | 2.2657 | 2.2245 | 2.184 | 2.1443 | 2.1053 | 2.0671 | 2.0295 | 1.9926 | 1.9564 | 1.9208 | 1.8859 | 1.8516 | 1.8179 | 1.7849 | 1.7524 | 1.7205 | 1.6893
UT | Commercial | School | Existing | Food Preparation | Dishwasher | 1.2646 | 1.2416 | 1.219 | 1.1968 | 1.1751 | 1.1537 | 1.1327 | 1.1122 | 1.0919 | 1.0721 | 1.0526 | 1.0334 | 1.0147 | 0.99621 | 0.9781 | 0.96031 | 0.94285 | 0.92571 | 0.90888 | 0.89235 | 0.87613 | 0.8602
UT | Commercial | School | Existing | Food Preparation | Hot Food Container | 0.11528 | 0.11318 | 0.11112 | 0.1091 | 0.10712 | 0.10517 | 0.10326 | 0.10138 | 0.09954 | 0.09773 | 0.095953 | 0.094209 | 0.092496 | 0.090814 | 0.089163 | 0.087542 | 0.08595 | 0.084387 | 0.082853 | 0.081346 | 0.079867 | 0.078415
UT | Commercial | School | Existing | Food Preparation | Steamer | 1.4094 | 1.3838 | 1.3586 | 1.3339 | 1.3097 | 1.2859 | 1.2625 | 1.2395 | 1.217 | 1.1949 | 1.1731 | 1.1518 | 1.1309 | 1.1103 | 1.0901 | 1.0703 | 1.0508 | 1.0317 | 1.013 | 0.99456 | 0.97648 | 0.95872
UT | Commercial | School | Existing | Food Preparation | Griddle | 1.5233 | 1.4956 | 1.4684 | 1.4417 | 1.4155 | 1.3897 | 1.3645 | 1.3396 | 1.3153 | 1.2914 | 1.2679 | 1.2448 | 1.2222 | 1.2 | 1.1782 | 1.1567 | 1.1357 | 1.1151 | 1.0948 | 1.0749 | 1.0553 | 1.0362
UT | Commercial | School | Existing | Office Equipment | Desktop Computer | 15.9474 | 15.3062 | 14.6907 | 14.0999 | 13.5329 | 12.9887 | 12.4664 | 11.9651 | 11.484 | 11.0222 | 10.579 | 10.1536 | 9.7453 | 9.3534 | 8.9773 | 8.6163 | 8.2698 | 7.9372 | 7.6181 | 7.3117 | 7.0177 | 6.7355
UT | Commercial | School | Existing | Office Equipment | Laptop | 3.3913 | 3.405 | 3.4188 | 3.4326 | 3.4465 | 3.4605 | 3.4745 | 3.4886 | 3.5027 | 3.5169 | 3.5312 | 3.5455 | 3.5598 | 3.5742 | 3.5887 | 3.6033 | 3.6178 | 3.6325 | 3.6472 | 3.662 | 3.6768 | 3.6917
UT | Commercial | School | Existing | Office Equipment | Server | 13.093 | 13.1401 | 13.1873 | 13.2347 | 13.2822 | 13.3299 | 13.3778 | 13.4259 | 13.4741 | 13.5225 | 13.5711 | 13.6198 | 13.6688 | 13.7179 | 13.7671 | 13.8166 | 13.8662 | 13.916 | 13.966 | 14.0162 | 14.0666 | 14.1171
UT | Commercial | School | Existing | Office Equipment | Monitor | 2.6927 | 2.6562 | 2.6202 | 2.5846 | 2.5496 | 2.515 | 2.4809 | 2.4472 | 2.414 | 2.3813 | 2.3489 | 2.3171 | 2.2856 | 2.2546 | 2.224 | 2.1939 | 2.1641 | 2.1348 | 2.1058 | 2.0772 | 2.049 | 2.0212
UT | Commercial | School | Existing | Office Equipment | Printer/Copier/Fax | 2.0618 | 2.0569 | 2.0521 | 2.0472 | 2.0423 | 2.0375 | 2.0327 | 2.0279 | 2.023 | 2.0183 | 2.0135 | 2.0087 | 2.0039 | 1.9992 | 1.9944 | 1.9897 | 1.985 | 1.9803 | 1.9756 | 1.9709 | 1.9662 | 1.9616
UT | Commercial | School | Existing | Office Equipment | POS Terminal | 0.51458 | 0.50658 | 0.4987 | 0.49095 | 0.48331 | 0.4758 | 0.4684 | 0.46112 | 0.45395 | 0.44689 | 0.43994 | 0.4331 | 0.42637 | 0.41974 | 0.41321 | 0.40678 | 0.40046 | 0.39423 | 0.3881 | 0.38207 | 0.37613 | 0.37028
UT | Commercial | School | Existing | Miscellaneous | Non-HVAC Motors | 4.5239 | 4.4416 | 4.3608 | 4.2816 | 4.2037 | 4.1273 | 4.0522 | 3.9786 | 3.9062 | 3.8352 | 3.7655 | 3.697 | 3.6298 | 3.5638 | 3.499 | 3.4354 | 3.3729 | 3.3116 | 3.2514 | 3.1923 | 3.1342 | 3.0772
UT | Commercial | School | Existing | Miscellaneous | Pool Pump | 0.065347 | 0.063449 | 0.061308 | 0.05901 | 0.056619 | 0.054178 | 0.051722 | 0.049699 | 0.047998 | 0.046538 | 0.045259 | 0.044118 | 0.043082 | 0.042126 | 0.041232 | 0.040389 | 0.039586 | 0.038815 | 0.038072 | 0.037353 | 0.036653 | 0.035972
UT | Commercial | School | Existing | Miscellaneous | Pool Heater | 0.077699 | 0.076286 | 0.074899 | 0.073537 | 0.0722 | 0.070887 | 0.069598 | 0.068333 | 0.067091 | 0.065871 | 0.064673 | 0.063497 | 0.062343 | 0.061209 | 0.060096 | 0.059004 | 0.057931 | 0.056878 | 0.055843 | 0.054828 | 0.053831 | 0.052853
UT | Commercial | School | Existing | Miscellaneous | Clothes Washer | 0.009049 | 0.0088845 | 0.008723 | 0.0085644 | 0.0084087 | 0.0082558 | 0.0081057 | 0.0079583 | 0.0078136 | 0.0076715 | 0.007532 | 0.0073951 | 0.0072606 | 0.0071286 | 0.006999 | 0.0068718 | 0.0067468 | 0.0066242 | 0.0065037 | 0.0063855 | 0.0062694 | 0.0061554
UT | Commercial | School | Existing | Miscellaneous | Clothes Dryer | 0.12756 | 0.12524 | 0.12296 | 0.12073 | 0.11853 | 0.11638 | 0.11426 | 0.11218 | 0.11014 | 0.10814 | 0.10618 | 0.10425 | 0.10235 | 0.10049 | 0.098662 | 0.096868 | 0.095107 | 0.093377 | 0.09168 | 0.090013 | 0.088376 | 0.086769
UT | Commercial | School | Existing | Miscellaneous | Electric Vehicle Chargers | 0 | 0 | 0 | 0 | 0 | 0 | 0 | 0 | 0 | 0 | 0 | 0 | 0 | 0 | 0 | 0 | 0 | 0 | 0 | 0 | 0 | 0
UT | Commercial | School | Existing | Miscellaneous | Other Miscellaneous | 12.1087 | 12.08 | 12.0514 | 12.0228 | 11.9943 | 11.9659 | 11.9375 | 11.9092 | 11.881 | 11.8528 | 11.8247 | 11.7967 | 11.7687 | 11.7408 | 11.713 | 11.6852 | 11.6575 | 11.6299 | 11.6023 | 11.5748 | 11.5474 | 11.52
UT | Commercial | School | Existing | Generation | Solar PV | -7.19 | -8.6293 | -10.8373 | -13.3605 | -16.1596 | -19.2428 | -22.5295 | -26.0293 | -29.5938 | -33.6294 | -37.6329 | -41.2318 | -44.2621 | -47.1052 | -49.8418 | -52.4683 | -54.9835 | -57.3922 | -59.6987 | -61.9075 | -64.0226 | -66.0513
UT | Commercial | School | New | Cooling | Air-Cooled Chiller | 0 | 0.17629 | 0.30975 | 0.44469 | 0.58052 | 0.71921 | 0.85811 | 0.99721 | 1.1362 | 1.2748 | 1.4132 | 1.5516 | 1.6898 | 1.8277 | 1.9652 | 2.1012 | 2.2363 | 2.3706 | 2.5041 | 2.6368 | 2.7688 | 2.8998
UT | Commercial | School | New | Cooling | Water-Cooled Chiller | 0 | 0.60859 | 1.071 | 1.5384 | 2.0093 | 2.5389 | 3.0699 | 3.6015 | 4.1306 | 4.657 | 5.183 | 5.7096 | 6.2359 | 6.7611 | 7.2831 | 7.7999 | 8.3136 | 8.8304 | 9.3484 | 9.8655 | 10.3808 | 10.8924
UT | Commercial | School | New | Cooling | RTU | 0 | 0.73151 | 1.2148 | 1.7028 | 2.194 | 2.6967 | 3.2 | 3.7035 | 4.2065 | 4.7082 | 5.209 | 5.71 | 6.2103 | 6.6983 | 7.1861 | 7.6695 | 8.1507 | 8.6294 | 9.1059 | 9.5803 | 10.0526 | 10.5231
UT | Commercial | School | New | Cooling | Packaged Terminal AC | 0 | 0.29733 | 0.52269 | 0.75028 | 0.97936 | 1.2135 | 1.4481 | 1.6827 | 1.917 | 2.1508 | 2.3841 | 2.6175 | 2.8506 | 3.0831 | 3.3149 | 3.5442 | 3.7721 | 3.9984 | 4.2234 | 4.4471 | 4.6695 | 4.8909
UT | Commercial | School | New | Cooling | Packaged Terminal HP | 0 | 0.045228 | 0.079507 | 0.11413 | 0.14897 | 0.18459 | 0.22027 | 0.25595 | 0.2916 | 0.32715 | 0.36265 | 0.39815 | 0.43361 | 0.46897 | 0.50423 | 0.53912 | 0.57377 | 0.60821 | 0.64242 | 0.67645 | 0.71029 | 0.74396
UT | Commercial | School | New | Cooling | Air-Source Heat Pump | 0 | 0.10029 | 0.16929 | 0.23898 | 0.30912 | 0.38087 | 0.45273 | 0.5246 | 0.59639 | 0.66801 | 0.7395 | 0.81102 | 0.88156 | 0.95198 | 1.0223 | 1.0919 | 1.161 | 1.2298 | 1.2982 | 1.3663 | 1.434 | 1.5014
UT | Commercial | School | New | Cooling | Geothermal Heat Pump | 0 | 0.016756 | 0.029455 | 0.04228 | 0.05519 | 0.068386 | 0.081603 | 0.094823 | 0.10803 | 0.1212 | 0.13435 | 0.14751 | 0.16064 | 0.17374 | 0.1868 | 0.19973 | 0.21257 | 0.22532 | 0.238 | 0.25061 | 0.26314 | 0.27562
UT | Commercial | School | New | Space Heating | Electric Furnace | 0 | 1.4963 | 2.6304 | 3.7896 | 4.9286 | 6.0517 | 7.1558 | 8.2704 | 9.3021 | 10.3419 | 11.3601 | 12.4062 | 13.338 | 14.2949 | 15.2304 | 16.205 | 17.0313 | 17.8964 | 18.7388 | 19.6346 | 20.3587 | 21.1376
UT | Commercial | School | New | Space Heating | Electric Room Heat | 0 | 0.20169 | 0.35455 | 0.51079 | 0.66431 | 0.8157 | 0.96453 | 1.1148 | 1.2538 | 1.394 | 1.5312 | 1.6722 | 1.7978 | 1.9268 | 2.0529 | 2.1843 | 2.2956 | 2.4122 | 2.5258 | 2.6465 | 2.7441 | 2.8491
UT | Commercial | School | New | Space Heating | Packaged Terminal HP | 0 | 0.12027 | 0.21142 | 0.30459 | 0.39614 | 0.48641 | 0.57516 | 0.66474 | 0.74767 | 0.83124 | 0.91308 | 0.99717 | 1.0721 | 1.149 | 1.2242 | 1.3025 | 1.3689 | 1.4384 | 1.5062 | 1.5782 | 1.6364 | 1.699
UT | Commercial | School | New | Space Heating | Air-Source Heat Pump | 0 | 0.36246 | 0.62909 | 0.90166 | 1.1694 | 1.4334 | 1.693 | 1.955 | 2.1975 | 2.4419 | 2.6812 | 2.9272 | 3.1452 | 3.3693 | 3.5885 | 3.8169 | 4.0105 | 4.2133 | 4.4108 | 4.6209 | 4.7907 | 4.9734
UT | Commercial | School | New | Space Heating | Geothermal Heat Pump | 0 | 0.053477 | 0.094008 | 0.13544 | 0.17614 | 0.21628 | 0.25574 | 0.29558 | 0.33245 | 0.36961 | 0.406 | 0.44339 | 0.47669 | 0.51089 | 0.54432 | 0.57915 | 0.60868 | 0.6396 | 0.66971 | 0.70172 | 0.7276 | 0.75544
UT | Commercial | School | New | Ventilation | Ventilation | 0 | 1.408 | 2.4753 | 3.5754 | 4.6828 | 5.7176 | 6.7444 | 7.7629 | 8.7709 | 9.7553 | 10.7289 | 11.6953 | 12.6518 | 13.597 | 14.5313 | 15.4532 | 16.363 | 17.2529 | 18.1254 | 18.9695 | 19.7958 | 20.615
UT | Commercial | School | New | Water Heating | Water Heater | 0 | 0.26192 | 0.46043 | 0.66091 | 0.8627 | 1.064 | 1.2637 | 1.4617 | 1.6576 | 1.8513 | 2.0428 | 2.2327 | 2.4206 | 2.6064 | 2.7899 | 2.971 | 3.1495 | 3.2952 | 3.4375 | 3.5692 | 3.701 | 3.8309
UT | Commercial | School | New | Interior Lighting | General Service Lighting | 0 | 0.28141 | 0.49471 | 0.71011 | 0.88531 | 1.0601 | 1.2235 | 1.3812 | 1.5342 | 1.6647 | 1.7959 | 1.9258 | 2.0576 | 2.1873 | 2.3001 | 2.4099 | 2.5167 | 2.6205 | 2.7236 | 2.8093 | 2.8998 | 2.9904
UT | Commercial | School | New | Interior Lighting | Exempted Lighting | 0 | 0.0020047 | 0.003524 | 0.0050584 | 0.0065374 | 0.0080067 | 0.0093626 | 0.010652 | 0.011902 | 0.013005 | 0.014162 | 0.01531 | 0.016437 | 0.017554 | 0.018584 | 0.019663 | 0.020699 | 0.021701 | 0.022712 | 0.023703 | 0.02468 | 0.025643
UT | Commercial | School | New | Interior Lighting | High-Bay Lighting | 0 | 0.4636 | 0.81498 | 1.1698 | 1.5239 | 1.8771 | 2.2276 | 2.5749 | 2.9187 | 3.2567 | 3.5911 | 3.9226 | 4.25 | 4.5732 | 4.8906 | 5.2036 | 5.5118 | 5.8154 | 6.1144 | 6.4093 | 6.7001 | 6.9872
UT | Commercial | School | New | Interior Lighting | Linear Lighting | 0 | 3.207 | 5.6376 | 8.0923 | 10.517 | 12.9358 | 15.3359 | 17.7144 | 20.0686 | 22.3671 | 24.6407 | 26.8946 | 29.1252 | 31.3295 | 33.489 | 35.62 | 37.7196 | 39.7883 | 41.8271 | 43.8381 | 45.7964 | 47.7151
UT | Commercial | School | New | Exterior Lighting | General Service Lighting | 0 | 0.086351 | 0.1518 | 0.21789 | 0.26625 | 0.31312 | 0.3585 | 0.40403 | 0.44952 | 0.48543 | 0.5212 | 0.55622 | 0.59259 | 0.62837 | 0.65778 | 0.68633 | 0.71399 | 0.74078 | 0.76736 | 0.78798 | 0.81039 | 0.83289
UT | Commercial | School | New | Exterior Lighting | Area Lighting | 0 | 0.0056349 | 0.0099057 | 0.014219 | 0.018437 | 0.022645 | 0.02682 | 0.030958 | 0.035053 | 0.039028 | 0.04296 | 0.046859 | 0.050693 | 0.054466 | 0.058111 | 0.061701 | 0.065232 | 0.068705 | 0.072122 | 0.075487 | 0.078809 | 0.082089
UT | Commercial | School | New | Exterior Lighting | Linear Lighting | 0 | 0.21584 | 0.37943 | 0.54464 | 0.70784 | 0.87063 | 1.0322 | 1.1923 | 1.3507 | 1.5054 | 1.6584 | 1.8101 | 1.9602 | 2.1086 | 2.2539 | 2.3974 | 2.5387 | 2.6779 | 2.8151 | 2.9505 | 3.0823 | 3.2114
UT | Commercial | School | New | Refrigeration | Walk-in Refrigerator/Freezer | 0 | 0.031044 | 0.054573 | 0.078335 | 0.10225 | 0.12611 | 0.14979 | 0.17325 | 0.19647 | 0.21942 | 0.24213 | 0.26463 | 0.28691 | 0.30892 | 0.33068 | 0.35214 | 0.3733 | 0.39413 | 0.41467 | 0.43493 | 0.45491 | 0.47464
UT | Commercial | School | New | Refrigeration | Reach-in Refrigerator/Freezer | 0 | 0.13003 | 0.22858 | 0.32811 | 0.42828 | 0.52822 | 0.62738 | 0.72565 | 0.82292 | 0.91905 | 1.0141 | 1.1084 | 1.2017 | 1.2939 | 1.385 | 1.4749 | 1.5635 | 1.6508 | 1.7369 | 1.8217 | 1.9054 | 1.988
UT | Commercial | School | New | Refrigeration | Glass Door Display | 0 | 0.077546 | 0.13632 | 0.19568 | 0.25542 | 0.31502 | 0.37416 | 0.43277 | 0.49077 | 0.54811 | 0.60482 | 0.66104 | 0.71668 | 0.77167 | 0.82601 | 0.87963 | 0.93247 | 0.98453 | 1.0358 | 1.0864 | 1.1363 | 1.1856
UT | Commercial | School | New | Refrigeration | Open Display Case | 0 | 0.074064 | 0.1302 | 0.18689 | 0.24395 | 0.30088 | 0.35736 | 0.41334 | 0.46874 | 0.5235 | 0.57766 | 0.63136 | 0.6845 | 0.73702 | 0.78892 | 0.84014 | 0.8906 | 0.94032 | 0.98932 | 1.0377 | 1.0853 | 1.1324
UT | Commercial | School | New | Refrigeration | Icemaker | 0 | 0.39789 | 0.69947 | 1.004 | 1.3106 | 1.6164 | 1.9198 | 2.2206 | 2.5182 | 2.8124 | 3.1034 | 3.3918 | 3.6773 | 3.9595 | 4.2383 | 4.5135 | 4.7846 | 5.0517 | 5.3149 | 5.5746 | 5.8307 | 6.0835
UT | Commercial | School | New | Refrigeration | Vending Machine | 0 | 0.22133 | 0.38909 | 0.5585 | 0.72903 | 0.89914 | 1.0679 | 1.2352 | 1.4008 | 1.5644 | 1.7263 | 1.8868 | 2.0456 | 2.2025 | 2.3576 | 2.5107 | 2.6615 | 2.8101 | 2.9565 | 3.1009 | 3.2434 | 3.384
UT | Commercial | School | New | Food Preparation | Oven | 0 | 0.15171 | 0.2667 | 0.38283 | 0.49972 | 0.61632 | 0.73202 | 0.84669 | 0.96017 | 1.0723 | 1.1833 | 1.2933 | 1.4021 | 1.5097 | 1.616 | 1.721 | 1.8243 | 1.9262 | 2.0266 | 2.1256 | 2.2232 | 2.3196
UT | Commercial | School | New | Food Preparation | Fryer | 0 | 0.10166 | 0.17871 | 0.25652 | 0.33484 | 0.41297 | 0.4905 | 0.56733 | 0.64337 | 0.71853 | 0.79288 | 0.86658 | 0.93952 | 1.0116 | 1.0828 | 1.1531 | 1.2224 | 1.2906 | 1.3579 | 1.4242 | 1.4897 | 1.5543
UT | Commercial | School | New | Food Preparation | Dishwasher | 0 | 0.051766 | 0.091 | 0.13062 | 0.17051 | 0.21029 | 0.24977 | 0.28889 | 0.32761 | 0.36589 | 0.40375 | 0.44128 | 0.47842 | 0.51512 | 0.5514 | 0.5872 | 0.62247 | 0.65722 | 0.69147 | 0.72525 | 0.75857 | 0.79146
UT | Commercial | School | New | Food Preparation | Hot Food Container | 0 | 0.0047189 | 0.0082956 | 0.011908 | 0.015543 | 0.01917 | 0.022769 | 0.026335 | 0.029865 | 0.033354 | 0.036805 | 0.040227 | 0.043612 | 0.046958 | 0.050265 | 0.053529 | 0.056744 | 0.059912 | 0.063034 | 0.066113 | 0.069151 | 0.072149
UT | Commercial | School | New | Food Preparation | Steamer | 0 | 0.057695 | 0.10142 | 0.14558 | 0.19004 | 0.23438 | 0.27838 | 0.32198 | 0.36514 | 0.4078 | 0.44999 | 0.49182 | 0.53322 | 0.57413 | 0.61456 | 0.65445 | 0.69376 | 0.73249 | 0.77067 | 0.80832 | 0.84545 | 0.88211
UT | Commercial | School | New | Food Preparation | Griddle | 0 | 0.062355 | 0.10961 | 0.15734 | 0.20538 | 0.25331 | 0.30086 | 0.34799 | 0.39463 | 0.44073 | 0.48633 | 0.53154 | 0.57628 | 0.62049 | 0.66419 | 0.70731 | 0.7498 | 0.79165 | 0.83291 | 0.8736 | 0.91373 | 0.95335
UT | Commercial | School | New | Office Equipment | Desktop Computer | 0 | 0.63816 | 1.0967 | 1.5389 | 1.9636 | 2.3675 | 2.7488 | 3.1081 | 3.4456 | 3.7617 | 4.0578 | 4.3355 | 4.595 | 4.8365 | 5.0609 | 5.2685 | 5.4597 | 5.6351 | 5.7958 | 5.9425 | 6.0761 | 6.1972
UT | Commercial | School | New | Office Equipment | Laptop | 0 | 0.14197 | 0.25522 | 0.37464 | 0.5001 | 0.63075 | 0.76613 | 0.9062 | 1.0509 | 1.2003 | 1.3545 | 1.5139 | 1.6785 | 1.8482 | 2.0231 | 2.2033 | 2.3885 | 2.5789 | 2.7748 | 2.9762 | 3.1835 | 3.3967
UT | Commercial | School | New | Office Equipment | Server | 0 | 0.5446 | 0.97278 | 1.4188 | 1.8819 | 2.3583 | 2.8462 | 3.345 | 3.8545 | 4.3741 | 4.9044 | 5.4466 | 6.0001 | 6.5645 | 7.14 | 7.726 | 8.3219 | 8.928 | 9.5445 | 10.1721 | 10.8107 | 11.461
UT | Commercial | School | New | Office Equipment | Monitor | 0 | 0.11075 | 0.1956 | 0.28209 | 0.36994 | 0.45841 | 0.54703 | 0.63569 | 0.72428 | 0.81269 | 0.901 | 0.98938 | 1.0777 | 1.1658 | 1.2538 | 1.3415 | 1.4287 | 1.5156 | 1.6021 | 1.6882 | 1.7741 | 1.8597
UT | Commercial | School | New | Office Equipment | Printer/Copier/Fax | 0 | 0.085151 | 0.15102 | 0.2187 | 0.28802 | 0.35838 | 0.42944 | 0.50112 | 0.57334 | 0.64601 | 0.71919 | 0.79303 | 0.86743 | 0.94228 | 1.0176 | 1.0933 | 1.1693 | 1.2455 | 1.3221 | 1.399 | 1.4763 | 1.554
UT | Commercial | School | New | Office Equipment | POS Terminal | 0 | 0.021064 | 0.037029 | 0.053153 | 0.069382 | 0.085571 | 0.10163 | 0.11755 | 0.13331 | 0.14889 | 0.16429 | 0.17956 | 0.19468 | 0.20961 | 0.22437 | 0.23894 | 0.25329 | 0.26743 | 0.28137 | 0.29511 | 0.30867 | 0.32205
UT | Commercial | School | New | Miscellaneous | Non-HVAC Motors | 0 | 0.18518 | 0.32554 | 0.46729 | 0.60996 | 0.75229 | 0.89351 | 1.0335 | 1.172 | 1.3089 | 1.4443 | 1.5786 | 1.7115 | 1.8428 | 1.9726 | 2.1006 | 2.2268 | 2.3511 | 2.4736 | 2.5945 | 2.7137 | 2.8313
UT | Commercial | School | New | Miscellaneous | Pool Pump | 0 | 0.002162 | 0.0038007 | 0.0054556 | 0.0071214 | 0.008783 | 0.010432 | 0.012066 | 0.013683 | 0.015282 | 0.016863 | 0.01843 | 0.019982 | 0.021515 | 0.02303 | 0.024525 | 0.025998 | 0.027449 | 0.02888 | 0.030291 | 0.031682 | 0.033056
UT | Commercial | School | New | Miscellaneous | Pool Heater | 0 | 0.0031806 | 0.0055913 | 0.0080258 | 0.010476 | 0.012921 | 0.015346 | 0.01775 | 0.020129 | 0.022481 | 0.024807 | 0.027113 | 0.029395 | 0.03165 | 0.033879 | 0.036079 | 0.038246 | 0.040381 | 0.042485 | 0.044561 | 0.046608 | 0.048629
UT | Commercial | School | New | Miscellaneous | Clothes Washer | 0 | 0.00037042 | 0.00065118 | 0.00093471 | 0.0012201 | 0.0015048 | 0.0017873 | 0.0020672 | 0.0023443 | 0.0026182 | 0.0028891 | 0.0031577 | 0.0034235 | 0.0036861 | 0.0039457 | 0.0042018 | 0.0044542 | 0.0047029 | 0.004948 | 0.0051897 | 0.0054281 | 0.0056635
UT | Commercial | School | New | Miscellaneous | Clothes Dryer | 0 | 0.0052217 | 0.0091793 | 0.013176 | 0.017199 | 0.021212 | 0.025195 | 0.029141 | 0.033047 | 0.036908 | 0.040726 | 0.044512 | 0.048259 | 0.051961 | 0.05562 | 0.059231 | 0.062789 | 0.066294 | 0.069749 | 0.073157 | 0.076518 | 0.079835
UT | Commercial | School | New | Miscellaneous | Electric Vehicle Chargers | 0 | 0 | 0 | 0 | 0 | 0 | 0 | 0 | 0 | 0 | 0 | 0 | 0 | 0 | 0 | 0 | 0 | 0 | 0 | 0 | 0 | 0
UT | Commercial | School | New | Miscellaneous | Other Miscellaneous | 0 | 0.50365 | 0.89964 | 1.3122 | 1.7404 | 2.181 | 2.6322 | 3.0935 | 3.5647 | 4.0452 | 4.5357 | 5.0371 | 5.549 | 6.071 | 6.6032 | 7.1451 | 7.6963 | 8.2568 | 8.827 | 9.4073 | 9.9979 | 10.5994
UT | Commercial | School | New | Generation | Solar PV | 0 | -0.35978 | -0.80901 | -1.4581 | -2.3448 | -3.5074 | -4.9677 | -6.7614 | -8.8791 | -11.4773 | -14.435 | -17.6058 | -20.8699 | -24.3574 | -28.0982 | -32.0825 | -36.3 | -40.7463 | -45.4184 | -50.3146 | -55.4319 | -60.7727
UT | Commercial | Lodging | Existing | Cooling | Air-Cooled Chiller | 1.766 | 1.7222 | 1.6781 | 1.634 | 1.5903 | 1.5544 | 1.519 | 1.4841 | 1.45 | 1.4168 | 1.3846 | 1.3536 | 1.3237 | 1.2952 | 1.2681 | 1.2418 | 1.217 | 1.1935 | 1.1712 | 1.15 | 1.1299 | 1.1106
UT | Commercial | Lodging | Existing | Cooling | Water-Cooled Chiller | 4.508 | 4.4392 | 4.3716 | 4.305 | 4.2395 | 4.1945 | 4.15 | 4.1057 | 4.0619 | 4.0184 | 3.9752 | 3.9324 | 3.8899 | 3.8477 | 3.8059 | 3.7628 | 3.72 | 3.6776 | 3.6357 | 3.5941 | 3.5528 | 3.512
UT | Commercial | Lodging | Existing | Cooling | RTU | 16.3223 | 16.0712 | 15.7554 | 15.4382 | 15.1206 | 14.873 | 14.6235 | 14.373 | 14.122 | 13.8711 | 13.6206 | 13.3709 | 13.1225 | 12.8829 | 12.6572 | 12.4385 | 12.2311 | 12.0336 | 11.8451 | 11.6646 | 11.4913 | 11.3245
UT | Commercial | Lodging | Existing | Cooling | Packaged Terminal AC | 16.5589 | 16.3042 | 16.0534 | 15.8064 | 15.5632 | 15.3956 | 15.2294 | 15.0646 | 14.9012 | 14.7392 | 14.5786 | 14.4193 | 14.2614 | 14.1049 | 13.9498 | 13.7901 | 13.632 | 13.4754 | 13.3204 | 13.1669 | 13.015 | 12.8645
UT | Commercial | Lodging | Existing | Cooling | Packaged Terminal HP | 6.9295 | 6.8229 | 6.7179 | 6.6145 | 6.5128 | 6.4426 | 6.3731 | 6.3041 | 6.2358 | 6.168 | 6.1007 | 6.0341 | 5.968 | 5.9025 | 5.8376 | 5.7708 | 5.7046 | 5.6391 | 5.5742 | 5.51 | 5.4464 | 5.3835
UT | Commercial | Lodging | Existing | Cooling | Air-Source Heat Pump | 3.0928 | 3.0354 | 2.9697 | 2.9041 | 2.839 | 2.7877 | 2.7367 | 2.6861 | 2.6363 | 2.5872 | 2.5391 | 2.4921 | 2.4468 | 2.4038 | 2.3628 | 2.3227 | 2.2844 | 2.2476 | 2.2122 | 2.1782 | 2.1454 | 2.1137
UT | Commercial | Lodging | Existing | Cooling | Geothermal Heat Pump | 0.011297 | 0.01103 | 0.010761 | 0.010493 | 0.010228 | 0.010016 | 0.0098082 | 0.0096072 | 0.009414 | 0.0092297 | 0.0090553 | 0.0088915 | 0.0087371 | 0.008591 | 0.0084524 | 0.008317 | 0.0081875 | 0.0080636 | 0.0079446 | 0.0078299 | 0.0077193 | 0.0076122
UT | Commercial | Lodging | Existing | Space Heating | Electric Furnace | 13.954 | 13.7393 | 13.5279 | 13.3686 | 13.1149 | 12.8561 | 12.602 | 12.3986 | 12.108 | 11.8678 | 11.6321 | 11.4441 | 11.1738 | 10.951 | 10.7324 | 10.558 | 10.3066 | 10.0997 | 9.8966 | 9.7346 | 9.5018 | 9.3099
UT | Commercial | Lodging | Existing | Space Heating | Electric Room Heat | 23.2248 | 22.8675 | 22.5157 | 22.2506 | 21.8283 | 21.3975 | 20.9746 | 20.6361 | 20.1524 | 19.7527 | 19.3604 | 19.0474 | 18.5975 | 18.2268 | 17.8629 | 17.5726 | 17.1542 | 16.8098 | 16.4718 | 16.2022 | 15.8147 | 15.4953
UT | Commercial | Lodging | Existing | Space Heating | Packaged Terminal HP | 13.2273 | 13.0238 | 12.8235 | 12.6725 | 12.4319 | 12.1866 | 11.9458 | 11.753 | 11.4774 | 11.2498 | 11.0264 | 10.8481 | 10.5919 | 10.3807 | 10.1735 | 10.0082 | 9.7699 | 9.5737 | 9.3812 | 9.2277 | 9.007 | 8.8251
UT | Commercial | Lodging | Existing | Space Heating | Air-Source Heat Pump | 6.5598 | 6.4588 | 6.3532 | 6.2716 | 6.1454 | 6.0167 | 5.8901 | 5.7872 | 5.6435 | 5.5234 | 5.4054 | 5.3097 | 5.1765 | 5.0663 | 4.959 | 4.8728 | 4.7519 | 4.6521 | 4.5546 | 4.4766 | 4.3664 | 4.2755
UT | Commercial | Lodging | Existing | Space Heating | Geothermal Heat Pump | 0.023339 | 0.022939 | 0.022543 | 0.022233 | 0.021766 | 0.021293 | 0.02083 | 0.020453 | 0.019937 | 0.019507 | 0.01909 | 0.018755 | 0.018289 | 0.017904 | 0.017529 | 0.017229 | 0.016806 | 0.016457 | 0.016116 | 0.015843 | 0.015457 | 0.015138
UT | Commercial | Lodging | Existing | Ventilation | Ventilation | 38.1965 | 37.1334 | 36.0595 | 34.985 | 33.9314 | 32.8374 | 31.7628 | 30.7137 | 29.6938 | 28.7043 | 27.7511 | 26.8376 | 25.9649 | 25.135 | 24.3486 | 23.6066 | 22.911 | 22.2586 | 21.6452 | 21.0608 | 20.5075 | 19.9861
UT | Commercial | Lodging | Existing | Water Heating | Water Heater | 3.5167 | 3.4272 | 3.3324 | 3.2328 | 3.1311 | 3.0269 | 2.9202 | 2.8123 | 2.7052 | 2.598 | 2.4911 | 2.386 | 2.2891 | 2.2001 | 2.1169 | 2.0405 | 1.969 | 1.9009 | 1.8377 | 1.7733 | 1.7108 | 1.6527
UT | Commercial | Lodging | Existing | Interior Lighting | General Service Lighting | 46.6992 | 44.9819 | 42.8968 | 40.5625 | 37.298 | 33.8915 | 31.2083 | 29.0399 | 27.2408 | 25.6471 | 24.3241 | 23.1963 | 22.2755 | 21.4691 | 20.6755 | 19.9527 | 19.2889 | 18.6756 | 18.1164 | 17.5057 | 16.9053 | 16.3224
UT | Commercial | Lodging | Existing | Interior Lighting | Exempted Lighting | 0.19978 | 0.1967 | 0.19368 | 0.1907 | 0.18509 | 0.17814 | 0.16983 | 0.15948 | 0.14919 | 0.13935 | 0.13092 | 0.12487 | 0.12042 | 0.11738 | 0.11467 | 0.1128 | 0.11131 | 0.10996 | 0.10883 | 0.10678 | 0.10433 | 0.10173
UT | Commercial | Lodging | Existing | Interior Lighting | High-Bay Lighting | 0.40979 | 0.40245 | 0.39518 | 0.388 | 0.38088 | 0.37388 | 0.36701 | 0.3603 | 0.35375 | 0.34733 | 0.34108 | 0.33502 | 0.32912 | 0.32339 | 0.31778 | 0.31232 | 0.307 | 0.30181 | 0.29674 | 0.29179 | 0.28696 | 0.28223
UT | Commercial | Lodging | Existing | Interior Lighting | Linear Lighting | 12.6423 | 12.4478 | 12.2563 | 12.0678 | 11.874 | 11.6827 | 11.4939 | 11.3077 | 11.1242 | 10.9372 | 10.7529 | 10.5715 | 10.3928 | 10.217 | 10.0396 | 9.8651 | 9.6935 | 9.5248 | 9.3589 | 9.1958 | 9.0377 | 8.8837
UT | Commercial | Lodging | Existing | Exterior Lighting | General Service Lighting | 3.3117 | 3.1873 | 3.036 | 2.8663 | 2.6146 | 2.3473 | 2.1363 | 1.9722 | 1.8427 | 1.7252 | 1.6264 | 1.5411 | 1.4738 | 1.4151 | 1.3566 | 1.3035 | 1.255 | 1.2104 | 1.1698 | 1.1251 | 1.0812 | 1.0387
UT | Commercial | Lodging | Existing | Exterior Lighting | Area Lighting | 1.816 | 1.7881 | 1.7606 | 1.7335 | 1.7049 | 1.6767 | 1.6488 | 1.6213 | 1.5942 | 1.5661 | 1.5383 | 1.511 | 1.4842 | 1.4581 | 1.4315 | 1.4056 | 1.3803 | 1.3556 | 1.3315 | 1.3079 | 1.285 | 1.2626
UT | Commercial | Lodging | Existing | Exterior Lighting | Linear Lighting | 0.6038 | 0.59451 | 0.58537 | 0.57636 | 0.56711 | 0.55797 | 0.54895 | 0.54006 | 0.5313 | 0.52236 | 0.51356 | 0.5049 | 0.49637 | 0.48797 | 0.4795 | 0.47116 | 0.46297 | 0.45491 | 0.44698 | 0.43919 | 0.43165 | 0.42429
UT | Commercial | Lodging | Existing | Refrigeration | Walk-in Refrigerator/Freezer | 0.13275 | 0.13071 | 0.1287 | 0.12672 | 0.12477 | 0.12285 | 0.12096 | 0.1191 | 0.11727 | 0.11546 | 0.11369 | 0.11194 | 0.11022 | 0.10852 | 0.10685 | 0.10521 | 0.10359 | 0.10199 | 0.10043 | 0.098881 | 0.097359 | 0.095862
UT | Commercial | Lodging | Existing | Refrigeration | Reach-in Refrigerator/Freezer | 1.8291 | 1.801 | 1.7733 | 1.746 | 1.7192 | 1.6927 | 1.6667 | 1.641 | 1.6158 | 1.5909 | 1.5664 | 1.5423 | 1.5186 | 1.4953 | 1.4723 | 1.4496 | 1.4273 | 1.4053 | 1.3837 | 1.3624 | 1.3415 | 1.3208
UT | Commercial | Lodging | Existing | Refrigeration | Glass Door Display | 1.8828 | 1.8539 | 1.8253 | 1.7973 | 1.7696 | 1.7424 | 1.7156 | 1.6892 | 1.6632 | 1.6376 | 1.6124 | 1.5876 | 1.5632 | 1.5391 | 1.5155 | 1.4921 | 1.4692 | 1.4466 | 1.4243 | 1.4024 | 1.3808 | 1.3596
UT | Commercial | Lodging | Existing | Refrigeration | Open Display Case | 1.7983 | 1.7706 | 1.7434 | 1.7166 | 1.6902 | 1.6641 | 1.6385 | 1.6133 | 1.5885 | 1.5641 | 1.54 | 1.5163 | 1.493 | 1.47 | 1.4474 | 1.4251 | 1.4032 | 1.3816 | 1.3604 | 1.3394 | 1.3188 | 1.2985
UT | Commercial | Lodging | Existing | Refrigeration | Icemaker | 11.7102 | 11.5301 | 11.3527 | 11.178 | 11.006 | 10.8367 | 10.67 | 10.5058 | 10.3442 | 10.1851 | 10.0284 | 9.8741 | 9.7222 | 9.5726 | 9.4253 | 9.2803 | 9.1376 | 8.997 | 8.8586 | 8.7223 | 8.5881 | 8.456
UT | Commercial | Lodging | Existing | Refrigeration | Vending Machine | 2.6463 | 2.6056 | 2.5655 | 2.526 | 2.4872 | 2.4489 | 2.4112 | 2.3741 | 2.3376 | 2.3016 | 2.2662 | 2.2314 | 2.197 | 2.1632 | 2.1299 | 2.0972 | 2.0649 | 2.0331 | 2.0019 | 1.9711 | 1.9407 | 1.9109
UT | Commercial | Lodging | Existing | Food Preparation | Oven | 2.5461 | 2.507 | 2.4684 | 2.4304 | 2.393 | 2.3562 | 2.32 | 2.2843 | 2.2491 | 2.2145 | 2.1805 | 2.1469 | 2.1139 | 2.0814 | 2.0493 | 2.0178 | 1.9868 | 1.9562 | 1.9261 | 1.8965 | 1.8673 | 1.8386
UT | Commercial | Lodging | Existing | Food Preparation | Fryer | 2.8328 | 2.7892 | 2.7463 | 2.704 | 2.6624 | 2.6215 | 2.5811 | 2.5414 | 2.5023 | 2.4638 | 2.4259 | 2.3886 | 2.3519 | 2.3157 | 2.2801 | 2.245 | 2.2104 | 2.1764 | 2.1429 | 2.11 | 2.0775 | 2.0456
UT | Commercial | Lodging | Existing | Food Preparation | Dishwasher | 2.1046 | 2.0722 | 2.0403 | 2.0089 | 1.978 | 1.9476 | 1.9176 | 1.8881 | 1.8591 | 1.8305 | 1.8023 | 1.7746 | 1.7473 | 1.7204 | 1.6939 | 1.6679 | 1.6422 | 1.6169 | 1.5921 | 1.5676 | 1.5435 | 1.5197
UT | Commercial | Lodging | Existing | Food Preparation | Hot Food Container | 0.19185 | 0.1889 | 0.18599 | 0.18313 | 0.18031 | 0.17754 | 0.17481 | 0.17212 | 0.16947 | 0.16686 | 0.1643 | 0.16177 | 0.15928 | 0.15683 | 0.15442 | 0.15204 | 0.1497 | 0.1474 | 0.14513 | 0.1429 | 0.1407 | 0.13854
UT | Commercial | Lodging | Existing | Food Preparation | Steamer | 2.3456 | 2.3095 | 2.274 | 2.239 | 2.2046 | 2.1706 | 2.1372 | 2.1044 | 2.072 | 2.0401 | 2.0087 | 1.9778 | 1.9474 | 1.9174 | 1.8879 | 1.8589 | 1.8303 | 1.8021 | 1.7744 | 1.7471 | 1.7202 | 1.6938
UT | Commercial | Lodging | Existing | Food Preparation | Griddle | 2.535 | 2.496 | 2.4576 | 2.4198 | 2.3826 | 2.346 | 2.3099 | 2.2743 | 2.2393 | 2.2049 | 2.171 | 2.1376 | 2.1047 | 2.0723 | 2.0404 | 2.009 | 1.9781 | 1.9477 | 1.9177 | 1.8882 | 1.8592 | 1.8306
UT | Commercial | Lodging | Existing | Office Equipment | Desktop Computer | 0.093546 | 0.09004 | 0.086666 | 0.083418 | 0.080291 | 0.077282 | 0.074386 | 0.071598 | 0.068915 | 0.066332 | 0.063846 | 0.061453 | 0.05915 | 0.056933 | 0.054799 | 0.052746 | 0.050769 | 0.048866 | 0.047035 | 0.045272 | 0.043575 | 0.041942
UT | Commercial | Lodging | Existing | Office Equipment | Laptop | 0.1492 | 0.15023 | 0.15127 | 0.15231 | 0.15336 | 0.15442 | 0.15549 | 0.15657 | 0.15765 | 0.15874 | 0.15983 | 0.16094 | 0.16205 | 0.16317 | 0.1643 | 0.16543 | 0.16658 | 0.16773 | 0.16889 | 0.17005 | 0.17123 | 0.17241
UT | Commercial | Lodging | Existing | Office Equipment | Server | 0.71155 | 0.71614 | 0.72076 | 0.72541 | 0.73009 | 0.7348 | 0.73954 | 0.74432 | 0.74912 | 0.75395 | 0.75882 | 0.76371 | 0.76864 | 0.7736 | 0.77859 | 0.78361 | 0.78867 | 0.79375 | 0.79888 | 0.80403 | 0.80922 | 0.81444
UT | Commercial | Lodging | Existing | Office Equipment | Monitor | 0.015795 | 0.015625 | 0.015457 | 0.015291 | 0.015127 | 0.014964 | 0.014803 | 0.014644 | 0.014486 | 0.01433 | 0.014176 | 0.014024 | 0.013873 | 0.013724 | 0.013576 | 0.01343 | 0.013286 | 0.013143 | 0.013001 | 0.012862 | 0.012723 | 0.012586
UT | Commercial | Lodging | Existing | Office Equipment | Printer/Copier/Fax | 0.24693 | 0.24704 | 0.24716 | 0.24728 | 0.24739 | 0.24751 | 0.24763 | 0.24774 | 0.24786 | 0.24798 | 0.2481 | 0.24821 | 0.24833 | 0.24845 | 0.24856 | 0.24868 | 0.2488 | 0.24892 | 0.24903 | 0.24915 | 0.24927 | 0.24939
UT | Commercial | Lodging | Existing | Office Equipment | POS Terminal | 0.24937 | 0.24595 | 0.24258 | 0.23925 | 0.23596 | 0.23272 | 0.22953 | 0.22638 | 0.22327 | 0.22021 | 0.21719 | 0.21421 | 0.21127 | 0.20837 | 0.20551 | 0.20269 | 0.19991 | 0.19716 | 0.19446 | 0.19179 | 0.18916 | 0.18656
UT | Commercial | Lodging | Existing | Miscellaneous | Non-HVAC Motors | 5.8246 | 5.735 | 5.6467 | 5.5599 | 5.4743 | 5.3901 | 5.3072 | 5.2255 | 5.1451 | 5.066 | 4.988 | 4.9113 | 4.8358 | 4.7614 | 4.6881 | 4.616 | 4.545 | 4.475 | 4.4062 | 4.3384 | 4.2717 | 4.2059
UT | Commercial | Lodging | Existing | Miscellaneous | Pool Pump | 1.5294 | 1.4893 | 1.4431 | 1.393 | 1.3403 | 1.2862 | 1.2314 | 1.1866 | 1.1492 | 1.1175 | 1.0899 | 1.0654 | 1.0433 | 1.0231 | 1.0043 | 0.98652 | 0.96965 | 0.95349 | 0.9379 | 0.92279 | 0.90809 | 0.89375
UT | Commercial | Lodging | Existing | Miscellaneous | Pool Heater | 3.8763 | 3.8167 | 3.758 | 3.7002 | 3.6432 | 3.5872 | 3.532 | 3.4777 | 3.4242 | 3.3715 | 3.3196 | 3.2685 | 3.2183 | 3.1688 | 3.12 | 3.072 | 3.0247 | 2.9782 | 2.9324 | 2.8873 | 2.8429 | 2.7991
UT | Commercial | Lodging | Existing | Miscellaneous | Clothes Washer | 0.24895 | 0.24512 | 0.24135 | 0.23763 | 0.23398 | 0.23038 | 0.22683 | 0.22335 | 0.21991 | 0.21653 | 0.21319 | 0.20991 | 0.20669 | 0.20351 | 0.20037 | 0.19729 | 0.19426 | 0.19127 | 0.18833 | 0.18543 | 0.18258 | 0.17977
UT | Commercial | Lodging | Existing | Miscellaneous | Clothes Dryer | 1.857 | 1.8285 | 1.8003 | 1.7726 | 1.7454 | 1.7185 | 1.6921 | 1.666 | 1.6404 | 1.6152 | 1.5903 | 1.5659 | 1.5418 | 1.518 | 1.4947 | 1.4717 | 1.4491 | 1.4268 | 1.4048 | 1.3832 | 1.3619 | 1.341
UT | Commercial | Lodging | Existing | Miscellaneous | Electric Vehicle Chargers | 0.12742 | 0.17716 | 0.26039 | 0.35837 | 0.47814 | 0.61905 | 0.79751 | 1.0172 | 1.28 | 1.592 | 1.9433 | 2.3308 | 2.7544 | 3.2126 | 3.6997 | 4.2047 | 4.7321 | 5.2677 | 5.8068 | 6.3547 | 6.9541 | 7.61
UT | Commercial | Lodging | Existing | Miscellaneous | Other Miscellaneous | 25.7489 | 25.7611 | 25.7732 | 25.7854 | 25.7975 | 25.8097 | 25.8219 | 25.8341 | 25.8463 | 25.8585 | 25.8707 | 25.8829 | 25.8951 | 25.9073 | 25.9195 | 25.9318 | 25.944 | 25.9562 | 25.9685 | 25.9807 | 25.993 | 26.0053
UT | Commercial | Lodging | Existing | Generation | Solar PV | -3.4658 | -4.1714 | -5.2536 | -6.4953 | -7.8785 | -9.4084 | -11.0467 | -12.7991 | -14.5933 | -16.6306 | -18.6634 | -20.5065 | -22.0764 | -23.5613 | -25.0011 | -26.3936 | -27.7377 | -29.0352 | -30.2882 | -31.4983 | -32.6673 | -33.7984
UT | Commercial | Lodging | New | Cooling | Air-Cooled Chiller | 0 | 0.041114 | 0.071663 | 0.10265 | 0.13396 | 0.16605 | 0.19826 | 0.2306 | 0.26295 | 0.29529 | 0.3276 | 0.35999 | 0.39244 | 0.42485 | 0.45723 | 0.48931 | 0.52125 | 0.55302 | 0.58465 | 0.61614 | 0.6475 | 0.67875
UT | Commercial | Lodging | New | Cooling | Water-Cooled Chiller | 0 | 0.13836 | 0.24111 | 0.34531 | 0.45057 | 0.55848 | 0.66679 | 0.77535 | 0.88401 | 0.99259 | 1.1012 | 1.21 | 1.3189 | 1.4277 | 1.5363 | 1.644 | 1.7511 | 1.8577 | 1.9637 | 2.0694 | 2.1746 | 2.2794
UT | Commercial | Lodging | New | Cooling | RTU | 0 | 0.54276 | 0.89408 | 1.2504 | 1.6103 | 1.9796 | 2.3502 | 2.7218 | 3.0936 | 3.4652 | 3.8368 | 4.2093 | 4.5819 | 4.9461 | 5.3107 | 5.6726 | 6.0333 | 6.3928 | 6.751 | 7.1082 | 7.4644 | 7.8196
UT | Commercial | Lodging | New | Cooling | Packaged Terminal AC | 0 | 0.63152 | 1.1005 | 1.5761 | 2.0566 | 2.5491 | 3.0435 | 3.539 | 4.0349 | 4.5306 | 5.0262 | 5.523 | 6.02 | 6.5165 | 7.0124 | 7.5038 | 7.9927 | 8.4792 | 8.9632 | 9.4454 | 9.9255 | 10.4039
UT | Commercial | Lodging | New | Cooling | Packaged Terminal HP | 0 | 0.26428 | 0.46054 | 0.65956 | 0.86062 | 1.0667 | 1.2736 | 1.481 | 1.6885 | 1.8959 | 2.1033 | 2.3112 | 2.5192 | 2.727 | 2.9345 | 3.1401 | 3.3447 | 3.5483 | 3.7509 | 3.9526 | 4.1535 | 4.3538
UT | Commercial | Lodging | New | Cooling | Air-Source Heat Pump | 0 | 0.096429 | 0.16144 | 0.22736 | 0.29396 | 0.36228 | 0.43085 | 0.49957 | 0.56836 | 0.6371 | 0.70585 | 0.77475 | 0.84285 | 0.91094 | 0.97901 | 1.0465 | 1.1137 | 1.1807 | 1.2473 | 1.3137 | 1.3799 | 1.4458
UT | Commercial | Lodging | New | Cooling | Geothermal Heat Pump | 0 | 0.00034442 | 0.00060019 | 0.00085956 | 0.0011216 | 0.0013902 | 0.0016598 | 0.0019301 | 0.0022005 | 0.0024708 | 0.0027412 | 0.0030121 | 0.0032831 | 0.0035539 | 0.0038244 | 0.0040924 | 0.004359 | 0.0046243 | 0.0048883 | 0.0051512 | 0.0054131 | 0.005674
UT | Commercial | Lodging | New | Space Heating | Electric Furnace | 0 | 0.53218 | 0.92739 | 1.333 | 1.733 | 2.1286 | 2.5184 | 2.9127 | 3.2786 | 3.6479 | 4.0104 | 4.3834 | 4.7167 | 5.0594 | 5.3951 | 5.7451 | 6.043 | 6.355 | 6.6594 | 6.9832 | 7.2462 | 7.5292
UT | Commercial | Lodging | New | Space Heating | Electric Room Heat | 0 | 0.88575 | 1.5435 | 2.2187 | 2.8845 | 3.5428 | 4.1916 | 4.8479 | 5.4568 | 6.0716 | 6.6748 | 7.2957 | 7.8504 | 8.4208 | 8.9795 | 9.562 | 10.0579 | 10.5772 | 11.0838 | 11.6227 | 12.0606 | 12.5315
UT | Commercial | Lodging | New | Space Heating | Packaged Terminal HP | 0 | 0.50446 | 0.87909 | 1.2636 | 1.6428 | 2.0178 | 2.3873 | 2.761 | 3.1078 | 3.458 | 3.8015 | 4.1552 | 4.4711 | 4.7959 | 5.1141 | 5.4459 | 5.7283 | 6.0241 | 6.3126 | 6.6195 | 6.8689 | 7.1371
UT | Commercial | Lodging | New | Space Heating | Air-Source Heat Pump | 0 | 0.25018 | 0.4305 | 0.61561 | 0.7981 | 0.97856 | 1.1564 | 1.3363 | 1.5032 | 1.6717 | 1.837 | 2.0072 | 2.1585 | 2.3143 | 2.4669 | 2.6261 | 2.7616 | 2.9035 | 3.042 | 3.1894 | 3.3092 | 3.438
UT | Commercial | Lodging | New | Space Heating | Geothermal Heat Pump | 0 | 0.00086227 | 0.0015026 | 0.0021599 | 0.002808 | 0.003449 | 0.0040805 | 0.0047194 | 0.0053122 | 0.0059107 | 0.0064979 | 0.0071024 | 0.0076423 | 0.0081976 | 0.0087415 | 0.0093086 | 0.0097913 | 0.010297 | 0.01079 | 0.011315 | 0.011741 | 0.012199
UT | Commercial | Lodging | New | Ventilation | Ventilation | 0 | 0.99737 | 1.7364 | 2.4861 | 3.2598 | 3.9797 | 4.6956 | 5.4067 | 6.1117 | 6.8066 | 7.4956 | 8.1798 | 8.8583 | 9.5298 | 10.1948 | 10.8519 | 11.5005 | 12.1353 | 12.7587 | 13.3632 | 13.9554 | 14.5419
UT | Commercial | Lodging | New | Water Heating | Water Heater | 0 | 0.082945 | 0.14246 | 0.20282 | 0.26106 | 0.31932 | 0.37933 | 0.43577 | 0.49173 | 0.54716 | 0.60015 | 0.6528 | 0.7035 | 0.75308 | 0.80161 | 0.84442 | 0.88627 | 0.92694 | 0.96699 | 1.002 | 1.0389 | 1.0758
UT | Commercial | Lodging | New | Interior Lighting | General Service Lighting | 0 | 1.2136 | 2.1149 | 3.0288 | 3.775 | 4.5213 | 5.2206 | 5.8973 | 6.5556 | 7.1182 | 7.6856 | 8.2483 | 8.82 | 9.384 | 9.8758 | 10.3559 | 10.8234 | 11.2791 | 11.7319 | 12.1107 | 12.512 | 12.9136
UT | Commercial | Lodging | New | Interior Lighting | Exempted Lighting | 0 | 0.0076191 | 0.013277 | 0.019015 | 0.023924 | 0.028551 | 0.032973 | 0.036782 | 0.040663 | 0.044205 | 0.047865 | 0.051562 | 0.055167 | 0.058734 | 0.062094 | 0.065808 | 0.069273 | 0.072617 | 0.075887 | 0.079083 | 0.082274 | 0.085382
UT | Commercial | Lodging | New | Interior Lighting | High-Bay Lighting | 0 | 0.014835 | 0.025852 | 0.037023 | 0.048263 | 0.059507 | 0.070689 | 0.081795 | 0.092809 | 0.10369 | 0.11447 | 0.12518 | 0.13579 | 0.14629 | 0.15666 | 0.1669 | 0.177 | 0.18697 | 0.19681 | 0.20653 | 0.21612 | 0.22562
UT | Commercial | Lodging | New | Interior Lighting | Linear Lighting | 0 | 0.48215 | 0.84021 | 1.2033 | 1.563 | 1.9227 | 2.2805 | 2.6359 | 2.9883 | 3.3328 | 3.6742 | 4.0134 | 4.3497 | 4.6827 | 5.0093 | 5.3321 | 5.6506 | 5.965 | 6.2752 | 6.5818 | 6.8806 | 7.1738
UT | Commercial | Lodging | New | Exterior Lighting | General Service Lighting | 0 | 0.084624 | 0.14747 | 0.2112 | 0.25796 | 0.30345 | 0.34762 | 0.39202 | 0.43649 | 0.47166 | 0.50682 | 0.54134 | 0.57721 | 0.61258 | 0.64176 | 0.67015 | 0.69772 | 0.72447 | 0.75106 | 0.77185 | 0.79452 | 0.81729
UT | Commercial | Lodging | New | Exterior Lighting | Area Lighting | 0 | 0.06926 | 0.12069 | 0.17285 | 0.22405 | 0.27527 | 0.3262 | 0.37679 | 0.42696 | 0.47575 | 0.5241 | 0.57213 | 0.61947 | 0.66614 | 0.71132 | 0.75589 | 0.7998 | 0.84305 | 0.88568 | 0.92773 | 0.9693 | 1.0104
UT | Commercial | Lodging | New | Exterior Lighting | Linear Lighting | 0 | 0.023028 | 0.040129 | 0.057471 | 0.074648 | 0.09183 | 0.10892 | 0.12589 | 0.14272 | 0.15918 | 0.17548 | 0.19168 | 0.20774 | 0.22365 | 0.23924 | 0.25466 | 0.26988 | 0.28489 | 0.29971 | 0.31435 | 0.32862 | 0.34263
UT | Commercial | Lodging | New | Refrigeration | Walk-in Refrigerator/Freezer | 0 | 0.0050629 | 0.0088229 | 0.012636 | 0.016488 | 0.020341 | 0.024173 | 0.027979 | 0.031754 | 0.035491 | 0.039196 | 0.042876 | 0.046524 | 0.050137 | 0.053713 | 0.057248 | 0.060736 | 0.064178 | 0.067576 | 0.070932 | 0.074248 | 0.077526
UT | Commercial | Lodging | New | Refrigeration | Reach-in Refrigerator/Freezer | 0 | 0.06976 | 0.12157 | 0.1741 | 0.22718 | 0.28027 | 0.33307 | 0.38551 | 0.43752 | 0.48902 | 0.54006 | 0.59076 | 0.64104 | 0.69081 | 0.74008 | 0.78879 | 0.83685 | 0.88428 | 0.9311 | 0.97734 | 1.023 | 1.0682
UT | Commercial | Lodging | New | Refrigeration | Glass Door Display | 0 | 0.071807 | 0.12513 | 0.17921 | 0.23384 | 0.28849 | 0.34284 | 0.39682 | 0.45036 | 0.50337 | 0.55591 | 0.6081 | 0.65985 | 0.71108 | 0.7618 | 0.81194 | 0.86141 | 0.91023 | 0.95842 | 1.006 | 1.0531 | 1.0995
UT | Commercial | Lodging | New | Refrigeration | Open Display Case | 0 | 0.068583 | 0.11952 | 0.17116 | 0.22334 | 0.27554 | 0.32745 | 0.37901 | 0.43014 | 0.48077 | 0.53095 | 0.5808 | 0.63022 | 0.67915 | 0.7276 | 0.77548 | 0.82274 | 0.86936 | 0.91539 | 0.96086 | 1.0058 | 1.0502
UT | Commercial | Lodging | New | Refrigeration | Icemaker | 0 | 0.4466 | 0.77827 | 1.1146 | 1.4544 | 1.7943 | 2.1323 | 2.468 | 2.801 | 3.1307 | 3.4575 | 3.7821 | 4.1039 | 4.4226 | 4.738 | 5.0498 | 5.3575 | 5.6612 | 5.9609 | 6.257 | 6.5494 | 6.8386
UT | Commercial | Lodging | New | Refrigeration | Vending Machine | 0 | 0.10092 | 0.17587 | 0.25188 | 0.32866 | 0.40547 | 0.48186 | 0.55773 | 0.63297 | 0.70748 | 0.78132 | 0.85468 | 0.92741 | 0.99941 | 1.0707 | 1.1412 | 1.2107 | 1.2793 | 1.347 | 1.414 | 1.48 | 1.5454
UT | Commercial | Lodging | New | Food Preparation | Oven | 0 | 0.097105 | 0.16922 | 0.24235 | 0.31622 | 0.39013 | 0.46363 | 0.53662 | 0.60902 | 0.68071 | 0.75175 | 0.82233 | 0.89231 | 0.96159 | 1.0302 | 1.098 | 1.1649 | 1.2309 | 1.2961 | 1.3604 | 1.424 | 1.4869
UT | Commercial | Lodging | New | Food Preparation | Fryer | 0 | 0.10804 | 0.18827 | 0.26963 | 0.35182 | 0.43405 | 0.51582 | 0.59703 | 0.67758 | 0.75734 | 0.83638 | 0.91491 | 0.99276 | 1.0698 | 1.1462 | 1.2216 | 1.296 | 1.3695 | 1.442 | 1.5136 | 1.5844 | 1.6543
UT | Commercial | Lodging | New | Food Preparation | Dishwasher | 0 | 0.080263 | 0.13987 | 0.20031 | 0.26138 | 0.32247 | 0.38322 | 0.44356 | 0.50339 | 0.56265 | 0.62138 | 0.67971 | 0.73756 | 0.79482 | 0.85152 | 0.90756 | 0.96286 | 1.0174 | 1.0713 | 1.1245 | 1.1771 | 1.229
UT | Commercial | Lodging | New | Food Preparation | Hot Food Container | 0 | 0.0073168 | 0.01275 | 0.018261 | 0.023827 | 0.029396 | 0.034934 | 0.040434 | 0.045889 | 0.051291 | 0.056644 | 0.061962 | 0.067235 | 0.072456 | 0.077624 | 0.082732 | 0.087774 | 0.092748 | 0.097658 | 0.10251 | 0.1073 | 0.11204
UT | Commercial | Lodging | New | Food Preparation | Steamer | 0 | 0.089457 | 0.15589 | 0.22326 | 0.29132 | 0.3594 | 0.42711 | 0.49436 | 0.56105 | 0.62709 | 0.69255 | 0.75757 | 0.82203 | 0.88586 | 0.94905 | 1.0115 | 1.0731 | 1.134 | 1.194 | 1.2533 | 1.3119 | 1.3698
UT | Commercial | Lodging | New | Food Preparation | Griddle | 0 | 0.096682 | 0.16848 | 0.24129 | 0.31485 | 0.38843 | 0.46161 | 0.53429 | 0.60636 | 0.67774 | 0.74848 | 0.81875 | 0.88843 | 0.9574 | 1.0257 | 1.0932 | 1.1598 | 1.2255 | 1.2904 | 1.3545 | 1.4178 | 1.4804
UT | Commercial | Lodging | New | Office Equipment | Desktop Computer | 0 | 0.0034876 | 0.0059412 | 0.0083178 | 0.01061 | 0.012796 | 0.014865 | 0.01682 | 0.018661 | 0.020389 | 0.022012 | 0.023538 | 0.024968 | 0.026303 | 0.027547 | 0.028701 | 0.029767 | 0.030748 | 0.031649 | 0.032476 | 0.033231 | 0.03392
UT | Commercial | Lodging | New | Office Equipment | Laptop | 0 | 0.0058189 | 0.01037 | 0.015187 | 0.020266 | 0.025568 | 0.031074 | 0.03678 | 0.042687 | 0.048793 | 0.055106 | 0.061644 | 0.068405 | 0.075385 | 0.082591 | 0.09002 | 0.097667 | 0.10554 | 0.11364 | 0.12199 | 0.13058 | 0.13944
UT | Commercial | Lodging | New | Office Equipment | Server | 0 | 0.027574 | 0.048826 | 0.071052 | 0.094205 | 0.11809 | 0.1426 | 0.16771 | 0.1934 | 0.21965 | 0.24648 | 0.27396 | 0.30207 | 0.33076 | 0.36006 | 0.38994 | 0.42036 | 0.45133 | 0.48288 | 0.51503 | 0.54779 | 0.58118
UT | Commercial | Lodging | New | Office Equipment | Monitor | 0 | 0.00060524 | 0.0010597 | 0.0015247 | 0.0019989 | 0.0024776 | 0.0029583 | 0.0034401 | 0.0039226 | 0.0044049 | 0.0048875 | 0.0053715 | 0.0058561 | 0.0063404 | 0.0068246 | 0.0073079 | 0.0077897 | 0.0082698 | 0.0087486 | 0.0092263 | 0.0097029 | 0.010179
UT | Commercial | Lodging | New | Office Equipment | Printer/Copier/Fax | 0 | 0.009501 | 0.016704 | 0.024135 | 0.031773 | 0.039547 | 0.047415 | 0.055368 | 0.063396 | 0.071489 | 0.079652 | 0.087905 | 0.096233 | 0.10463 | 0.11309 | 0.1216 | 0.13016 | 0.13876 | 0.1474 | 0.1561 | 0.16485 | 0.17365
UT | Commercial | Lodging | New | Office Equipment | POS Terminal | 0 | 0.0095106 | 0.016573 | 0.023736 | 0.030972 | 0.03821 | 0.045408 | 0.052558 | 0.059648 | 0.06667 | 0.073628 | 0.080541 | 0.087395 | 0.09418 | 0.1009 | 0.10754 | 0.11409 | 0.12056 | 0.12694 | 0.13324 | 0.13947 | 0.14563
UT | Commercial | Lodging | New | Miscellaneous | Non-HVAC Motors | 0 | 0.22214 | 0.3871 | 0.55439 | 0.7234 | 0.89246 | 1.0606 | 1.2276 | 1.3932 | 1.5572 | 1.7197 | 1.8812 | 2.0413 | 2.1998 | 2.3567 | 2.5118 | 2.6648 | 2.8158 | 2.9649 | 3.1122 | 3.2576 | 3.4015
UT | Commercial | Lodging | New | Miscellaneous | Pool Pump | 0 | 0.047145 | 0.082156 | 0.11766 | 0.15353 | 0.18941 | 0.22509 | 0.26053 | 0.29568 | 0.33049 | 0.36498 | 0.39925 | 0.43322 | 0.46686 | 0.50016 | 0.53308 | 0.56556 | 0.59761 | 0.62925 | 0.6605 | 0.69138 | 0.7219
UT | Commercial | Lodging | New | Miscellaneous | Pool Heater | 0 | 0.14784 | 0.25762 | 0.36896 | 0.48143 | 0.59394 | 0.70584 | 0.81698 | 0.92719 | 1.0363 | 1.1445 | 1.2519 | 1.3585 | 1.464 | 1.5684 | 1.6716 | 1.7735 | 1.874 | 1.9732 | 2.0712 | 2.168 | 2.2637
UT | Commercial | Lodging | New | Miscellaneous | Clothes Washer | 0 | 0.0094944 | 0.016545 | 0.023695 | 0.030919 | 0.038145 | 0.045331 | 0.052468 | 0.059547 | 0.066556 | 0.073503 | 0.080403 | 0.087246 | 0.09402 | 0.10073 | 0.10736 | 0.1139 | 0.12035 | 0.12672 | 0.13302 | 0.13924 | 0.14538
UT | Commercial | Lodging | New | Miscellaneous | Clothes Dryer | 0 | 0.070823 | 0.12342 | 0.17675 | 0.23064 | 0.28454 | 0.33815 | 0.39139 | 0.44419 | 0.49647 | 0.54829 | 0.59977 | 0.65081 | 0.70134 | 0.75136 | 0.80081 | 0.84961 | 0.89776 | 0.94529 | 0.99224 | 1.0386 | 1.0845
UT | Commercial | Lodging | New | Miscellaneous | Electric Vehicle Chargers | 0 | 0.0073589 | 0.018643 | 0.036748 | 0.06434 | 0.10372 | 0.16059 | 0.24012 | 0.34767 | 0.49031 | 0.67085 | 0.89355 | 1.1634 | 1.4848 | 1.8603 | 2.2884 | 2.7749 | 3.3149 | 3.9076 | 4.5588 | 5.3036 | 6.1546
UT | Commercial | Lodging | New | Miscellaneous | Other Miscellaneous | 0 | 0.99782 | 1.7668 | 2.5711 | 3.409 | 4.2734 | 5.1603 | 6.069 | 6.9986 | 7.9484 | 8.9194 | 9.9139 | 10.9308 | 11.9692 | 13.0295 | 14.1106 | 15.2115 | 16.3324 | 17.474 | 18.6374 | 19.8227 | 21.0312
UT | Commercial | Lodging | New | Generation | Solar PV | 0 | -0.16157 | -0.36016 | -0.64766 | -1.0411 | -1.5578 | -2.2076 | -3.0068 | -3.9516 | -5.1119 | -6.4346 | -7.8546 | -9.3189 | -10.8854 | -12.5678 | -14.3619 | -16.2632 | -18.2698 | -20.3808 | -22.5954 | -24.9126 | -27.3338
UT | Commercial | Warehouse | Existing | Cooling | Air-Cooled Chiller | 0.039885 | 0.039192 | 0.038511 | 0.037842 | 0.037184 | 0.036708 | 0.036238 | 0.035772 | 0.035312 | 0.034857 | 0.034407 | 0.033962 | 0.033522 | 0.033088 | 0.032658 | 0.03222 | 0.031787 | 0.03136 | 0.030939 | 0.030522 | 0.030111 | 0.029705
UT | Commercial | Warehouse | Existing | Cooling | Water-Cooled Chiller | 0 | 0 | 0 | 0 | 0 | 0 | 0 | 0 | 0 | 0 | 0 | 0 | 0 | 0 | 0 | 0 | 0 | 0 | 0 | 0 | 0 | 0
UT | Commercial | Warehouse | Existing | Cooling | RTU | 37.9349 | 37.2808 | 36.4793 | 35.6775 | 34.8777 | 34.2418 | 33.6041 | 32.9661 | 32.3294 | 31.6949 | 31.0638 | 30.437 | 29.8152 | 29.2157 | 28.6497 | 28.1016 | 27.5807 | 27.0843 | 26.6097 | 26.1549 | 25.7177 | 25.2966
UT | Commercial | Warehouse | Existing | Cooling | Packaged Terminal AC | 8.6478 | 8.4987 | 8.3522 | 8.2082 | 8.0667 | 7.9648 | 7.8639 | 7.7642 | 7.6655 | 7.5678 | 7.4712 | 7.3757 | 7.2811 | 7.1877 | 7.0952 | 7.0008 | 6.9074 | 6.8152 | 6.7241 | 6.6341 | 6.5452 | 6.4573
UT | Commercial | Warehouse | Existing | Cooling | Packaged Terminal HP | 0.96509 | 0.94845 | 0.9321 | 0.91603 | 0.90024 | 0.88886 | 0.87761 | 0.86648 | 0.85546 | 0.84456 | 0.83378 | 0.82312 | 0.81257 | 0.80214 | 0.79182 | 0.78128 | 0.77087 | 0.76058 | 0.75041 | 0.74037 | 0.73044 | 0.72064
UT | Commercial | Warehouse | Existing | Cooling | Air-Source Heat Pump | 4.3977 | 4.3078 | 4.2066 | 4.106 | 4.0064 | 3.9265 | 3.8474 | 3.7692 | 3.6923 | 3.6168 | 3.5429 | 3.4707 | 3.4012 | 3.3351 | 3.2721 | 3.2105 | 3.1515 | 3.0949 | 3.0405 | 2.9881 | 2.9375 | 2.8887
UT | Commercial | Warehouse | Existing | Cooling | Geothermal Heat Pump | 0 | 0 | 0 | 0 | 0 | 0 | 0 | 0 | 0 | 0 | 0 | 0 | 0 | 0 | 0 | 0 | 0 | 0 | 0 | 0 | 0 | 0
UT | Commercial | Warehouse | Existing | Space Heating | Electric Furnace | 22.9134 | 22.5184 | 22.1301 | 21.8283 | 21.3736 | 20.9122 | 20.4603 | 20.0922 | 19.5842 | 19.1595 | 18.7436 | 18.4058 | 17.9372 | 17.5465 | 17.1637 | 16.853 | 16.4207 | 16.0607 | 15.7081 | 15.4218 | 15.0246 | 14.6934
UT | Commercial | Warehouse | Existing | Space Heating | Electric Room Heat | 3.4014 | 3.3427 | 3.2851 | 3.2403 | 3.1728 | 3.1043 | 3.0372 | 2.9826 | 2.9072 | 2.8441 | 2.7824 | 2.7322 | 2.6627 | 2.6047 | 2.5479 | 2.5017 | 2.4376 | 2.3841 | 2.3318 | 2.2893 | 2.2303 | 2.1812
UT | Commercial | Warehouse | Existing | Space Heating | Packaged Terminal HP | 1.1313 | 1.1118 | 1.0926 | 1.0777 | 1.0552 | 1.0325 | 1.0101 | 0.99197 | 0.96689 | 0.94592 | 0.92539 | 0.90871 | 0.88558 | 0.86629 | 0.84739 | 0.83205 | 0.81071 | 0.79293 | 0.77552 | 0.76139 | 0.74178 | 0.72543
UT | Commercial | Warehouse | Existing | Space Heating | Air-Source Heat Pump | 5.7276 | 5.6288 | 5.5263 | 5.4451 | 5.3255 | 5.2041 | 5.085 | 4.9867 | 4.8537 | 4.7414 | 4.6315 | 4.5409 | 4.4186 | 4.3164 | 4.217 | 4.1359 | 4.0256 | 3.9337 | 3.844 | 3.771 | 3.6713 | 3.588
UT | Commercial | Warehouse | Existing | Space Heating | Geothermal Heat Pump | 0 | 0 | 0 | 0 | 0 | 0 | 0 | 0 | 0 | 0 | 0 | 0 | 0 | 0 | 0 | 0 | 0 | 0 | 0 | 0 | 0 | 0
UT | Commercial | Warehouse | Existing | Ventilation | Ventilation | 101.0663 | 98.1519 | 95.223 | 92.3032 | 89.413 | 86.4247 | 83.4951 | 80.6374 | 77.8625 | 75.1747 | 72.5897 | 70.1097 | 67.7392 | 65.4727 | 63.3214 | 61.2866 | 59.3691 | 57.5682 | 55.8722 | 54.2429 | 52.7007 | 51.2472
UT | Commercial | Warehouse | Existing | Water Heating | Water Heater | 21.2992 | 20.6748 | 20.019 | 19.3554 | 18.6657 | 17.9865 | 17.3056 | 16.648 | 16.0182 | 15.3886 | 14.7687 | 14.1854 | 13.655 | 13.1697 | 12.722 | 12.2873 | 11.8831 | 11.486 | 11.1133 | 10.7385 | 10.3878 | 10.0313
UT | Commercial | Warehouse | Existing | Interior Lighting | General Service Lighting | 23.8734 | 22.7902 | 21.4621 | 19.9703 | 18.0423 | 16.0354 | 14.4789 | 13.2463 | 12.2481 | 11.3943 | 10.6981 | 10.1163 | 9.6459 | 9.2413 | 8.8551 | 8.5088 | 8.1949 | 7.9079 | 7.6482 | 7.3703 | 7.0996 | 6.8386
UT | Commercial | Warehouse | Existing | Interior Lighting | Exempted Lighting | 0.0096523 | 0.0094858 | 0.0093223 | 0.0091616 | 0.008916 | 0.0086597 | 0.0083667 | 0.0080161 | 0.0076491 | 0.0072506 | 0.0068926 | 0.0066052 | 0.0063708 | 0.0062018 | 0.0060412 | 0.0059082 | 0.0057909 | 0.0056795 | 0.0055901 | 0.0054777 | 0.005356 | 0.0052335
UT | Commercial | Warehouse | Existing | Interior Lighting | High-Bay Lighting | 76.9948 | 75.4732 | 73.9699 | 72.4891 | 71.0134 | 69.5659 | 68.1492 | 66.7653 | 65.416 | 64.0882 | 62.7972 | 61.5437 | 60.3281 | 59.1476 | 57.9902 | 56.8657 | 55.7722 | 54.7077 | 53.6708 | 52.6598 | 51.6745 | 50.7136
UT | Commercial | Warehouse | Existing | Interior Lighting | Linear Lighting | 142.5495 | 140.0917 | 137.6763 | 135.3026 | 132.8774 | 130.4875 | 128.1343 | 125.8184 | 123.5403 | 121.2299 | 118.9584 | 116.726 | 114.5329 | 112.3787 | 110.2139 | 108.0887 | 106.003 | 103.956 | 101.9474 | 99.9766 | 98.0683 | 96.2108
UT | Commercial | Warehouse | Existing | Exterior Lighting | General Service Lighting | 70.681 | 67.4733 | 63.5407 | 59.1232 | 53.1118 | 46.7696 | 41.8332 | 38.0288 | 35.0604 | 32.4617 | 30.3152 | 28.4987 | 27.0691 | 25.8432 | 24.6549 | 23.5914 | 22.6308 | 21.7546 | 20.9638 | 20.1085 | 19.2756 | 18.4735
UT | Commercial | Warehouse | Existing | Exterior Lighting | Area Lighting | 1.9416 | 1.9081 | 1.8752 | 1.8429 | 1.8091 | 1.7758 | 1.743 | 1.7107 | 1.6789 | 1.6462 | 1.6139 | 1.5823 | 1.5513 | 1.5211 | 1.4905 | 1.4608 | 1.4318 | 1.4036 | 1.376 | 1.3491 | 1.3229 | 1.2974
UT | Commercial | Warehouse | Existing | Exterior Lighting | Linear Lighting | 149.9619 | 147.3763 | 144.8354 | 142.3382 | 139.7869 | 137.2728 | 134.7971 | 132.3608 | 129.9643 | 127.5337 | 125.1441 | 122.7957 | 120.4884 | 118.2223 | 115.9449 | 113.7092 | 111.515 | 109.3616 | 107.2486 | 105.1752 | 103.1678 | 101.2137
UT | Commercial | Warehouse | Existing | Refrigeration | Walk-in Refrigerator/Freezer | 2.1352 | 2.0984 | 2.0622 | 2.0266 | 1.9917 | 1.9574 | 1.9236 | 1.8904 | 1.8578 | 1.8258 | 1.7943 | 1.7634 | 1.733 | 1.7031 | 1.6738 | 1.6449 | 1.6165 | 1.5887 | 1.5613 | 1.5344 | 1.5079 | 1.4819
UT | Commercial | Warehouse | Existing | Refrigeration | Reach-in Refrigerator/Freezer | 0.64482 | 0.6337 | 0.62278 | 0.61204 | 0.60149 | 0.59112 | 0.58092 | 0.57091 | 0.56106 | 0.55139 | 0.54188 | 0.53254 | 0.52336 | 0.51434 | 0.50547 | 0.49675 | 0.48819 | 0.47977 | 0.4715 | 0.46337 | 0.45538 | 0.44753
UT | Commercial | Warehouse | Existing | Refrigeration | Glass Door Display | 14.1765 | 13.932 | 13.6918 | 13.4558 | 13.2238 | 12.9958 | 12.7717 | 12.5515 | 12.3351 | 12.1224 | 11.9134 | 11.708 | 11.5062 | 11.3078 | 11.1128 | 10.9212 | 10.7329 | 10.5479 | 10.366 | 10.1873 | 10.0116 | 9.839
UT | Commercial | Warehouse | Existing | Refrigeration | Open Display Case | 6.2492 | 6.1415 | 6.0356 | 5.9315 | 5.8292 | 5.7287 | 5.63 | 5.5329 | 5.4375 | 5.3438 | 5.2516 | 5.1611 | 5.0721 | 4.9846 | 4.8987 | 4.8142 | 4.7312 | 4.6497 | 4.5695 | 4.4907 | 4.4133 | 4.3372
UT | Commercial | Warehouse | Existing | Refrigeration | Icemaker | 15.2603 | 14.9971 | 14.7386 | 14.4845 | 14.2347 | 13.9893 | 13.7481 | 13.5111 | 13.2781 | 13.0492 | 12.8242 | 12.6031 | 12.3858 | 12.1723 | 11.9624 | 11.7561 | 11.5534 | 11.3542 | 11.1585 | 10.9661 | 10.777 | 10.5912
UT | Commercial | Warehouse | Existing | Refrigeration | Vending Machine | 6.8971 | 6.7781 | 6.6613 | 6.5464 | 6.4336 | 6.3226 | 6.2136 | 6.1065 | 6.0012 | 5.8977 | 5.7961 | 5.6961 | 5.5979 | 5.5014 | 5.4065 | 5.3133 | 5.2217 | 5.1317 | 5.0432 | 4.9563 | 4.8708 | 4.7868
UT | Commercial | Warehouse | Existing | Food Preparation | Oven | 0.6417 | 0.63064 | 0.61976 | 0.60908 | 0.59858 | 0.58825 | 0.57811 | 0.56815 | 0.55835 | 0.54872 | 0.53926 | 0.52996 | 0.52083 | 0.51185 | 0.50302 | 0.49435 | 0.48583 | 0.47745 | 0.46922 | 0.46113 | 0.45318 | 0.44536
UT | Commercial | Warehouse | Existing | Food Preparation | Fryer | 0.46916 | 0.46107 | 0.45312 | 0.44531 | 0.43763 | 0.43009 | 0.42267 | 0.41538 | 0.40822 | 0.40118 | 0.39427 | 0.38747 | 0.38079 | 0.37422 | 0.36777 | 0.36143 | 0.3552 | 0.34907 | 0.34305 | 0.33714 | 0.33133 | 0.32561
UT | Commercial | Warehouse | Existing | Food Preparation | Dishwasher | 0.47955 | 0.47128 | 0.46315 | 0.45517 | 0.44732 | 0.43961 | 0.43203 | 0.42458 | 0.41726 | 0.41007 | 0.403 | 0.39605 | 0.38922 | 0.38251 | 0.37591 | 0.36943 | 0.36306 | 0.3568 | 0.35065 | 0.34461 | 0.33866 | 0.33282
UT | Commercial | Warehouse | Existing | Food Preparation | Hot Food Container | 0.043715 | 0.042962 | 0.042221 | 0.041493 | 0.040778 | 0.040074 | 0.039384 | 0.038705 | 0.038037 | 0.037381 | 0.036737 | 0.036103 | 0.035481 | 0.034869 | 0.034268 | 0.033677 | 0.033097 | 0.032526 | 0.031965 | 0.031414 | 0.030872 | 0.03034
UT | Commercial | Warehouse | Existing | Food Preparation | Steamer | 0.53447 | 0.52526 | 0.5162 | 0.5073 | 0.49856 | 0.48996 | 0.48151 | 0.47321 | 0.46505 | 0.45703 | 0.44915 | 0.44141 | 0.4338 | 0.42632 | 0.41897 | 0.41175 | 0.40465 | 0.39767 | 0.39081 | 0.38408 | 0.37745 | 0.37095
UT | Commercial | Warehouse | Existing | Food Preparation | Griddle | 0.57764 | 0.56768 | 0.55789 | 0.54827 | 0.53882 | 0.52953 | 0.5204 | 0.51143 | 0.50261 | 0.49395 | 0.48543 | 0.47706 | 0.46883 | 0.46075 | 0.45281 | 0.445 | 0.43733 | 0.42979 | 0.42238 | 0.41509 | 0.40794 | 0.4009
UT | Commercial | Warehouse | Existing | Office Equipment | Desktop Computer | 0.23697 | 0.22766 | 0.21871 | 0.21012 | 0.20186 | 0.19393 | 0.18631 | 0.17899 | 0.17196 | 0.1652 | 0.15871 | 0.15247 | 0.14648 | 0.14073 | 0.1352 | 0.12989 | 0.12478 | 0.11988 | 0.11517 | 0.11064 | 0.1063 | 0.10212
UT | Commercial | Warehouse | Existing | Office Equipment | Laptop | 0.050392 | 0.050645 | 0.050899 | 0.051154 | 0.05141 | 0.051668 | 0.051927 | 0.052187 | 0.052449 | 0.052712 | 0.052976 | 0.053242 | 0.053508 | 0.053777 | 0.054046 | 0.054317 | 0.054589 | 0.054863 | 0.055138 | 0.055414 | 0.055692 | 0.055971
UT | Commercial | Warehouse | Existing | Office Equipment | Server | 64.8902 | 65.1857 | 65.4825 | 65.7807 | 66.0803 | 66.3812 | 66.6835 | 66.9871 | 67.2921 | 67.5986 | 67.9064 | 68.2156 | 68.5263 | 68.8383 | 69.1518 | 69.4667 | 69.783 | 70.1008 | 70.42 | 70.7407 | 71.0628 | 71.3864
UT | Commercial | Warehouse | Existing | Office Equipment | Monitor | 0.040013 | 0.039508 | 0.039009 | 0.038517 | 0.038031 | 0.037551 | 0.037077 | 0.036609 | 0.036147 | 0.03569 | 0.03524 | 0.034795 | 0.034356 | 0.033922 | 0.033494 | 0.033071 | 0.032654 | 0.032242 | 0.031835 | 0.031433 | 0.031036 | 0.030645
UT | Commercial | Warehouse | Existing | Office Equipment | Printer/Copier/Fax | 0.17872 | 0.17847 | 0.17821 | 0.17796 | 0.17771 | 0.17746 | 0.17721 | 0.17696 | 0.17671 | 0.17646 | 0.17621 | 0.17596 | 0.17571 | 0.17546 | 0.17521 | 0.17496 | 0.17472 | 0.17447 | 0.17422 | 0.17398 | 0.17373 | 0.17348
UT | Commercial | Warehouse | Existing | Office Equipment | POS Terminal | 0.23962 | 0.23578 | 0.23202 | 0.22831 | 0.22466 | 0.22107 | 0.21753 | 0.21405 | 0.21063 | 0.20726 | 0.20395 | 0.20069 | 0.19748 | 0.19433 | 0.19122 | 0.18816 | 0.18515 | 0.18219 | 0.17928 | 0.17642 | 0.1736 | 0.17082
UT | Commercial | Warehouse | Existing | Miscellaneous | Non-HVAC Motors | 48.3537 | 47.52 | 46.7007 | 45.8955 | 45.1042 | 44.3265 | 43.5623 | 42.8112 | 42.0731 | 41.3477 | 40.6348 | 39.9342 | 39.2457 | 38.569 | 37.904 | 37.2505 | 36.6083 | 35.9771 | 35.3568 | 34.7472 | 34.1481 | 33.5593
UT | Commercial | Warehouse | Existing | Miscellaneous | Pool Pump | 0 | 0 | 0 | 0 | 0 | 0 | 0 | 0 | 0 | 0 | 0 | 0 | 0 | 0 | 0 | 0 | 0 | 0 | 0 | 0 | 0 | 0
UT | Commercial | Warehouse | Existing | Miscellaneous | Pool Heater | 0 | 0 | 0 | 0 | 0 | 0 | 0 | 0 | 0 | 0 | 0 | 0 | 0 | 0 | 0 | 0 | 0 | 0 | 0 | 0 | 0 | 0
UT | Commercial | Warehouse | Existing | Miscellaneous | Clothes Washer | 0 | 0 | 0 | 0 | 0 | 0 | 0 | 0 | 0 | 0 | 0 | 0 | 0 | 0 | 0 | 0 | 0 | 0 | 0 | 0 | 0 | 0
UT | Commercial | Warehouse | Existing | Miscellaneous | Clothes Dryer | 0 | 0 | 0 | 0 | 0 | 0 | 0 | 0 | 0 | 0 | 0 | 0 | 0 | 0 | 0 | 0 | 0 | 0 | 0 | 0 | 0 | 0
UT | Commercial | Warehouse | Existing | Miscellaneous | Electric Vehicle Chargers | 0 | 0 | 0 | 0 | 0 | 0 | 0 | 0 | 0 | 0 | 0 | 0 | 0 | 0 | 0 | 0 | 0 | 0 | 0 | 0 | 0 | 0
UT | Commercial | Warehouse | Existing | Miscellaneous | Other Miscellaneous | 99.5432 | 99.4023 | 99.2617 | 99.1213 | 98.981 | 98.841 | 98.7012 | 98.5615 | 98.4221 | 98.2828 | 98.1438 | 98.0049 | 97.8663 | 97.7278 | 97.5895 | 97.4515 | 97.3136 | 97.1759 | 97.0384 | 96.9011 | 96.764 | 96.6271
UT | Commercial | Warehouse | Existing | Generation | Solar PV | -27.3139 | -32.8128 | -41.2483 | -50.9005 | -61.6239 | -73.4517 | -86.0797 | -99.5466 | -113.2873 | -128.859 | -144.3375 | -158.2923 | -170.0888 | -181.1873 | -191.8971 | -202.203 | -212.0992 | -221.6026 | -230.7296 | -239.4956 | -247.9151 | -256.016
UT | Commercial | Warehouse | New | Cooling | Air-Cooled Chiller | 0 | 0.0010981 | 0.0019251 | 0.0027614 | 0.0036042 | 0.0044666 | 0.0053309 | 0.006196 | 0.0070608 | 0.007924 | 0.0087862 | 0.0096493 | 0.010512 | 0.011372 | 0.012231 | 0.013081 | 0.013926 | 0.014765 | 0.0156 | 0.016431 | 0.017257 | 0.01808
UT | Commercial | Warehouse | New | Cooling | Water-Cooled Chiller | 0 | 0 | 0 | 0 | 0 | 0 | 0 | 0 | 0 | 0 | 0 | 0 | 0 | 0 | 0 | 0 | 0 | 0 | 0 | 0 | 0 | 0
UT | Commercial | Warehouse | New | Cooling | RTU | 0 | 1.1525 | 1.909 | 2.674 | 3.4449 | 4.2345 | 5.0258 | 5.8179 | 6.6096 | 7.3999 | 8.1893 | 8.9795 | 9.7691 | 10.5398 | 11.3105 | 12.0748 | 12.8359 | 13.5936 | 14.3479 | 15.0995 | 15.848 | 16.5941
UT | Commercial | Warehouse | New | Cooling | Packaged Terminal AC | 0 | 0.34587 | 0.60633 | 0.86972 | 1.1352 | 1.4068 | 1.679 | 1.9515 | 2.2239 | 2.4957 | 2.7673 | 3.0391 | 3.3107 | 3.5818 | 3.8522 | 4.1199 | 4.3859 | 4.6504 | 4.9134 | 5.175 | 5.4353 | 5.6945
UT | Commercial | Warehouse | New | Cooling | Packaged Terminal HP | 0 | 0.038599 | 0.067666 | 0.097061 | 0.12668 | 0.157 | 0.18738 | 0.21779 | 0.24818 | 0.27852 | 0.30883 | 0.33916 | 0.36948 | 0.39972 | 0.4299 | 0.45978 | 0.48947 | 0.51899 | 0.54833 | 0.57753 | 0.60658 | 0.6355
UT | Commercial | Warehouse | New | Cooling | Air-Source Heat Pump | 0 | 0.12524 | 0.21086 | 0.29744 | 0.3847 | 0.47403 | 0.56357 | 0.6532 | 0.74278 | 0.8322 | 0.92152 | 1.0109 | 1.0992 | 1.1873 | 1.2754 | 1.3626 | 1.4493 | 1.5356 | 1.6214 | 1.7069 | 1.7919 | 1.8767
UT | Commercial | Warehouse | New | Cooling | Geothermal Heat Pump | 0 | 0 | 0 | 0 | 0 | 0 | 0 | 0 | 0 | 0 | 0 | 0 | 0 | 0 | 0 | 0 | 0 | 0 | 0 | 0 | 0 | 0
UT | Commercial | Warehouse | New | Space Heating | Electric Furnace | 0 | 0.91641 | 1.6065 | 2.3129 | 3.0078 | 3.6936 | 4.3684 | 5.0501 | 5.6816 | 6.3184 | 6.9425 | 7.584 | 8.156 | 8.7438 | 9.3187 | 9.9178 | 10.4265 | 10.9591 | 11.478 | 12.03 | 12.4769 | 12.9576
UT | Commercial | Warehouse | New | Space Heating | Electric Room Heat | 0 | 0.13604 | 0.23848 | 0.34334 | 0.44649 | 0.5483 | 0.64847 | 0.74966 | 0.84341 | 0.93794 | 1.0306 | 1.1258 | 1.2107 | 1.298 | 1.3833 | 1.4722 | 1.5478 | 1.6268 | 1.7038 | 1.7858 | 1.8521 | 1.9235
UT | Commercial | Warehouse | New | Space Heating | Packaged Terminal HP | 0 | 0.045244 | 0.079316 | 0.11419 | 0.1485 | 0.18236 | 0.21567 | 0.24933 | 0.28051 | 0.31195 | 0.34276 | 0.37443 | 0.40267 | 0.43169 | 0.46007 | 0.48965 | 0.51477 | 0.54106 | 0.56668 | 0.59393 | 0.616 | 0.63973
UT | Commercial | Warehouse | New | Space Heating | Air-Source Heat Pump | 0 | 0.22907 | 0.39651 | 0.5679 | 0.73647 | 0.90284 | 1.0665 | 1.2319 | 1.3851 | 1.5395 | 1.6909 | 1.8466 | 1.9847 | 2.1267 | 2.2657 | 2.4106 | 2.5336 | 2.6624 | 2.788 | 2.9216 | 3.0297 | 3.1461
UT | Commercial | Warehouse | New | Space Heating | Geothermal Heat Pump | 0 | 0 | 0 | 0 | 0 | 0 | 0 | 0 | 0 | 0 | 0 | 0 | 0 | 0 | 0 | 0 | 0 | 0 | 0 | 0 | 0 | 0
UT | Commercial | Warehouse | New | Ventilation | Ventilation | 0 | 4.0421 | 7.0861 | 10.1644 | 13.2667 | 16.3642 | 19.4402 | 22.4909 | 25.5123 | 28.5006 | 31.4584 | 34.3928 | 37.2986 | 40.172 | 43.0135 | 45.8192 | 48.585 | 51.3115 | 54.0001 | 56.6533 | 59.2717 | 61.8576
UT | Commercial | Warehouse | New | Water Heating | Water Heater | 0 | 0.6614 | 1.1499 | 1.644 | 2.1223 | 2.6 | 3.0627 | 3.5217 | 3.9762 | 4.4088 | 4.8241 | 5.236 | 5.6305 | 6.0137 | 6.3864 | 6.73 | 7.0651 | 7.3704 | 7.6692 | 7.9229 | 8.1915 | 8.4294
UT | Commercial | Warehouse | New | Interior Lighting | General Service Lighting | 0 | 0.55391 | 0.97103 | 1.3929 | 1.7364 | 2.0794 | 2.4004 | 2.7103 | 3.0114 | 3.2683 | 3.527 | 3.7831 | 4.0431 | 4.2993 | 4.5222 | 4.7395 | 4.9508 | 5.1566 | 5.3608 | 5.531 | 5.711 | 5.891
UT | Commercial | Warehouse | New | Interior Lighting | Exempted Lighting | 0 | 0.00038604 | 0.00067675 | 0.00097074 | 0.001243 | 0.0015088 | 0.0017578 | 0.0019885 | 0.0022161 | 0.0024198 | 0.0026315 | 0.0028425 | 0.0030481 | 0.0032517 | 0.0034412 | 0.0036421 | 0.003834 | 0.0040197 | 0.0042051 | 0.0043867 | 0.0045667 | 0.0047436
UT | Commercial | Warehouse | New | Interior Lighting | High-Bay Lighting | 0 | 2.7773 | 4.8688 | 6.9839 | 9.097 | 11.207 | 13.3023 | 15.3803 | 17.4383 | 19.4634 | 21.4678 | 23.4563 | 25.4219 | 27.3634 | 29.2709 | 31.1534 | 33.0083 | 34.836 | 36.6375 | 38.4146 | 40.1686 | 41.9011
UT | Commercial | Warehouse | New | Interior Lighting | Linear Lighting | 0 | 5.7012 | 9.9946 | 14.3364 | 18.6242 | 22.9055 | 27.1571 | 31.3736 | 35.5496 | 39.6257 | 43.6603 | 47.6627 | 51.6263 | 55.5458 | 59.385 | 63.1757 | 66.9127 | 70.5966 | 74.2292 | 77.8141 | 81.3038 | 84.7232
UT | Commercial | Warehouse | New | Exterior Lighting | General Service Lighting | 0 | 1.6396 | 2.8744 | 4.123 | 5.0375 | 5.9249 | 6.7849 | 7.6484 | 8.5117 | 9.1937 | 9.8739 | 10.5406 | 11.2329 | 11.9146 | 12.4757 | 13.0207 | 13.5493 | 14.0614 | 14.57 | 14.9656 | 15.3959 | 15.8281
UT | Commercial | Warehouse | New | Exterior Lighting | Area Lighting | 0 | 0.077654 | 0.13613 | 0.19527 | 0.25318 | 0.31099 | 0.36841 | 0.42535 | 0.48175 | 0.53653 | 0.59075 | 0.64454 | 0.69748 | 0.74961 | 0.80001 | 0.84968 | 0.89855 | 0.94665 | 0.994 | 1.0407 | 1.0867 | 1.1323
UT | Commercial | Warehouse | New | Exterior Lighting | Linear Lighting | 0 | 5.9977 | 10.5143 | 15.0819 | 19.5927 | 24.0966 | 28.5692 | 33.0049 | 37.3982 | 41.6862 | 45.9306 | 50.1412 | 54.3109 | 58.4341 | 62.4729 | 66.4608 | 70.3921 | 74.2675 | 78.089 | 81.8603 | 85.5315 | 89.1287
UT | Commercial | Warehouse | New | Refrigeration | Walk-in Refrigerator/Freezer | 0 | 0.085396 | 0.1497 | 0.21474 | 0.28028 | 0.34572 | 0.4107 | 0.47515 | 0.53899 | 0.60212 | 0.66461 | 0.7266 | 0.78799 | 0.8487 | 0.90873 | 0.968 | 1.0264 | 1.084 | 1.1408 | 1.1969 | 1.2522 | 1.3068
UT | Commercial | Warehouse | New | Refrigeration | Reach-in Refrigerator/Freezer | 0 | 0.025789 | 0.04521 | 0.06485 | 0.084643 | 0.10441 | 0.12403 | 0.1435 | 0.16277 | 0.18184 | 0.20071 | 0.21943 | 0.23797 | 0.2563 | 0.27443 | 0.29233 | 0.30998 | 0.32738 | 0.34453 | 0.36146 | 0.37816 | 0.39466
UT | Commercial | Warehouse | New | Refrigeration | Glass Door Display | 0 | 0.56698 | 0.99396 | 1.4257 | 1.8609 | 2.2954 | 2.7269 | 3.1548 | 3.5786 | 3.9977 | 4.4126 | 4.8242 | 5.2318 | 5.6349 | 6.0335 | 6.427 | 6.815 | 7.1974 | 7.5745 | 7.9467 | 8.314 | 8.6767
UT | Commercial | Warehouse | New | Refrigeration | Open Display Case | 0 | 0.24994 | 0.43815 | 0.62849 | 0.82031 | 1.0118 | 1.202 | 1.3907 | 1.5775 | 1.7623 | 1.9452 | 2.1266 | 2.3063 | 2.4839 | 2.6596 | 2.8331 | 3.0041 | 3.1727 | 3.339 | 3.503 | 3.6649 | 3.8248
UT | Commercial | Warehouse | New | Refrigeration | Icemaker | 0 | 0.61033 | 1.0699 | 1.5347 | 2.0032 | 2.4709 | 2.9353 | 3.396 | 3.8522 | 4.3034 | 4.75 | 5.193 | 5.6318 | 6.0657 | 6.4947 | 6.9183 | 7.336 | 7.7476 | 8.1536 | 8.5542 | 8.9496 | 9.34
UT | Commercial | Warehouse | New | Refrigeration | Vending Machine | 0 | 0.27585 | 0.48358 | 0.69365 | 0.90536 | 1.1167 | 1.3267 | 1.5348 | 1.741 | 1.945 | 2.1468 | 2.3471 | 2.5454 | 2.7415 | 2.9354 | 3.1268 | 3.3156 | 3.5016 | 3.6851 | 3.8662 | 4.0449 | 4.2213
UT | Commercial | Warehouse | New | Food Preparation | Oven | 0 | 0.025665 | 0.044992 | 0.064537 | 0.084234 | 0.1039 | 0.12343 | 0.1428 | 0.16198 | 0.18096 | 0.19974 | 0.21837 | 0.23682 | 0.25506 | 0.27311 | 0.29092 | 0.30848 | 0.32579 | 0.34286 | 0.35971 | 0.37633 | 0.39275
UT | Commercial | Warehouse | New | Food Preparation | Fryer | 0 | 0.018764 | 0.032894 | 0.047184 | 0.061585 | 0.075964 | 0.090243 | 0.1044 | 0.11843 | 0.1323 | 0.14603 | 0.15965 | 0.17314 | 0.18648 | 0.19967 | 0.2127 | 0.22554 | 0.23819 | 0.25067 | 0.26299 | 0.27514 | 0.28715
UT | Commercial | Warehouse | New | Food Preparation | Dishwasher | 0 | 0.019179 | 0.033623 | 0.048229 | 0.062949 | 0.077646 | 0.092242 | 0.10672 | 0.12105 | 0.13523 | 0.14927 | 0.16319 | 0.17698 | 0.19061 | 0.20409 | 0.21741 | 0.23053 | 0.24347 | 0.25622 | 0.26881 | 0.28124 | 0.29351
UT | Commercial | Warehouse | New | Food Preparation | Hot Food Container | 0 | 0.0017484 | 0.003065 | 0.0043965 | 0.0057384 | 0.0070782 | 0.0084087 | 0.0097282 | 0.011035 | 0.012328 | 0.013607 | 0.014876 | 0.016133 | 0.017376 | 0.018605 | 0.019819 | 0.021015 | 0.022194 | 0.023357 | 0.024505 | 0.025637 | 0.026756
UT | Commercial | Warehouse | New | Food Preparation | Steamer | 0 | 0.021376 | 0.037474 | 0.053753 | 0.070159 | 0.08654 | 0.10281 | 0.11894 | 0.13492 | 0.15072 | 0.16636 | 0.18188 | 0.19725 | 0.21244 | 0.22747 | 0.24231 | 0.25693 | 0.27135 | 0.28557 | 0.2996 | 0.31345 | 0.32712
UT | Commercial | Warehouse | New | Food Preparation | Griddle | 0 | 0.023103 | 0.0405 | 0.058094 | 0.075825 | 0.093529 | 0.11111 | 0.12855 | 0.14581 | 0.16289 | 0.1798 | 0.19657 | 0.21318 | 0.2296 | 0.24584 | 0.26188 | 0.27769 | 0.29327 | 0.30863 | 0.3238 | 0.33876 | 0.35354
UT | Commercial | Warehouse | New | Office Equipment | Desktop Computer | 0 | 0.0092649 | 0.015878 | 0.022264 | 0.028407 | 0.034253 | 0.039779 | 0.044989 | 0.049887 | 0.05448 | 0.058785 | 0.062826 | 0.066606 | 0.070127 | 0.073403 | 0.076436 | 0.079231 | 0.0818 | 0.084155 | 0.086308 | 0.088271 | 0.090055
UT | Commercial | Warehouse | New | Office Equipment | Laptop | 0 | 0.0020611 | 0.003695 | 0.0054202 | 0.0072347 | 0.0091259 | 0.011087 | 0.013117 | 0.015216 | 0.017383 | 0.019622 | 0.021938 | 0.02433 | 0.026798 | 0.029343 | 0.031965 | 0.034662 | 0.037436 | 0.04029 | 0.043227 | 0.046248 | 0.049359
UT | Commercial | Warehouse | New | Office Equipment | Server | 0 | 2.6371 | 4.6974 | 6.8465 | 9.08 | 11.3804 | 13.7374 | 16.149 | 18.6135 | 21.1286 | 23.697 | 26.3245 | 29.0084 | 31.7464 | 34.5393 | 37.3847 | 40.2798 | 43.2253 | 46.2228 | 49.2749 | 52.3824 | 55.5481
UT | Commercial | Warehouse | New | Office Equipment | Monitor | 0 | 0.0016078 | 0.0028319 | 0.0040812 | 0.0053518 | 0.0066324 | 0.0079162 | 0.0092015 | 0.010487 | 0.01177 | 0.013053 | 0.014337 | 0.015622 | 0.016904 | 0.018185 | 0.019462 | 0.020734 | 0.022 | 0.023262 | 0.02452 | 0.025774 | 0.027024
UT | Commercial | Warehouse | New | Office Equipment | Printer/Copier/Fax | 0 | 0.0072114 | 0.012754 | 0.018458 | 0.024305 | 0.030247 | 0.036252 | 0.042313 | 0.048424 | 0.054577 | 0.060777 | 0.067036 | 0.073346 | 0.079699 | 0.086095 | 0.092526 | 0.098983 | 0.10547 | 0.11198 | 0.11853 | 0.12511 | 0.13173
UT | Commercial | Warehouse | New | Office Equipment | POS Terminal | 0 | 0.0095833 | 0.0168 | 0.024098 | 0.031454 | 0.038797 | 0.04609 | 0.053323 | 0.060486 | 0.067571 | 0.074584 | 0.081541 | 0.08843 | 0.095243 | 0.10198 | 0.10863 | 0.11519 | 0.12165 | 0.12803 | 0.13432 | 0.14053 | 0.14666
UT | Commercial | Warehouse | New | Miscellaneous | Non-HVAC Motors | 0 | 1.9339 | 3.3902 | 4.863 | 6.3472 | 7.8292 | 9.3009 | 10.7604 | 12.206 | 13.6357 | 15.0508 | 16.4547 | 17.845 | 19.2197 | 20.5792 | 21.9215 | 23.2448 | 24.5492 | 25.8355 | 27.1049 | 28.3576 | 29.5948
UT | Commercial | Warehouse | New | Miscellaneous | Pool Pump | 0 | 0 | 0 | 0 | 0 | 0 | 0 | 0 | 0 | 0 | 0 | 0 | 0 | 0 | 0 | 0 | 0 | 0 | 0 | 0 | 0 | 0
UT | Commercial | Warehouse | New | Miscellaneous | Pool Heater | 0 | 0 | 0 | 0 | 0 | 0 | 0 | 0 | 0 | 0 | 0 | 0 | 0 | 0 | 0 | 0 | 0 | 0 | 0 | 0 | 0 | 0
UT | Commercial | Warehouse | New | Miscellaneous | Clothes Washer | 0 | 0 | 0 | 0 | 0 | 0 | 0 | 0 | 0 | 0 | 0 | 0 | 0 | 0 | 0 | 0 | 0 | 0 | 0 | 0 | 0 | 0
UT | Commercial | Warehouse | New | Miscellaneous | Clothes Dryer | 0 | 0 | 0 | 0 | 0 | 0 | 0 | 0 | 0 | 0 | 0 | 0 | 0 | 0 | 0 | 0 | 0 | 0 | 0 | 0 | 0 | 0
UT | Commercial | Warehouse | New | Miscellaneous | Electric Vehicle Chargers | 0 | 0 | 0 | 0 | 0 | 0 | 0 | 0 | 0 | 0 | 0 | 0 | 0 | 0 | 0 | 0 | 0 | 0 | 0 | 0 | 0 | 0
UT | Commercial | Warehouse | New | Miscellaneous | Other Miscellaneous | 0 | 4.0453 | 7.2059 | 10.5027 | 13.929 | 17.4579 | 21.0735 | 24.773 | 28.5536 | 32.4118 | 36.3517 | 40.3825 | 44.4997 | 48.6997 | 52.9841 | 57.349 | 61.7902 | 66.3086 | 70.9069 | 75.5888 | 80.3558 | 85.2121
UT | Commercial | Warehouse | New | Generation | Solar PV | 0 | -1.3354 | -2.9944 | -5.3933 | -8.6719 | -12.9735 | -18.3787 | -25.0206 | -32.8662 | -42.4953 | -53.4615 | -65.2236 | -77.3391 | -90.2892 | -104.1864 | -118.9941 | -134.6744 | -151.212 | -168.5962 | -186.8212 | -205.8763 | -225.7716
UT | Commercial | Warehouse, Controlled Atm. | Existing | Cooling | Air-Cooled Chiller | 0.0042331 | 0.0041596 | 0.0040873 | 0.0040162 | 0.0039464 | 0.0038959 | 0.003846 | 0.0037966 | 0.0037477 | 0.0036994 | 0.0036517 | 0.0036045 | 0.0035578 | 0.0035117 | 0.0034661 | 0.0034196 | 0.0033737 | 0.0033283 | 0.0032836 | 0.0032394 | 0.0031957 | 0.0031526
UT | Commercial | Warehouse, Controlled Atm. | Existing | Cooling | Water-Cooled Chiller | 0 | 0 | 0 | 0 | 0 | 0 | 0 | 0 | 0 | 0 | 0 | 0 | 0 | 0 | 0 | 0 | 0 | 0 | 0 | 0 | 0 | 0
UT | Commercial | Warehouse, Controlled Atm. | Existing | Cooling | RTU | 4.0261 | 3.9567 | 3.8716 | 3.7865 | 3.7016 | 3.6341 | 3.5665 | 3.4988 | 3.4312 | 3.3638 | 3.2969 | 3.2303 | 3.1643 | 3.1007 | 3.0406 | 2.9825 | 2.9272 | 2.8745 | 2.8241 | 2.7759 | 2.7295 | 2.6848
UT | Commercial | Warehouse, Controlled Atm. | Existing | Cooling | Packaged Terminal AC | 0.91781 | 0.90198 | 0.88643 | 0.87115 | 0.85613 | 0.84531 | 0.83461 | 0.82402 | 0.81355 | 0.80319 | 0.79293 | 0.78279 | 0.77276 | 0.76284 | 0.75303 | 0.743 | 0.7331 | 0.72331 | 0.71365 | 0.70409 | 0.69465 | 0.68533
UT | Commercial | Warehouse, Controlled Atm. | Existing | Cooling | Packaged Terminal HP | 0.019797 | 0.019455 | 0.01912 | 0.01879 | 0.018466 | 0.018233 | 0.018002 | 0.017774 | 0.017548 | 0.017324 | 0.017103 | 0.016884 | 0.016668 | 0.016454 | 0.016242 | 0.016026 | 0.015813 | 0.015601 | 0.015393 | 0.015187 | 0.014983 | 0.014782
UT | Commercial | Warehouse, Controlled Atm. | Existing | Cooling | Air-Source Heat Pump | 0.46673 | 0.4572 | 0.44645 | 0.43578 | 0.42521 | 0.41673 | 0.40833 | 0.40004 | 0.39187 | 0.38386 | 0.37601 | 0.36835 | 0.36098 | 0.35396 | 0.34727 | 0.34073 | 0.33447 | 0.32846 | 0.32269 | 0.31713 | 0.31177 | 0.30658
UT | Commercial | Warehouse, Controlled Atm. | Existing | Cooling | Geothermal Heat Pump | 0 | 0 | 0 | 0 | 0 | 0 | 0 | 0 | 0 | 0 | 0 | 0 | 0 | 0 | 0 | 0 | 0 | 0 | 0 | 0 | 0 | 0
UT | Commercial | Warehouse, Controlled Atm. | Existing | Space Heating | Electric Furnace | 0.23118 | 0.22719 | 0.22328 | 0.22023 | 0.21564 | 0.21099 | 0.20643 | 0.20271 | 0.19759 | 0.1933 | 0.18911 | 0.1857 | 0.18097 | 0.17703 | 0.17317 | 0.17003 | 0.16567 | 0.16204 | 0.15848 | 0.15559 | 0.15159 | 0.14825
UT | Commercial | Warehouse, Controlled Atm. | Existing | Space Heating | Electric Room Heat | 0.034317 | 0.033726 | 0.033144 | 0.032692 | 0.032011 | 0.03132 | 0.030643 | 0.030092 | 0.029331 | 0.028695 | 0.028072 | 0.027566 | 0.026864 | 0.026279 | 0.025706 | 0.025241 | 0.024593 | 0.024054 | 0.023526 | 0.023097 | 0.022502 | 0.022006
UT | Commercial | Warehouse, Controlled Atm. | Existing | Space Heating | Packaged Terminal HP | 0.0060451 | 0.0059409 | 0.0058385 | 0.0057588 | 0.0056389 | 0.0055172 | 0.0053979 | 0.0053008 | 0.0051668 | 0.0050548 | 0.004945 | 0.0048559 | 0.0047323 | 0.0046292 | 0.0045282 | 0.0044462 | 0.0043322 | 0.0042372 | 0.0041442 | 0.0040687 | 0.0039639 | 0.0038765
UT | Commercial | Warehouse, Controlled Atm. | Existing | Space Heating | Air-Source Heat Pump | 0.15836 | 0.15563 | 0.15279 | 0.15055 | 0.14724 | 0.14388 | 0.14059 | 0.13787 | 0.1342 | 0.13109 | 0.12805 | 0.12555 | 0.12217 | 0.11934 | 0.11659 | 0.11435 | 0.1113 | 0.10876 | 0.10628 | 0.10426 | 0.1015 | 0.099203
UT | Commercial | Warehouse, Controlled Atm. | Existing | Space Heating | Geothermal Heat Pump | 0 | 0 | 0 | 0 | 0 | 0 | 0 | 0 | 0 | 0 | 0 | 0 | 0 | 0 | 0 | 0 | 0 | 0 | 0 | 0 | 0 | 0
UT | Commercial | Warehouse, Controlled Atm. | Existing | Ventilation | Ventilation | 3.8762 | 3.7644 | 3.6521 | 3.5401 | 3.4293 | 3.3147 | 3.2023 | 3.0927 | 2.9863 | 2.8832 | 2.784 | 2.6889 | 2.598 | 2.5111 | 2.4286 | 2.3505 | 2.277 | 2.2079 | 2.1429 | 2.0804 | 2.0212 | 1.9655
UT | Commercial | Warehouse, Controlled Atm. | Existing | Water Heating | Water Heater | 0.76872 | 0.74618 | 0.72251 | 0.69856 | 0.67367 | 0.64916 | 0.62458 | 0.60085 | 0.57812 | 0.5554 | 0.53302 | 0.51197 | 0.49283 | 0.47531 | 0.45916 | 0.44347 | 0.42888 | 0.41454 | 0.4011 | 0.38757 | 0.37491 | 0.36204
UT | Commercial | Warehouse, Controlled Atm. | Existing | Interior Lighting | General Service Lighting | 0.48968 | 0.46746 | 0.44022 | 0.40962 | 0.37008 | 0.32891 | 0.29699 | 0.2717 | 0.25123 | 0.23372 | 0.21944 | 0.2075 | 0.19785 | 0.18955 | 0.18163 | 0.17453 | 0.16809 | 0.1622 | 0.15688 | 0.15118 | 0.14562 | 0.14027
UT | Commercial | Warehouse, Controlled Atm. | Existing | Interior Lighting | Exempted Lighting | 0.00019798 | 0.00019457 | 0.00019122 | 0.00018792 | 0.00018288 | 0.00017762 | 0.00017161 | 0.00016442 | 0.0001569 | 0.00014872 | 0.00014138 | 0.00013548 | 0.00013067 | 0.00012721 | 0.00012392 | 0.00012119 | 0.00011878 | 0.0001165 | 0.00011466 | 0.00011236 | 0.00010986 | 0.00010735
UT | Commercial | Warehouse, Controlled Atm. | Existing | Interior Lighting | High-Bay Lighting | 1.5793 | 1.5481 | 1.5172 | 1.4869 | 1.4566 | 1.4269 | 1.3979 | 1.3695 | 1.3418 | 1.3146 | 1.2881 | 1.2624 | 1.2374 | 1.2132 | 1.1895 | 1.1664 | 1.144 | 1.1221 | 1.1009 | 1.0801 | 1.0599 | 1.0402
UT | Commercial | Warehouse, Controlled Atm. | Existing | Interior Lighting | Linear Lighting | 2.9239 | 2.8735 | 2.824 | 2.7753 | 2.7255 | 2.6765 | 2.6282 | 2.5807 | 2.534 | 2.4866 | 2.44 | 2.3942 | 2.3493 | 2.3051 | 2.2607 | 2.2171 | 2.1743 | 2.1323 | 2.0911 | 2.0507 | 2.0115 | 1.9734
UT | Commercial | Warehouse, Controlled Atm. | Existing | Exterior Lighting | General Service Lighting | 1.4498 | 1.384 | 1.3033 | 1.2127 | 1.0894 | 0.95932 | 0.85807 | 0.78003 | 0.71915 | 0.66584 | 0.62181 | 0.58455 | 0.55523 | 0.53009 | 0.50571 | 0.4839 | 0.46419 | 0.44622 | 0.43 | 0.41246 | 0.39537 | 0.37892
UT | Commercial | Warehouse, Controlled Atm. | Existing | Exterior Lighting | Area Lighting | 0.039826 | 0.039139 | 0.038464 | 0.037801 | 0.037108 | 0.036425 | 0.035752 | 0.035089 | 0.034437 | 0.033765 | 0.033105 | 0.032455 | 0.03182 | 0.0312 | 0.030573 | 0.029963 | 0.029369 | 0.02879 | 0.028225 | 0.027673 | 0.027135 | 0.026612
UT | Commercial | Warehouse, Controlled Atm. | Existing | Exterior Lighting | Linear Lighting | 3.076 | 3.0229 | 2.9708 | 2.9196 | 2.8673 | 2.8157 | 2.7649 | 2.7149 | 2.6658 | 2.6159 | 2.5669 | 2.5187 | 2.4714 | 2.4249 | 2.3782 | 2.3324 | 2.2874 | 2.2432 | 2.1998 | 2.1573 | 2.1161 | 2.0761
UT | Commercial | Warehouse, Controlled Atm. | Existing | Refrigeration | Walk-in Refrigerator/Freezer | 49.0566 | 48.2108 | 47.3796 | 46.5627 | 45.7599 | 44.9709 | 44.1956 | 43.4336 | 42.6847 | 41.9488 | 41.2255 | 40.5148 | 39.8162 | 39.1297 | 38.4551 | 37.7921 | 37.1405 | 36.5001 | 35.8708 | 35.2524 | 34.6446 | 34.0472
UT | Commercial | Warehouse, Controlled Atm. | Existing | Refrigeration | Reach-in Refrigerator/Freezer | 1.9126 | 1.8796 | 1.8472 | 1.8153 | 1.784 | 1.7533 | 1.7231 | 1.6933 | 1.6642 | 1.6355 | 1.6073 | 1.5796 | 1.5523 | 1.5256 | 1.4992 | 1.4734 | 1.448 | 1.423 | 1.3985 | 1.3744 | 1.3507 | 1.3274
UT | Commercial | Warehouse, Controlled Atm. | Existing | Refrigeration | Glass Door Display | 0.067104 | 0.065947 | 0.06481 | 0.063692 | 0.062594 | 0.061515 | 0.060454 | 0.059412 | 0.058388 | 0.057381 | 0.056392 | 0.055419 | 0.054464 | 0.053525 | 0.052602 | 0.051695 | 0.050804 | 0.049928 | 0.049067 | 0.048221 | 0.04739 | 0.046573
UT | Commercial | Warehouse, Controlled Atm. | Existing | Refrigeration | Open Display Case | 0.19227 | 0.18896 | 0.1857 | 0.1825 | 0.17935 | 0.17626 | 0.17322 | 0.17023 | 0.1673 | 0.16441 | 0.16158 | 0.15879 | 0.15606 | 0.15336 | 0.15072 | 0.14812 | 0.14557 | 0.14306 | 0.14059 | 0.13817 | 0.13579 | 0.13344
UT | Commercial | Warehouse, Controlled Atm. | Existing | Refrigeration | Icemaker | 1.421 | 1.3965 | 1.3724 | 1.3487 | 1.3255 | 1.3026 | 1.2802 | 1.2581 | 1.2364 | 1.2151 | 1.1941 | 1.1735 | 1.1533 | 1.1334 | 1.1139 | 1.0947 | 1.0758 | 1.0572 | 1.039 | 1.0211 | 1.0035 | 0.9862
UT | Commercial | Warehouse, Controlled Atm. | Existing | Refrigeration | Vending Machine | 0.59282 | 0.58259 | 0.57255 | 0.56268 | 0.55298 | 0.54344 | 0.53407 | 0.52487 | 0.51582 | 0.50692 | 0.49818 | 0.48959 | 0.48115 | 0.47286 | 0.4647 | 0.45669 | 0.44882 | 0.44108 | 0.43347 | 0.426 | 0.41866 | 0.41144
UT | Commercial | Warehouse, Controlled Atm. | Existing | Food Preparation | Oven | 0.075829 | 0.074521 | 0.073237 | 0.071974 | 0.070733 | 0.069513 | 0.068315 | 0.067137 | 0.06598 | 0.064842 | 0.063724 | 0.062625 | 0.061546 | 0.060484 | 0.059442 | 0.058417 | 0.05741 | 0.05642 | 0.055447 | 0.054491 | 0.053552 | 0.052628
UT | Commercial | Warehouse, Controlled Atm. | Existing | Food Preparation | Fryer | 0.05544 | 0.054484 | 0.053545 | 0.052622 | 0.051714 | 0.050823 | 0.049946 | 0.049085 | 0.048239 | 0.047407 | 0.04659 | 0.045787 | 0.044997 | 0.044221 | 0.043459 | 0.04271 | 0.041973 | 0.04125 | 0.040538 | 0.03984 | 0.039153 | 0.038478
UT | Commercial | Warehouse, Controlled Atm. | Existing | Food Preparation | Dishwasher | 0.056668 | 0.055691 | 0.05473 | 0.053787 | 0.052859 | 0.051948 | 0.051052 | 0.050172 | 0.049307 | 0.048457 | 0.047622 | 0.0468 | 0.045994 | 0.045201 | 0.044421 | 0.043655 | 0.042903 | 0.042163 | 0.041436 | 0.040722 | 0.04002 | 0.03933
UT | Commercial | Warehouse, Controlled Atm. | Existing | Food Preparation | Hot Food Container | 0.0051658 | 0.0050767 | 0.0049892 | 0.0049032 | 0.0048186 | 0.0047356 | 0.0046539 | 0.0045737 | 0.0044948 | 0.0044173 | 0.0043412 | 0.0042663 | 0.0041928 | 0.0041205 | 0.0040494 | 0.0039796 | 0.003911 | 0.0038436 | 0.0037773 | 0.0037122 | 0.0036482 | 0.0035853
UT | Commercial | Warehouse, Controlled Atm. | Existing | Food Preparation | Steamer | 0.063158 | 0.062069 | 0.060999 | 0.059947 | 0.058914 | 0.057898 | 0.0569 | 0.055919 | 0.054955 | 0.054007 | 0.053076 | 0.052161 | 0.051262 | 0.050378 | 0.049509 | 0.048656 | 0.047817 | 0.046992 | 0.046182 | 0.045386 | 0.044603 | 0.043834
UT | Commercial | Warehouse, Controlled Atm. | Existing | Food Preparation | Griddle | 0.068259 | 0.067082 | 0.065926 | 0.064789 | 0.063672 | 0.062574 | 0.061495 | 0.060435 | 0.059393 | 0.058369 | 0.057363 | 0.056374 | 0.055402 | 0.054446 | 0.053508 | 0.052585 | 0.051679 | 0.050788 | 0.049912 | 0.049051 | 0.048206 | 0.047375
UT | Commercial | Warehouse, Controlled Atm. | Existing | Office Equipment | Desktop Computer | 0.048607 | 0.046697 | 0.044862 | 0.043099 | 0.041406 | 0.039779 | 0.038216 | 0.036714 | 0.035271 | 0.033886 | 0.032554 | 0.031275 | 0.030046 | 0.028865 | 0.027731 | 0.026642 | 0.025595 | 0.024589 | 0.023623 | 0.022695 | 0.021803 | 0.020946
UT | Commercial | Warehouse, Controlled Atm. | Existing | Office Equipment | Laptop | 0.010336 | 0.010388 | 0.01044 | 0.010493 | 0.010545 | 0.010598 | 0.010651 | 0.010704 | 0.010758 | 0.010812 | 0.010866 | 0.010921 | 0.010975 | 0.01103 | 0.011086 | 0.011141 | 0.011197 | 0.011253 | 0.01131 | 0.011366 | 0.011423 | 0.011481
UT | Commercial | Warehouse, Controlled Atm. | Existing | Office Equipment | Server | 0.36972 | 0.37141 | 0.3731 | 0.3748 | 0.3765 | 0.37822 | 0.37994 | 0.38167 | 0.38341 | 0.38515 | 0.38691 | 0.38867 | 0.39044 | 0.39222 | 0.394 | 0.3958 | 0.3976 | 0.39941 | 0.40123 | 0.40306 | 0.40489 | 0.40674
UT | Commercial | Warehouse, Controlled Atm. | Existing | Office Equipment | Monitor | 0.0082073 | 0.0081037 | 0.0080014 | 0.0079004 | 0.0078007 | 0.0077023 | 0.007605 | 0.0075091 | 0.0074143 | 0.0073207 | 0.0072283 | 0.0071371 | 0.007047 | 0.006958 | 0.0068702 | 0.0067835 | 0.0066979 | 0.0066133 | 0.0065299 | 0.0064475 | 0.0063661 | 0.0062857
UT | Commercial | Warehouse, Controlled Atm. | Existing | Office Equipment | Printer/Copier/Fax | 0.036658 | 0.036606 | 0.036555 | 0.036503 | 0.036451 | 0.0364 | 0.036348 | 0.036297 | 0.036245 | 0.036194 | 0.036143 | 0.036092 | 0.036041 | 0.03599 | 0.035939 | 0.035888 | 0.035837 | 0.035787 | 0.035736 | 0.035685 | 0.035635 | 0.035584
UT | Commercial | Warehouse, Controlled Atm. | Existing | Office Equipment | POS Terminal | 0.049149 | 0.048363 | 0.04759 | 0.046829 | 0.046081 | 0.045344 | 0.044619 | 0.043906 | 0.043204 | 0.042513 | 0.041834 | 0.041165 | 0.040507 | 0.039859 | 0.039222 | 0.038595 | 0.037978 | 0.037371 | 0.036774 | 0.036186 | 0.035607 | 0.035038
UT | Commercial | Warehouse, Controlled Atm. | Existing | Miscellaneous | Non-HVAC Motors | 3.6891 | 3.6255 | 3.563 | 3.5016 | 3.4412 | 3.3819 | 3.3236 | 3.2663 | 3.21 | 3.1546 | 3.1002 | 3.0468 | 2.9942 | 2.9426 | 2.8919 | 2.842 | 2.793 | 2.7449 | 2.6975 | 2.651 | 2.6053 | 2.5604
UT | Commercial | Warehouse, Controlled Atm. | Existing | Miscellaneous | Pool Pump | 0 | 0 | 0 | 0 | 0 | 0 | 0 | 0 | 0 | 0 | 0 | 0 | 0 | 0 | 0 | 0 | 0 | 0 | 0 | 0 | 0 | 0
UT | Commercial | Warehouse, Controlled Atm. | Existing | Miscellaneous | Pool Heater | 0 | 0 | 0 | 0 | 0 | 0 | 0 | 0 | 0 | 0 | 0 | 0 | 0 | 0 | 0 | 0 | 0 | 0 | 0 | 0 | 0 | 0
UT | Commercial | Warehouse, Controlled Atm. | Existing | Miscellaneous | Clothes Washer | 0 | 0 | 0 | 0 | 0 | 0 | 0 | 0 | 0 | 0 | 0 | 0 | 0 | 0 | 0 | 0 | 0 | 0 | 0 | 0 | 0 | 0
UT | Commercial | Warehouse, Controlled Atm. | Existing | Miscellaneous | Clothes Dryer | 0 | 0 | 0 | 0 | 0 | 0 | 0 | 0 | 0 | 0 | 0 | 0 | 0 | 0 | 0 | 0 | 0 | 0 | 0 | 0 | 0 | 0
UT | Commercial | Warehouse, Controlled Atm. | Existing | Miscellaneous | Electric Vehicle Chargers | 0 | 0 | 0 | 0 | 0 | 0 | 0 | 0 | 0 | 0 | 0 | 0 | 0 | 0 | 0 | 0 | 0 | 0 | 0 | 0 | 0 | 0
UT | Commercial | Warehouse, Controlled Atm. | Existing | Miscellaneous | Other Miscellaneous | 6.4638 | 6.4547 | 6.4455 | 6.4364 | 6.4273 | 6.4182 | 6.4091 | 6.4001 | 6.391 | 6.382 | 6.3729 | 6.3639 | 6.3549 | 6.3459 | 6.337 | 6.328 | 6.319 | 6.3101 | 6.3012 | 6.2923 | 6.2834 | 6.2745
UT | Commercial | Warehouse, Controlled Atm. | Existing | Generation | Solar PV | -0.56025 | -0.67304 | -0.84607 | -1.0441 | -1.264 | -1.5066 | -1.7656 | -2.0419 | -2.3237 | -2.6431 | -2.9606 | -3.2468 | -3.4888 | -3.7164 | -3.9361 | -4.1475 | -4.3505 | -4.5454 | -4.7326 | -4.9124 | -5.0851 | -5.2513
UT | Commercial | Warehouse, Controlled Atm. | New | Cooling | Air-Cooled Chiller | 0 | 0.00011655 | 0.00020432 | 0.00029307 | 0.00038252 | 0.00047405 | 0.00056578 | 0.0006576 | 0.00074938 | 0.00084099 | 0.0009325 | 0.0010241 | 0.0011156 | 0.0012069 | 0.0012981 | 0.0013883 | 0.0014779 | 0.0015671 | 0.0016557 | 0.0017438 | 0.0018316 | 0.0019189
UT | Commercial | Warehouse, Controlled Atm. | New | Cooling | Water-Cooled Chiller | 0 | 0 | 0 | 0 | 0 | 0 | 0 | 0 | 0 | 0 | 0 | 0 | 0 | 0 | 0 | 0 | 0 | 0 | 0 | 0 | 0 | 0
UT | Commercial | Warehouse, Controlled Atm. | New | Cooling | RTU | 0 | 0.12231 | 0.2026 | 0.28379 | 0.36562 | 0.44941 | 0.5334 | 0.61746 | 0.70149 | 0.78537 | 0.86915 | 0.95301 | 1.0368 | 1.1186 | 1.2004 | 1.2815 | 1.3623 | 1.4427 | 1.5228 | 1.6025 | 1.682 | 1.7612
UT | Commercial | Warehouse, Controlled Atm. | New | Cooling | Packaged Terminal AC | 0 | 0.036707 | 0.064351 | 0.092305 | 0.12048 | 0.1493 | 0.1782 | 0.20712 | 0.23602 | 0.26488 | 0.2937 | 0.32255 | 0.35137 | 0.38014 | 0.40884 | 0.43725 | 0.46549 | 0.49356 | 0.52147 | 0.54923 | 0.57686 | 0.60437
UT | Commercial | Warehouse, Controlled Atm. | New | Cooling | Packaged Terminal HP | 0 | 0.00079176 | 0.001388 | 0.001991 | 0.0025986 | 0.0032204 | 0.0038436 | 0.0044673 | 0.0050908 | 0.0057132 | 0.0063349 | 0.0069571 | 0.0075789 | 0.0081993 | 0.0088184 | 0.0094312 | 0.01004 | 0.010646 | 0.011248 | 0.011847 | 0.012443 | 0.013036
UT | Commercial | Warehouse, Controlled Atm. | New | Cooling | Air-Source Heat Pump | 0 | 0.013292 | 0.022379 | 0.031568 | 0.040829 | 0.05031 | 0.059813 | 0.069325 | 0.078833 | 0.088323 | 0.097803 | 0.10729 | 0.11666 | 0.12601 | 0.13536 | 0.14461 | 0.15382 | 0.16297 | 0.17208 | 0.18115 | 0.19018 | 0.19917
UT | Commercial | Warehouse, Controlled Atm. | New | Cooling | Geothermal Heat Pump | 0 | 0 | 0 | 0 | 0 | 0 | 0 | 0 | 0 | 0 | 0 | 0 | 0 | 0 | 0 | 0 | 0 | 0 | 0 | 0 | 0 | 0
UT | Commercial | Warehouse, Controlled Atm. | New | Space Heating | Electric Furnace | 0 | 0.0092459 | 0.016209 | 0.023335 | 0.030346 | 0.037266 | 0.044074 | 0.050952 | 0.057323 | 0.063748 | 0.070044 | 0.076517 | 0.082288 | 0.088218 | 0.094018 | 0.10006 | 0.1052 | 0.11057 | 0.1158 | 0.12137 | 0.12588 | 0.13073
UT | Commercial | Warehouse, Controlled Atm. | New | Space Heating | Electric Room Heat | 0 | 0.0013725 | 0.0024061 | 0.003464 | 0.0045047 | 0.0055319 | 0.0065426 | 0.0075635 | 0.0085093 | 0.0094631 | 0.010398 | 0.011359 | 0.012215 | 0.013095 | 0.013957 | 0.014854 | 0.015616 | 0.016413 | 0.017191 | 0.018017 | 0.018687 | 0.019407
UT | Commercial | Warehouse, Controlled Atm. | New | Space Heating | Packaged Terminal HP | 0 | 0.00024177 | 0.00042384 | 0.0006102 | 0.00079352 | 0.00097447 | 0.0011525 | 0.0013323 | 0.001499 | 0.001667 | 0.0018316 | 0.0020009 | 0.0021518 | 0.0023068 | 0.0024585 | 0.0026166 | 0.0027508 | 0.0028913 | 0.0030282 | 0.0031738 | 0.0032917 | 0.0034185
UT | Commercial | Warehouse, Controlled Atm. | New | Space Heating | Air-Source Heat Pump | 0 | 0.0063335 | 0.010963 | 0.015702 | 0.020362 | 0.024962 | 0.029488 | 0.03406 | 0.038295 | 0.042566 | 0.046751 | 0.051054 | 0.054873 | 0.0588 | 0.062642 | 0.066649 | 0.070049 | 0.073611 | 0.077083 | 0.080777 | 0.083767 | 0.086985
UT | Commercial | Warehouse, Controlled Atm. | New | Space Heating | Geothermal Heat Pump | 0 | 0 | 0 | 0 | 0 | 0 | 0 | 0 | 0 | 0 | 0 | 0 | 0 | 0 | 0 | 0 | 0 | 0 | 0 | 0 | 0 | 0
UT | Commercial | Warehouse, Controlled Atm. | New | Ventilation | Ventilation | 0 | 0.15503 | 0.27177 | 0.38984 | 0.50882 | 0.62762 | 0.74559 | 0.86259 | 0.97847 | 1.0931 | 1.2065 | 1.3191 | 1.4305 | 1.5407 | 1.6497 | 1.7573 | 1.8634 | 1.968 | 2.0711 | 2.1728 | 2.2732 | 2.3724
UT | Commercial | Warehouse, Controlled Atm. | New | Water Heating | Water Heater | 0 | 0.023871 | 0.041502 | 0.059333 | 0.076598 | 0.093838 | 0.11054 | 0.1271 | 0.14351 | 0.15912 | 0.17411 | 0.18898 | 0.20321 | 0.21704 | 0.23049 | 0.2429 | 0.25499 | 0.26601 | 0.27679 | 0.28595 | 0.29564 | 0.30423
UT | Commercial | Warehouse, Controlled Atm. | New | Interior Lighting | General Service Lighting | 0 | 0.011362 | 0.019917 | 0.02857 | 0.035616 | 0.042652 | 0.049236 | 0.055593 | 0.061769 | 0.067038 | 0.072344 | 0.077598 | 0.082931 | 0.088185 | 0.092757 | 0.097214 | 0.10155 | 0.10577 | 0.10996 | 0.11345 | 0.11714 | 0.12083
UT | Commercial | Warehouse, Controlled Atm. | New | Interior Lighting | Exempted Lighting | 0 | 7.9183e-06 | 1.3881e-05 | 1.9912e-05 | 2.5496e-05 | 3.0948e-05 | 3.6056e-05 | 4.0787e-05 | 4.5456e-05 | 4.9633e-05 | 5.3977e-05 | 5.8305e-05 | 6.2521e-05 | 6.6697e-05 | 7.0584e-05 | 7.4705e-05 | 7.8642e-05 | 8.2451e-05 | 8.6253e-05 | 8.9979e-05 | 9.367e-05 | 9.7299e-05
UT | Commercial | Warehouse, Controlled Atm. | New | Interior Lighting | High-Bay Lighting | 0 | 0.056967 | 0.099867 | 0.14325 | 0.1866 | 0.22987 | 0.27285 | 0.31547 | 0.35769 | 0.39923 | 0.44034 | 0.48113 | 0.52145 | 0.56127 | 0.60039 | 0.63901 | 0.67706 | 0.71454 | 0.75149 | 0.78795 | 0.82392 | 0.85946
UT | Commercial | Warehouse, Controlled Atm. | New | Interior Lighting | Linear Lighting | 0 | 0.11694 | 0.20501 | 0.29406 | 0.38201 | 0.46983 | 0.55704 | 0.64352 | 0.72918 | 0.81279 | 0.89554 | 0.97764 | 1.0589 | 1.1393 | 1.2181 | 1.2958 | 1.3725 | 1.4481 | 1.5226 | 1.5961 | 1.6677 | 1.7378
UT | Commercial | Warehouse, Controlled Atm. | New | Exterior Lighting | General Service Lighting | 0 | 0.033631 | 0.058958 | 0.08457 | 0.10333 | 0.12153 | 0.13917 | 0.15688 | 0.17459 | 0.18858 | 0.20253 | 0.2162 | 0.2304 | 0.24439 | 0.2559 | 0.26708 | 0.27792 | 0.28842 | 0.29885 | 0.30697 | 0.3158 | 0.32466
UT | Commercial | Warehouse, Controlled Atm. | New | Exterior Lighting | Area Lighting | 0 | 0.0015928 | 0.0027923 | 0.0040053 | 0.0051931 | 0.006379 | 0.0075567 | 0.0087247 | 0.0098815 | 0.011005 | 0.012117 | 0.01322 | 0.014306 | 0.015376 | 0.016409 | 0.017428 | 0.018431 | 0.019417 | 0.020389 | 0.021346 | 0.022291 | 0.023225
UT | Commercial | Warehouse, Controlled Atm. | New | Exterior Lighting | Linear Lighting | 0 | 0.12302 | 0.21567 | 0.30935 | 0.40188 | 0.49426 | 0.586 | 0.67699 | 0.7671 | 0.85505 | 0.94211 | 1.0285 | 1.114 | 1.1986 | 1.2814 | 1.3632 | 1.4439 | 1.5233 | 1.6017 | 1.6791 | 1.7544 | 1.8282
UT | Commercial | Warehouse, Controlled Atm. | New | Refrigeration | Walk-in Refrigerator/Freezer | 0 | 1.962 | 3.4395 | 4.9337 | 6.4395 | 7.943 | 9.4361 | 10.9169 | 12.3834 | 13.8339 | 15.2696 | 16.6939 | 18.1044 | 19.4991 | 20.8784 | 22.2402 | 23.5827 | 24.9061 | 26.2111 | 27.499 | 28.7699 | 30.0251
UT | Commercial | Warehouse, Controlled Atm. | New | Refrigeration | Reach-in Refrigerator/Freezer | 0 | 0.076493 | 0.1341 | 0.19235 | 0.25106 | 0.30968 | 0.36789 | 0.42562 | 0.48279 | 0.53934 | 0.59532 | 0.65085 | 0.70584 | 0.76021 | 0.81399 | 0.86708 | 0.91942 | 0.97102 | 1.0219 | 1.0721 | 1.1217 | 1.1706
UT | Commercial | Warehouse, Controlled Atm. | New | Refrigeration | Glass Door Display | 0 | 0.0026838 | 0.0047049 | 0.0067487 | 0.0088085 | 0.010865 | 0.012907 | 0.014933 | 0.016939 | 0.018923 | 0.020887 | 0.022835 | 0.024765 | 0.026672 | 0.028559 | 0.030422 | 0.032258 | 0.034069 | 0.035854 | 0.037615 | 0.039354 | 0.041071
UT | Commercial | Warehouse, Controlled Atm. | New | Refrigeration | Open Display Case | 0 | 0.0076899 | 0.013481 | 0.019337 | 0.025239 | 0.031132 | 0.036984 | 0.042787 | 0.048535 | 0.054221 | 0.059848 | 0.06543 | 0.070958 | 0.076425 | 0.08183 | 0.087168 | 0.09243 | 0.097617 | 0.10273 | 0.10778 | 0.11276 | 0.11768
UT | Commercial | Warehouse, Controlled Atm. | New | Refrigeration | Icemaker | 0 | 0.056831 | 0.099628 | 0.14291 | 0.18652 | 0.23007 | 0.27332 | 0.31621 | 0.35869 | 0.40071 | 0.44229 | 0.48355 | 0.5244 | 0.5648 | 0.60475 | 0.6442 | 0.68309 | 0.72142 | 0.75922 | 0.79652 | 0.83334 | 0.86969
UT | Commercial | Warehouse, Controlled Atm. | New | Refrigeration | Vending Machine | 0 | 0.023709 | 0.041564 | 0.05962 | 0.077817 | 0.095986 | 0.11403 | 0.13192 | 0.14965 | 0.16717 | 0.18452 | 0.20173 | 0.21878 | 0.23563 | 0.2523 | 0.26876 | 0.28498 | 0.30097 | 0.31674 | 0.33231 | 0.34766 | 0.36283
UT | Commercial | Warehouse, Controlled Atm. | New | Food Preparation | Oven | 0 | 0.0030328 | 0.0053166 | 0.0076262 | 0.0099538 | 0.012278 | 0.014586 | 0.016875 | 0.019142 | 0.021384 | 0.023603 | 0.025804 | 0.027985 | 0.030141 | 0.032273 | 0.034378 | 0.036453 | 0.038498 | 0.040516 | 0.042506 | 0.044471 | 0.046411
UT | Commercial | Warehouse, Controlled Atm. | New | Food Preparation | Fryer | 0 | 0.0022173 | 0.0038871 | 0.0055757 | 0.0072774 | 0.0089766 | 0.010664 | 0.012337 | 0.013995 | 0.015634 | 0.017257 | 0.018866 | 0.02046 | 0.022036 | 0.023595 | 0.025134 | 0.026651 | 0.028147 | 0.029622 | 0.031077 | 0.032514 | 0.033932
UT | Commercial | Warehouse, Controlled Atm. | New | Food Preparation | Dishwasher | 0 | 0.0022664 | 0.0039732 | 0.0056991 | 0.0074386 | 0.0091754 | 0.0109 | 0.012611 | 0.014305 | 0.01598 | 0.017639 | 0.019284 | 0.020913 | 0.022524 | 0.024118 | 0.025691 | 0.027241 | 0.02877 | 0.030278 | 0.031765 | 0.033233 | 0.034683
UT | Commercial | Warehouse, Controlled Atm. | New | Food Preparation | Hot Food Container | 0 | 0.0002066 | 0.00036219 | 0.00051953 | 0.0006781 | 0.00083642 | 0.00099365 | 0.0011496 | 0.001304 | 0.0014567 | 0.0016079 | 0.0017579 | 0.0019064 | 0.0020533 | 0.0021985 | 0.0023419 | 0.0024833 | 0.0026227 | 0.0027601 | 0.0028957 | 0.0030295 | 0.0031617
UT | Commercial | Warehouse, Controlled Atm. | New | Food Preparation | Steamer | 0 | 0.002526 | 0.0044282 | 0.0063519 | 0.0082906 | 0.010226 | 0.012149 | 0.014055 | 0.015943 | 0.017811 | 0.019659 | 0.021493 | 0.023309 | 0.025104 | 0.02688 | 0.028633 | 0.030362 | 0.032065 | 0.033746 | 0.035404 | 0.03704 | 0.038656
UT | Commercial | Warehouse, Controlled Atm. | New | Food Preparation | Griddle | 0 | 0.00273 | 0.0047859 | 0.0068649 | 0.0089602 | 0.011052 | 0.01313 | 0.01519 | 0.017231 | 0.019249 | 0.021247 | 0.023228 | 0.025191 | 0.027132 | 0.029051 | 0.030946 | 0.032814 | 0.034655 | 0.036471 | 0.038263 | 0.040031 | 0.041778
UT | Commercial | Warehouse, Controlled Atm. | New | Office Equipment | Desktop Computer | 0 | 0.0019004 | 0.0032568 | 0.0045667 | 0.0058268 | 0.0070259 | 0.0081593 | 0.0092279 | 0.010233 | 0.011175 | 0.012058 | 0.012887 | 0.013662 | 0.014384 | 0.015056 | 0.015678 | 0.016252 | 0.016779 | 0.017261 | 0.017703 | 0.018106 | 0.018472
UT | Commercial | Warehouse, Controlled Atm. | New | Office Equipment | Laptop | 0 | 0.00042276 | 0.00075791 | 0.0011118 | 0.0014839 | 0.0018719 | 0.0022741 | 0.0026905 | 0.0031211 | 0.0035656 | 0.0040248 | 0.0044998 | 0.0049905 | 0.0054967 | 0.0060188 | 0.0065565 | 0.0071097 | 0.0076787 | 0.0082641 | 0.0088665 | 0.0094863 | 0.010124
UT | Commercial | Warehouse, Controlled Atm. | New | Office Equipment | Server | 0 | 0.015025 | 0.026764 | 0.039009 | 0.051735 | 0.064842 | 0.078271 | 0.092012 | 0.10605 | 0.12038 | 0.13502 | 0.14999 | 0.16528 | 0.18088 | 0.19679 | 0.21301 | 0.2295 | 0.24628 | 0.26336 | 0.28075 | 0.29846 | 0.31649
UT | Commercial | Warehouse, Controlled Atm. | New | Office Equipment | Monitor | 0 | 0.00032979 | 0.00058086 | 0.00083712 | 0.0010977 | 0.0013604 | 0.0016237 | 0.0018874 | 0.002151 | 0.0024142 | 0.0026773 | 0.0029408 | 0.0032043 | 0.0034673 | 0.00373 | 0.003992 | 0.0042529 | 0.0045127 | 0.0047714 | 0.0050294 | 0.0052866 | 0.0055432
UT | Commercial | Warehouse, Controlled Atm. | New | Office Equipment | Printer/Copier/Fax | 0 | 0.0014792 | 0.0026161 | 0.003786 | 0.0049854 | 0.0062041 | 0.0074358 | 0.0086791 | 0.0099326 | 0.011195 | 0.012466 | 0.01375 | 0.015045 | 0.016348 | 0.017659 | 0.018979 | 0.020303 | 0.021633 | 0.022969 | 0.024312 | 0.025661 | 0.027019
UT | Commercial | Warehouse, Controlled Atm. | New | Office Equipment | POS Terminal | 0 | 0.0019657 | 0.003446 | 0.004943 | 0.0064516 | 0.007958 | 0.0094539 | 0.010937 | 0.012407 | 0.01386 | 0.015298 | 0.016725 | 0.018138 | 0.019536 | 0.020918 | 0.022282 | 0.023627 | 0.024953 | 0.026261 | 0.027551 | 0.028824 | 0.030082
UT | Commercial | Warehouse, Controlled Atm. | New | Miscellaneous | Non-HVAC Motors | 0 | 0.14755 | 0.25866 | 0.37102 | 0.48426 | 0.59733 | 0.70961 | 0.82096 | 0.93125 | 1.0403 | 1.1483 | 1.2554 | 1.3615 | 1.4664 | 1.5701 | 1.6725 | 1.7735 | 1.873 | 1.9711 | 2.068 | 2.1635 | 2.2579
UT | Commercial | Warehouse, Controlled Atm. | New | Miscellaneous | Pool Pump | 0 | 0 | 0 | 0 | 0 | 0 | 0 | 0 | 0 | 0 | 0 | 0 | 0 | 0 | 0 | 0 | 0 | 0 | 0 | 0 | 0 | 0
UT | Commercial | Warehouse, Controlled Atm. | New | Miscellaneous | Pool Heater | 0 | 0 | 0 | 0 | 0 | 0 | 0 | 0 | 0 | 0 | 0 | 0 | 0 | 0 | 0 | 0 | 0 | 0 | 0 | 0 | 0 | 0
UT | Commercial | Warehouse, Controlled Atm. | New | Miscellaneous | Clothes Washer | 0 | 0 | 0 | 0 | 0 | 0 | 0 | 0 | 0 | 0 | 0 | 0 | 0 | 0 | 0 | 0 | 0 | 0 | 0 | 0 | 0 | 0
UT | Commercial | Warehouse, Controlled Atm. | New | Miscellaneous | Clothes Dryer | 0 | 0 | 0 | 0 | 0 | 0 | 0 | 0 | 0 | 0 | 0 | 0 | 0 | 0 | 0 | 0 | 0 | 0 | 0 | 0 | 0 | 0
UT | Commercial | Warehouse, Controlled Atm. | New | Miscellaneous | Electric Vehicle Chargers | 0 | 0 | 0 | 0 | 0 | 0 | 0 | 0 | 0 | 0 | 0 | 0 | 0 | 0 | 0 | 0 | 0 | 0 | 0 | 0 | 0 | 0
UT | Commercial | Warehouse, Controlled Atm. | New | Miscellaneous | Other Miscellaneous | 0 | 0.26268 | 0.46791 | 0.68199 | 0.90448 | 1.1336 | 1.3684 | 1.6086 | 1.8541 | 2.1047 | 2.3605 | 2.6222 | 2.8896 | 3.1623 | 3.4405 | 3.7239 | 4.0123 | 4.3057 | 4.6043 | 4.9083 | 5.2179 | 5.5332
UT | Commercial | Warehouse, Controlled Atm. | New | Generation | Solar PV | 0 | -0.02739 | -0.061421 | -0.11063 | -0.17788 | -0.26611 | -0.37698 | -0.51321 | -0.67414 | -0.87165 | -1.0966 | -1.3378 | -1.5864 | -1.852 | -2.137 | -2.4408 | -2.7624 | -3.1016 | -3.4582 | -3.832 | -4.2229 | -4.6309
UT | Commercial | Data Center | Existing | Cooling | Air-Cooled Chiller | 10.2757 | 9.9879 | 9.702 | 9.4199 | 9.1428 | 8.9146 | 8.6902 | 8.4715 | 8.2592 | 8.0552 | 7.8576 | 7.6681 | 7.487 | 7.3145 | 7.1507 | 6.9928 | 6.8451 | 6.7024 | 6.5653 | 6.4333 | 6.3061 | 6.1832
UT | Commercial | Data Center | Existing | Cooling | Water-Cooled Chiller | 1.0623 | 1.0412 | 1.0205 | 1.0003 | 0.98041 | 0.96547 | 0.95073 | 0.9362 | 0.92185 | 0.9077 | 0.89374 | 0.87997 | 0.86638 | 0.85297 | 0.83974 | 0.82634 | 0.81312 | 0.80009 | 0.78725 | 0.77459 | 0.76212 | 0.74983
UT | Commercial | Data Center | Existing | Cooling | RTU | 67.4592 | 66.11 | 64.5071 | 62.9121 | 61.3291 | 60.0419 | 58.7583 | 57.4811 | 56.2125 | 54.9547 | 53.7093 | 52.4778 | 51.2614 | 50.0896 | 48.9814 | 47.9095 | 46.8895 | 45.9163 | 44.9851 | 44.092 | 43.2334 | 42.4061
UT | Commercial | Data Center | Existing | Cooling | Packaged Terminal AC | 6.8521 | 6.7151 | 6.5808 | 6.4492 | 6.3202 | 6.2228 | 6.1268 | 6.0321 | 5.9387 | 5.8466 | 5.7558 | 5.6662 | 5.5779 | 5.4908 | 5.405 | 5.3181 | 5.2324 | 5.1481 | 5.065 | 4.9832 | 4.9026 | 4.8232
UT | Commercial | Data Center | Existing | Cooling | Packaged Terminal HP | 0.80679 | 0.79065 | 0.77484 | 0.75934 | 0.74416 | 0.73269 | 0.72139 | 0.71024 | 0.69924 | 0.68839 | 0.6777 | 0.66715 | 0.65676 | 0.6465 | 0.6364 | 0.62616 | 0.61608 | 0.60615 | 0.59637 | 0.58674 | 0.57724 | 0.5679
UT | Commercial | Data Center | Existing | Cooling | Air-Source Heat Pump | 16.0374 | 15.6656 | 15.2546 | 14.848 | 14.4473 | 14.1195 | 13.796 | 13.4778 | 13.1657 | 12.8602 | 12.562 | 12.2715 | 11.9921 | 11.726 | 11.4721 | 11.2245 | 10.9873 | 10.7597 | 10.5409 | 10.3302 | 10.127 | 9.9306
UT | Commercial | Data Center | Existing | Cooling | Geothermal Heat Pump | 3.2858 | 3.1931 | 3.1006 | 3.0092 | 2.9195 | 2.8454 | 2.7734 | 2.7038 | 2.637 | 2.5733 | 2.5128 | 2.4558 | 2.4018 | 2.3506 | 2.3019 | 2.2544 | 2.2089 | 2.1652 | 2.1233 | 2.0828 | 2.0438 | 2.006
UT | Commercial | Data Center | Existing | Space Heating | Electric Furnace | 0.17813 | 0.17457 | 0.17108 | 0.16827 | 0.1643 | 0.16031 | 0.1564 | 0.15316 | 0.14887 | 0.14523 | 0.14168 | 0.13873 | 0.13482 | 0.13151 | 0.12829 | 0.12561 | 0.12204 | 0.11903 | 0.11609 | 0.11366 | 0.11042 | 0.10768
UT | Commercial | Data Center | Existing | Space Heating | Electric Room Heat | 0.05227 | 0.051224 | 0.0502 | 0.049376 | 0.048212 | 0.047039 | 0.045893 | 0.044941 | 0.043682 | 0.042615 | 0.041572 | 0.040709 | 0.039561 | 0.03859 | 0.037643 | 0.036858 | 0.035811 | 0.034928 | 0.034065 | 0.03335 | 0.0324 | 0.031597
UT | Commercial | Data Center | Existing | Space Heating | Packaged Terminal HP | 0.017107 | 0.016765 | 0.01643 | 0.01616 | 0.015779 | 0.015395 | 0.01502 | 0.014709 | 0.014296 | 0.013947 | 0.013606 | 0.013323 | 0.012948 | 0.01263 | 0.01232 | 0.012063 | 0.011721 | 0.011431 | 0.011149 | 0.010915 | 0.010604 | 0.010341
UT | Commercial | Data Center | Existing | Space Heating | Air-Source Heat Pump | 0.37784 | 0.37029 | 0.36252 | 0.35619 | 0.34739 | 0.33852 | 0.32984 | 0.32256 | 0.31307 | 0.30497 | 0.29706 | 0.29044 | 0.28182 | 0.27453 | 0.26745 | 0.26158 | 0.25389 | 0.24739 | 0.24107 | 0.23583 | 0.22895 | 0.22313
UT | Commercial | Data Center | Existing | Space Heating | Geothermal Heat Pump | 0.080151 | 0.078411 | 0.076696 | 0.075286 | 0.07336 | 0.071428 | 0.069547 | 0.06797 | 0.065942 | 0.06422 | 0.06255 | 0.061164 | 0.059365 | 0.057844 | 0.056367 | 0.055143 | 0.053535 | 0.052178 | 0.050857 | 0.049763 | 0.048321 | 0.047103
UT | Commercial | Data Center | Existing | Ventilation | Ventilation | 111.3924 | 107.8353 | 104.2771 | 100.747 | 97.2682 | 93.7168 | 90.2494 | 86.8814 | 83.6225 | 80.5043 | 77.5114 | 74.6493 | 71.9248 | 69.3298 | 66.8729 | 64.5549 | 62.3751 | 60.3294 | 58.4075 | 56.5791 | 54.8509 | 53.2224
UT | Commercial | Data Center | Existing | Water Heating | Water Heater | 0.9492 | 0.9222 | 0.89397 | 0.86551 | 0.83711 | 0.80904 | 0.77931 | 0.74895 | 0.71938 | 0.6907 | 0.66301 | 0.63637 | 0.61208 | 0.58846 | 0.56666 | 0.54484 | 0.52438 | 0.50532 | 0.48762 | 0.47007 | 0.45366 | 0.43642
UT | Commercial | Data Center | Existing | Interior Lighting | General Service Lighting | 0.44997 | 0.42834 | 0.40225 | 0.37324 | 0.33626 | 0.29802 | 0.26833 | 0.2448 | 0.22572 | 0.20939 | 0.19605 | 0.18487 | 0.17578 | 0.16793 | 0.16046 | 0.15375 | 0.14766 | 0.14209 | 0.13704 | 0.13169 | 0.1265 | 0.1215
UT | Commercial | Data Center | Existing | Interior Lighting | Exempted Lighting | 0.00018193 | 0.00017829 | 0.00017472 | 0.00017123 | 0.00016617 | 0.00016094 | 0.00015506 | 0.00014814 | 0.00014096 | 0.00013324 | 0.00012631 | 0.0001207 | 0.00011609 | 0.0001127 | 0.00010947 | 0.00010676 | 0.00010435 | 0.00010205 | 0.00010016 | 9.7875e-05 | 9.543e-05 | 9.2986e-05
UT | Commercial | Data Center | Existing | Interior Lighting | High-Bay Lighting | 1.4512 | 1.4185 | 1.3864 | 1.3548 | 1.3235 | 1.2929 | 1.263 | 1.2339 | 1.2055 | 1.1778 | 1.1508 | 1.1247 | 1.0993 | 1.0748 | 1.0508 | 1.0275 | 1.005 | 0.98301 | 0.96167 | 0.94091 | 0.92071 | 0.90106
UT | Commercial | Data Center | Existing | Interior Lighting | Linear Lighting | 2.6868 | 2.633 | 2.5804 | 2.5288 | 2.4765 | 2.4251 | 2.3747 | 2.3252 | 2.2767 | 2.2279 | 2.18 | 2.1331 | 2.0871 | 2.0421 | 1.9971 | 1.9531 | 1.9101 | 1.8679 | 1.8267 | 1.7864 | 1.7473 | 1.7094
UT | Commercial | Data Center | Existing | Exterior Lighting | General Service Lighting | 1.202 | 1.1442 | 1.0745 | 0.99699 | 0.8931 | 0.78425 | 0.6995 | 0.6341 | 0.58297 | 0.53824 | 0.50124 | 0.46988 | 0.44506 | 0.42371 | 0.40309 | 0.38462 | 0.36793 | 0.35269 | 0.33891 | 0.32417 | 0.30988 | 0.29615
UT | Commercial | Data Center | Existing | Exterior Lighting | Area Lighting | 0.87785 | 0.86029 | 0.84309 | 0.82622 | 0.8088 | 0.79168 | 0.77487 | 0.75837 | 0.74219 | 0.72568 | 0.70948 | 0.69359 | 0.67812 | 0.66304 | 0.6479 | 0.63319 | 0.6189 | 0.60499 | 0.59144 | 0.57825 | 0.56543 | 0.55296
UT | Commercial | Data Center | Existing | Exterior Lighting | Linear Lighting | 2.1154 | 2.0731 | 2.0317 | 1.991 | 1.9499 | 1.9094 | 1.8697 | 1.8308 | 1.7926 | 1.7541 | 1.7164 | 1.6795 | 1.6433 | 1.6079 | 1.5725 | 1.5378 | 1.5039 | 1.4707 | 1.4383 | 1.4065 | 1.3758 | 1.3459
UT | Commercial | Data Center | Existing | Refrigeration | Walk-in Refrigerator/Freezer | 0.006713 | 0.0065787 | 0.0064472 | 0.0063182 | 0.0061919 | 0.006068 | 0.0059467 | 0.0058277 | 0.0057112 | 0.005597 | 0.005485 | 0.0053753 | 0.0052678 | 0.0051625 | 0.0050592 | 0.004958 | 0.0048589 | 0.0047617 | 0.0046664 | 0.0045731 | 0.0044817 | 0.004392
UT | Commercial | Data Center | Existing | Refrigeration | Reach-in Refrigerator/Freezer | 0.71606 | 0.70174 | 0.6877 | 0.67395 | 0.66047 | 0.64726 | 0.63431 | 0.62163 | 0.60919 | 0.59701 | 0.58507 | 0.57337 | 0.5619 | 0.55066 | 0.53965 | 0.52886 | 0.51828 | 0.50791 | 0.49776 | 0.4878 | 0.47804 | 0.46848
UT | Commercial | Data Center | Existing | Refrigeration | Glass Door Display | 0.18767 | 0.18392 | 0.18024 | 0.17663 | 0.1731 | 0.16964 | 0.16625 | 0.16292 | 0.15966 | 0.15647 | 0.15334 | 0.15027 | 0.14727 | 0.14432 | 0.14144 | 0.13861 | 0.13584 | 0.13312 | 0.13046 | 0.12785 | 0.12529 | 0.12279
UT | Commercial | Data Center | Existing | Refrigeration | Open Display Case | 0.17925 | 0.17566 | 0.17215 | 0.1687 | 0.16533 | 0.16202 | 0.15878 | 0.15561 | 0.1525 | 0.14945 | 0.14646 | 0.14353 | 0.14066 | 0.13784 | 0.13509 | 0.13239 | 0.12974 | 0.12714 | 0.1246 | 0.12211 | 0.11967 | 0.11727
UT | Commercial | Data Center | Existing | Refrigeration | Icemaker | 0.028841 | 0.028264 | 0.027699 | 0.027145 | 0.026602 | 0.02607 | 0.025549 | 0.025038 | 0.024537 | 0.024046 | 0.023565 | 0.023094 | 0.022632 | 0.02218 | 0.021736 | 0.021301 | 0.020875 | 0.020458 | 0.020049 | 0.019648 | 0.019255 | 0.01887
UT | Commercial | Data Center | Existing | Refrigeration | Vending Machine | 0.42515 | 0.41664 | 0.40831 | 0.40014 | 0.39214 | 0.3843 | 0.37661 | 0.36908 | 0.3617 | 0.35446 | 0.34738 | 0.34043 | 0.33362 | 0.32695 | 0.32041 | 0.314 | 0.30772 | 0.30157 | 0.29553 | 0.28962 | 0.28383 | 0.27815
UT | Commercial | Data Center | Existing | Food Preparation | Oven | 0.070891 | 0.069473 | 0.068084 | 0.066722 | 0.065388 | 0.06408 | 0.062798 | 0.061542 | 0.060312 | 0.059105 | 0.057923 | 0.056765 | 0.055629 | 0.054517 | 0.053427 | 0.052358 | 0.051311 | 0.050285 | 0.049279 | 0.048293 | 0.047327 | 0.046381
UT | Commercial | Data Center | Existing | Food Preparation | Fryer | 0.05183 | 0.050793 | 0.049777 | 0.048782 | 0.047806 | 0.04685 | 0.045913 | 0.044995 | 0.044095 | 0.043213 | 0.042349 | 0.041502 | 0.040672 | 0.039858 | 0.039061 | 0.03828 | 0.037514 | 0.036764 | 0.036029 | 0.035308 | 0.034602 | 0.03391
UT | Commercial | Data Center | Existing | Food Preparation | Dishwasher | 0.052978 | 0.051918 | 0.05088 | 0.049862 | 0.048865 | 0.047888 | 0.04693 | 0.045991 | 0.045071 | 0.04417 | 0.043287 | 0.042421 | 0.041572 | 0.040741 | 0.039926 | 0.039128 | 0.038345 | 0.037578 | 0.036827 | 0.03609 | 0.035368 | 0.034661
UT | Commercial | Data Center | Existing | Food Preparation | Hot Food Container | 0.0048294 | 0.0047328 | 0.0046382 | 0.0045454 | 0.0044545 | 0.0043654 | 0.0042781 | 0.0041925 | 0.0041087 | 0.0040265 | 0.003946 | 0.0038671 | 0.0037897 | 0.0037139 | 0.0036396 | 0.0035669 | 0.0034955 | 0.0034256 | 0.0033571 | 0.00329 | 0.0032242 | 0.0031597
UT | Commercial | Data Center | Existing | Food Preparation | Steamer | 0.059045 | 0.057865 | 0.056707 | 0.055573 | 0.054462 | 0.053372 | 0.052305 | 0.051259 | 0.050234 | 0.049229 | 0.048244 | 0.04728 | 0.046334 | 0.045407 | 0.044499 | 0.043609 | 0.042737 | 0.041882 | 0.041045 | 0.040224 | 0.039419 | 0.038631
UT | Commercial | Data Center | Existing | Food Preparation | Griddle | 0.063814 | 0.062538 | 0.061287 | 0.060061 | 0.05886 | 0.057683 | 0.056529 | 0.055399 | 0.054291 | 0.053205 | 0.052141 | 0.051098 | 0.050076 | 0.049075 | 0.048093 | 0.047131 | 0.046189 | 0.045265 | 0.04436 | 0.043472 | 0.042603 | 0.041751
UT | Commercial | Data Center | Existing | Office Equipment | Desktop Computer | 6.2477 | 5.9853 | 5.734 | 5.4932 | 5.2626 | 5.0416 | 4.8299 | 4.6271 | 4.4328 | 4.2467 | 4.0684 | 3.8975 | 3.7339 | 3.5771 | 3.4269 | 3.283 | 3.1452 | 3.0131 | 2.8866 | 2.7654 | 2.6492 | 2.538
UT | Commercial | Data Center | Existing | Office Equipment | Laptop | 1.3286 | 1.3315 | 1.3344 | 1.3373 | 1.3403 | 1.3432 | 1.3461 | 1.3491 | 1.352 | 1.355 | 1.358 | 1.361 | 1.3639 | 1.3669 | 1.3699 | 1.3729 | 1.3759 | 1.3789 | 1.382 | 1.385 | 1.388 | 1.3911
UT | Commercial | Data Center | Existing | Office Equipment | Server | 348.4847 | 349.0889 | 349.6942 | 350.3006 | 350.9079 | 351.5164 | 352.1259 | 352.7364 | 353.348 | 353.9607 | 354.5744 | 355.1892 | 355.8051 | 356.422 | 357.04 | 357.659 | 358.2792 | 358.9004 | 359.5227 | 360.1461 | 360.7705 | 361.3961
UT | Commercial | Data Center | Existing | Office Equipment | Monitor | 2.1099 | 2.0774 | 2.0454 | 2.0139 | 1.9829 | 1.9524 | 1.9223 | 1.8927 | 1.8636 | 1.8349 | 1.8067 | 1.7789 | 1.7515 | 1.7245 | 1.698 | 1.6718 | 1.6461 | 1.6208 | 1.5958 | 1.5712 | 1.5471 | 1.5232
UT | Commercial | Data Center | Existing | Office Equipment | Printer/Copier/Fax | 1.5703 | 1.5637 | 1.5571 | 1.5505 | 1.544 | 1.5375 | 1.531 | 1.5245 | 1.5181 | 1.5117 | 1.5053 | 1.499 | 1.4926 | 1.4863 | 1.4801 | 1.4738 | 1.4676 | 1.4614 | 1.4553 | 1.4491 | 1.443 | 1.4369
UT | Commercial | Data Center | Existing | Office Equipment | POS Terminal | 0.0055907 | 0.0055047 | 0.0054199 | 0.0053365 | 0.0052544 | 0.0051735 | 0.0050938 | 0.0050154 | 0.0049382 | 0.0048622 | 0.0047874 | 0.0047137 | 0.0046411 | 0.0045697 | 0.0044993 | 0.0044301 | 0.0043619 | 0.0042947 | 0.0042286 | 0.0041635 | 0.0040994 | 0.0040363
UT | Commercial | Data Center | Existing | Miscellaneous | Non-HVAC Motors | 0.1994 | 0.19541 | 0.1915 | 0.18767 | 0.18392 | 0.18024 | 0.17664 | 0.1731 | 0.16964 | 0.16625 | 0.16292 | 0.15967 | 0.15647 | 0.15334 | 0.15028 | 0.14727 | 0.14432 | 0.14144 | 0.13861 | 0.13584 | 0.13312 | 0.13046
UT | Commercial | Data Center | Existing | Miscellaneous | Pool Pump | 0 | 0 | 0 | 0 | 0 | 0 | 0 | 0 | 0 | 0 | 0 | 0 | 0 | 0 | 0 | 0 | 0 | 0 | 0 | 0 | 0 | 0
UT | Commercial | Data Center | Existing | Miscellaneous | Pool Heater | 0 | 0 | 0 | 0 | 0 | 0 | 0 | 0 | 0 | 0 | 0 | 0 | 0 | 0 | 0 | 0 | 0 | 0 | 0 | 0 | 0 | 0
UT | Commercial | Data Center | Existing | Miscellaneous | Clothes Washer | 0 | 0 | 0 | 0 | 0 | 0 | 0 | 0 | 0 | 0 | 0 | 0 | 0 | 0 | 0 | 0 | 0 | 0 | 0 | 0 | 0 | 0
UT | Commercial | Data Center | Existing | Miscellaneous | Clothes Dryer | 0 | 0 | 0 | 0 | 0 | 0 | 0 | 0 | 0 | 0 | 0 | 0 | 0 | 0 | 0 | 0 | 0 | 0 | 0 | 0 | 0 | 0
UT | Commercial | Data Center | Existing | Miscellaneous | Electric Vehicle Chargers | 0.027246 | 0.037693 | 0.055136 | 0.075529 | 0.1003 | 0.12926 | 0.16576 | 0.21044 | 0.26358 | 0.32629 | 0.39644 | 0.47328 | 0.55668 | 0.64623 | 0.74075 | 0.83791 | 0.93858 | 1.0399 | 1.141 | 1.2428 | 1.3537 | 1.4744
UT | Commercial | Data Center | Existing | Miscellaneous | Other Miscellaneous | 2.9508 | 2.9383 | 2.926 | 2.9136 | 2.9013 | 2.8891 | 2.8769 | 2.8648 | 2.8527 | 2.8407 | 2.8287 | 2.8167 | 2.8049 | 2.793 | 2.7812 | 2.7695 | 2.7578 | 2.7462 | 2.7346 | 2.7231 | 2.7116 | 2.7002
UT | Commercial | Data Center | Existing | Generation | Solar PV | -0.51481 | -0.61672 | -0.77309 | -0.95131 | -1.1485 | -1.3651 | -1.5953 | -1.8397 | -2.0878 | -2.3681 | -2.6451 | -2.8926 | -3.0995 | -3.2925 | -3.4773 | -3.6538 | -3.8218 | -3.9819 | -4.1342 | -4.2792 | -4.4172 | -4.5488
UT | Commercial | Data Center | New | Cooling | Air-Cooled Chiller | 0 | 6.7509 | 11.3618 | 15.7361 | 21.108 | 25.3901 | 27.5406 | 29.4739 | 32.0822 | 32.4873 | 32.7705 | 33.0544 | 33.2913 | 33.5271 | 33.7617 | 33.9808 | 34.1986 | 34.4191 | 34.637 | 35.0064 | 35.4164 | 35.8515
UT | Commercial | Data Center | New | Cooling | Water-Cooled Chiller | 0 | 0.91737 | 1.5389 | 2.1285 | 2.8526 | 3.4298 | 3.7204 | 3.9816 | 4.334 | 4.3887 | 4.427 | 4.4653 | 4.4974 | 4.5292 | 4.5609 | 4.5905 | 4.6199 | 4.6492 | 4.6783 | 4.7073 | 4.7362 | 4.7648
UT | Commercial | Data Center | New | Cooling | RTU | 0 | 69.8714 | 111.1321 | 150.2745 | 198.3442 | 236.7068 | 256.0383 | 273.4212 | 296.8589 | 300.534 | 303.1164 | 305.7038 | 307.8706 | 308.9884 | 310.2027 | 311.3692 | 312.611 | 313.9192 | 315.2855 | 316.7029 | 318.1648 | 319.6656
UT | Commercial | Data Center | New | Cooling | Packaged Terminal AC | 0 | 8.7786 | 14.7261 | 20.3682 | 27.2972 | 32.8209 | 35.6014 | 38.101 | 41.4734 | 41.9971 | 42.3633 | 42.7302 | 43.0365 | 43.3413 | 43.6447 | 43.9279 | 44.2095 | 44.4897 | 44.7684 | 45.0457 | 45.3216 | 45.5961
UT | Commercial | Data Center | New | Cooling | Packaged Terminal HP | 0 | 1.0336 | 1.7339 | 2.3982 | 3.214 | 3.8644 | 4.1918 | 4.4861 | 4.8832 | 4.9448 | 4.988 | 5.0312 | 5.0672 | 5.1031 | 5.1388 | 5.1722 | 5.2053 | 5.2383 | 5.2712 | 5.3038 | 5.3363 | 5.3686
UT | Commercial | Data Center | New | Cooling | Air-Source Heat Pump | 0 | 15.5793 | 25.1611 | 34.251 | 45.414 | 54.3197 | 58.806 | 62.8397 | 68.2796 | 69.13 | 69.7267 | 70.3245 | 70.6892 | 71.0627 | 71.444 | 71.8016 | 72.1654 | 72.5346 | 72.9087 | 73.2869 | 73.6689 | 74.054
UT | Commercial | Data Center | New | Cooling | Geothermal Heat Pump | 0 | 3.3675 | 5.649 | 7.8133 | 10.4713 | 12.5902 | 13.6568 | 14.6156 | 15.9093 | 16.1102 | 16.2506 | 16.3914 | 16.5089 | 16.6258 | 16.7422 | 16.8508 | 16.9589 | 17.0663 | 17.1733 | 17.2796 | 17.3855 | 17.4907
UT | Commercial | Data Center | New | Space Heating | Electric Furnace | 0 | 0.22821 | 0.38283 | 0.53145 | 0.70964 | 0.8455 | 0.90882 | 0.9674 | 1.0396 | 1.0432 | 1.0428 | 1.0462 | 1.0402 | 1.0381 | 1.0359 | 1.0375 | 1.0312 | 1.0287 | 1.0261 | 1.0274 | 1.0208 | 1.018
UT | Commercial | Data Center | New | Space Heating | Electric Room Heat | 0 | 0.066965 | 0.11233 | 0.15594 | 0.20823 | 0.2481 | 0.26667 | 0.28386 | 0.30505 | 0.30611 | 0.30598 | 0.30699 | 0.30523 | 0.30461 | 0.30396 | 0.30445 | 0.30257 | 0.30184 | 0.30109 | 0.30147 | 0.29952 | 0.2987
UT | Commercial | Data Center | New | Space Heating | Packaged Terminal HP | 0 | 0.021917 | 0.036766 | 0.051038 | 0.068151 | 0.081199 | 0.087279 | 0.092905 | 0.099841 | 0.10019 | 0.10014 | 0.10048 | 0.0999 | 0.099695 | 0.099483 | 0.099642 | 0.099029 | 0.09879 | 0.098544 | 0.098668 | 0.098029 | 0.097762
UT | Commercial | Data Center | New | Space Heating | Air-Source Heat Pump | 0 | 0.48407 | 0.80239 | 1.1084 | 1.4752 | 1.7548 | 1.8851 | 2.0057 | 2.1543 | 2.1616 | 2.1606 | 2.1678 | 2.154 | 2.1485 | 2.1429 | 2.1453 | 2.1313 | 2.1253 | 2.1193 | 2.1214 | 2.1071 | 2.1008
UT | Commercial | Data Center | New | Space Heating | Geothermal Heat Pump | 0 | 0.099477 | 0.16687 | 0.23165 | 0.30933 | 0.36855 | 0.39614 | 0.42168 | 0.45316 | 0.45472 | 0.45453 | 0.45604 | 0.45343 | 0.4525 | 0.45154 | 0.45226 | 0.44947 | 0.44839 | 0.44727 | 0.44784 | 0.44494 | 0.44372
UT | Commercial | Data Center | New | Ventilation | Ventilation | 0 | 100.1538 | 167.9224 | 232.2119 | 311.2832 | 368.5902 | 396.3628 | 420.9259 | 454.4062 | 457.9135 | 459.7442 | 461.5683 | 462.749 | 463.9061 | 465.0336 | 466.1385 | 467.2213 | 467.7154 | 467.861 | 467.5532 | 466.8387 | 466.2376
UT | Commercial | Data Center | New | Water Heating | Water Heater | 0 | 0.92606 | 1.4552 | 1.9572 | 2.5737 | 3.0516 | 3.2832 | 3.488 | 3.7672 | 3.7962 | 3.8113 | 3.8264 | 3.8155 | 3.8073 | 3.8014 | 3.7976 | 3.7954 | 3.7947 | 3.7951 | 3.7543 | 3.7626 | 3.7707
UT | Commercial | Data Center | New | Interior Lighting | General Service Lighting | 0 | 0.33442 | 0.56099 | 0.77593 | 0.98923 | 1.1546 | 1.2228 | 1.2778 | 1.3562 | 1.3413 | 1.3255 | 1.311 | 1.2987 | 1.2865 | 1.2702 | 1.2547 | 1.2395 | 1.2249 | 1.2116 | 1.1797 | 1.1573 | 1.1377
UT | Commercial | Data Center | New | Interior Lighting | Exempted Lighting | 0 | 0.00023307 | 0.00039098 | 0.00054078 | 0.00071006 | 0.00083638 | 0.00088351 | 0.00091308 | 0.00096597 | 0.00094031 | 0.00092028 | 0.00090558 | 0.0008931 | 0.0008855 | 0.00087896 | 0.00088309 | 0.00088268 | 0.00088362 | 0.00088616 | 0.00088555 | 0.00088247 | 0.00087921
UT | Commercial | Data Center | New | Interior Lighting | High-Bay Lighting | 0 | 1.6768 | 2.8128 | 3.8906 | 5.2027 | 6.2196 | 6.7126 | 7.1485 | 7.7428 | 7.8042 | 7.8362 | 7.8682 | 7.8868 | 7.9037 | 7.9178 | 7.931 | 7.9435 | 7.9557 | 7.9679 | 7.9797 | 7.9917 | 8.0038
UT | Commercial | Data Center | New | Interior Lighting | Linear Lighting | 0 | 3.4421 | 5.7742 | 7.9865 | 10.6489 | 12.7125 | 13.7127 | 14.5973 | 15.803 | 15.9267 | 15.9912 | 16.0554 | 16.0971 | 16.1378 | 16.1774 | 16.2162 | 16.2542 | 16.2915 | 16.328 | 16.3638 | 16.3699 | 16.3615
UT | Commercial | Data Center | New | Exterior Lighting | General Service Lighting | 0 | 0.89317 | 1.4983 | 2.0723 | 2.5853 | 2.9653 | 3.1216 | 3.2598 | 3.4677 | 3.4195 | 3.3684 | 3.3164 | 3.2773 | 3.2401 | 3.1881 | 3.138 | 3.0888 | 3.0418 | 2.9986 | 2.8993 | 2.8289 | 2.7666
UT | Commercial | Data Center | New | Exterior Lighting | Area Lighting | 0 | 1.1247 | 1.8866 | 2.6094 | 3.4719 | 4.1404 | 4.4644 | 4.751 | 5.1416 | 5.1815 | 5.2023 | 5.223 | 5.2317 | 5.2374 | 5.2375 | 5.2359 | 5.2335 | 5.2311 | 5.229 | 5.2268 | 5.2256 | 5.2252
UT | Commercial | Data Center | New | Exterior Lighting | Linear Lighting | 0 | 2.7102 | 4.5463 | 6.2882 | 8.3845 | 10.0092 | 10.7967 | 11.4932 | 12.4426 | 12.5399 | 12.5907 | 12.6413 | 12.6741 | 12.7062 | 12.7374 | 12.7679 | 12.7978 | 12.8272 | 12.8559 | 12.8841 | 12.8889 | 12.8823
UT | Commercial | Data Center | New | Refrigeration | Walk-in Refrigerator/Freezer | 0 | 0.0086003 | 0.014427 | 0.019955 | 0.026743 | 0.032004 | 0.034555 | 0.03681 | 0.039884 | 0.040204 | 0.040371 | 0.040537 | 0.040644 | 0.040749 | 0.040853 | 0.040954 | 0.041053 | 0.04115 | 0.041245 | 0.041339 | 0.04143 | 0.04152
UT | Commercial | Data Center | New | Refrigeration | Reach-in Refrigerator/Freezer | 0 | 0.91737 | 1.5389 | 2.1285 | 2.8526 | 3.4138 | 3.6858 | 3.9264 | 4.2544 | 4.2884 | 4.3062 | 4.3239 | 4.3354 | 4.3466 | 4.3576 | 4.3684 | 4.379 | 4.3894 | 4.3995 | 4.4095 | 4.4192 | 4.4288
UT | Commercial | Data Center | New | Refrigeration | Glass Door Display | 0 | 0.24043 | 0.40333 | 0.55786 | 0.74764 | 0.89473 | 0.96602 | 1.0291 | 1.115 | 1.124 | 1.1286 | 1.1333 | 1.1363 | 1.1392 | 1.1421 | 1.1449 | 1.1477 | 1.1504 | 1.1531 | 1.1557 | 1.1582 | 1.1607
UT | Commercial | Data Center | New | Refrigeration | Open Display Case | 0 | 0.22964 | 0.38522 | 0.53281 | 0.71407 | 0.85456 | 0.92265 | 0.98287 | 1.065 | 1.0735 | 1.0779 | 1.0824 | 1.0852 | 1.0881 | 1.0908 | 1.0935 | 1.0962 | 1.0988 | 1.1013 | 1.1038 | 1.1062 | 1.1086
UT | Commercial | Data Center | New | Refrigeration | Icemaker | 0 | 0.03695 | 0.061983 | 0.085732 | 0.1149 | 0.1375 | 0.14846 | 0.15815 | 0.17136 | 0.17273 | 0.17344 | 0.17416 | 0.17462 | 0.17507 | 0.17552 | 0.17595 | 0.17638 | 0.17679 | 0.1772 | 0.1776 | 0.178 | 0.17838
UT | Commercial | Data Center | New | Refrigeration | Vending Machine | 0 | 0.54467 | 0.91369 | 1.2638 | 1.6937 | 2.0269 | 2.1884 | 2.3312 | 2.5259 | 2.5462 | 2.5567 | 2.5672 | 2.5741 | 2.5807 | 2.5873 | 2.5937 | 2.6 | 2.6061 | 2.6121 | 2.6181 | 2.6238 | 2.6295
UT | Commercial | Data Center | New | Food Preparation | Oven | 0 | 0.090822 | 0.15235 | 0.21073 | 0.28241 | 0.33797 | 0.36491 | 0.38872 | 0.42119 | 0.42456 | 0.42632 | 0.42808 | 0.42921 | 0.43032 | 0.43142 | 0.43248 | 0.43353 | 0.43456 | 0.43556 | 0.43655 | 0.43751 | 0.43846
UT | Commercial | Data Center | New | Food Preparation | Fryer | 0 | 0.066402 | 0.11139 | 0.15407 | 0.20648 | 0.2471 | 0.26679 | 0.2842 | 0.30794 | 0.31041 | 0.31169 | 0.31298 | 0.31381 | 0.31462 | 0.31542 | 0.3162 | 0.31696 | 0.31771 | 0.31845 | 0.31917 | 0.31988 | 0.32057
UT | Commercial | Data Center | New | Food Preparation | Dishwasher | 0 | 0.067872 | 0.11386 | 0.15748 | 0.21105 | 0.25257 | 0.2727 | 0.2905 | 0.31476 | 0.31728 | 0.3186 | 0.31991 | 0.32075 | 0.32159 | 0.3224 | 0.3232 | 0.32398 | 0.32475 | 0.3255 | 0.32624 | 0.32696 | 0.32767
UT | Commercial | Data Center | New | Food Preparation | Hot Food Container | 0 | 0.0061872 | 0.010379 | 0.014356 | 0.019239 | 0.023024 | 0.024859 | 0.026482 | 0.028693 | 0.028923 | 0.029043 | 0.029162 | 0.02924 | 0.029316 | 0.02939 | 0.029463 | 0.029534 | 0.029604 | 0.029672 | 0.02974 | 0.029805 | 0.02987
UT | Commercial | Data Center | New | Food Preparation | Steamer | 0 | 0.075646 | 0.1269 | 0.17551 | 0.23522 | 0.2815 | 0.30393 | 0.32377 | 0.35081 | 0.35362 | 0.35509 | 0.35655 | 0.35749 | 0.35842 | 0.35933 | 0.36022 | 0.36109 | 0.36194 | 0.36278 | 0.3636 | 0.36441 | 0.3652
UT | Commercial | Data Center | New | Food Preparation | Griddle | 0 | 0.081755 | 0.13714 | 0.18969 | 0.25422 | 0.30424 | 0.32848 | 0.34992 | 0.37914 | 0.38218 | 0.38376 | 0.38534 | 0.38637 | 0.38737 | 0.38835 | 0.38931 | 0.39025 | 0.39118 | 0.39208 | 0.39297 | 0.39384 | 0.39469
UT | Commercial | Data Center | New | Office Equipment | Desktop Computer | 0 | 7.8246 | 12.8312 | 17.3491 | 22.7293 | 26.5908 | 28.0654 | 29.2265 | 30.9569 | 30.5046 | 29.9438 | 29.3923 | 28.809 | 28.2356 | 27.6719 | 27.118 | 26.5737 | 26.0389 | 25.5136 | 24.9975 | 24.4907 | 23.993
UT | Commercial | Data Center | New | Office Equipment | Laptop | 0 | 1.7407 | 2.9861 | 4.2237 | 5.7887 | 7.0844 | 7.8221 | 8.5214 | 9.4421 | 9.7333 | 9.9949 | 10.2633 | 10.5235 | 10.7897 | 11.062 | 11.3405 | 11.6254 | 11.9168 | 12.2148 | 12.5197 | 12.8315 | 13.1505
UT | Commercial | Data Center | New | Office Equipment | Server | 0 | 453.6499 | 773.2524 | 1086.7405 | 1479.8884 | 1799.5651 | 1974.2502 | 2136.9853 | 2352.7513 | 2409.7877 | 2458.7454 | 2508.618 | 2555.7776 | 2603.6681 | 2652.3015 | 2701.6899 | 2751.8454 | 2802.7806 | 2854.5082 | 2907.041 | 2960.3921 | 3014.5749
UT | Commercial | Data Center | New | Office Equipment | Monitor | 0 | 2.7157 | 4.5771 | 6.3605 | 8.5643 | 10.2974 | 11.1702 | 11.9553 | 13.0146 | 13.1805 | 13.2974 | 13.4149 | 13.5137 | 13.6124 | 13.711 | 13.8096 | 13.9081 | 14.0066 | 14.105 | 14.2033 | 14.3017 | 14.4
UT | Commercial | Data Center | New | Office Equipment | Printer/Copier/Fax | 0 | 2.0297 | 3.435 | 4.7933 | 6.4811 | 7.8251 | 8.5237 | 9.1608 | 10.0141 | 10.1841 | 10.3172 | 10.4517 | 10.5726 | 10.6942 | 10.8166 | 10.9398 | 11.0638 | 11.1885 | 11.3141 | 11.4405 | 11.5677 | 11.6958
UT | Commercial | Data Center | New | Office Equipment | POS Terminal | 0 | 0.0071625 | 0.012015 | 0.016619 | 0.022272 | 0.026654 | 0.028778 | 0.030656 | 0.033217 | 0.033483 | 0.033621 | 0.03376 | 0.033849 | 0.033937 | 0.034023 | 0.034107 | 0.03419 | 0.034271 | 0.03435 | 0.034428 | 0.034504 | 0.034579
UT | Commercial | Data Center | New | Miscellaneous | Non-HVAC Motors | 0 | 0.25546 | 0.42853 | 0.59272 | 0.79436 | 0.95064 | 1.0264 | 1.0934 | 1.1847 | 1.1942 | 1.1991 | 1.2041 | 1.2073 | 1.2104 | 1.2135 | 1.2165 | 1.2194 | 1.2223 | 1.2251 | 1.2279 | 1.2306 | 1.2333
UT | Commercial | Data Center | New | Miscellaneous | Pool Pump | 0 | 0 | 0 | 0 | 0 | 0 | 0 | 0 | 0 | 0 | 0 | 0 | 0 | 0 | 0 | 0 | 0 | 0 | 0 | 0 | 0 | 0
UT | Commercial | Data Center | New | Miscellaneous | Pool Heater | 0 | 0 | 0 | 0 | 0 | 0 | 0 | 0 | 0 | 0 | 0 | 0 | 0 | 0 | 0 | 0 | 0 | 0 | 0 | 0 | 0 | 0
UT | Commercial | Data Center | New | Miscellaneous | Clothes Washer | 0 | 0 | 0 | 0 | 0 | 0 | 0 | 0 | 0 | 0 | 0 | 0 | 0 | 0 | 0 | 0 | 0 | 0 | 0 | 0 | 0 | 0
UT | Commercial | Data Center | New | Miscellaneous | Clothes Dryer | 0 | 0 | 0 | 0 | 0 | 0 | 0 | 0 | 0 | 0 | 0 | 0 | 0 | 0 | 0 | 0 | 0 | 0 | 0 | 0 | 0 | 0
UT | Commercial | Data Center | New | Miscellaneous | Electric Vehicle Chargers | 0 | 0.052861 | 0.12891 | 0.24541 | 0.4413 | 0.69008 | 0.97074 | 1.3359 | 1.8466 | 2.3487 | 2.9218 | 3.5724 | 4.2978 | 5.1032 | 5.9833 | 6.9227 | 7.9314 | 8.988 | 10.0856 | 11.2349 | 12.5142 | 13.9385
UT | Commercial | Data Center | New | Miscellaneous | Other Miscellaneous | 0 | 3.8413 | 6.5475 | 9.202 | 12.531 | 15.2378 | 16.717 | 18.0949 | 19.9219 | 20.4049 | 20.8194 | 21.2417 | 21.6411 | 22.0466 | 22.4584 | 22.8766 | 23.3013 | 23.7326 | 24.1706 | 24.6154 | 25.0671 | 25.5259
UT | Commercial | Data Center | New | Generation | Solar PV | 0 | -0.80623 | -1.73 | -3.0045 | -4.9604 | -7.1999 | -9.2698 | -11.6202 | -14.58 | -17.0101 | -19.468 | -21.8142 | -23.9143 | -25.9889 | -28.0789 | -30.1805 | -32.291 | -34.411 | -36.5412 | -38.6822 | -40.8348 | -43.0017
UT | Commercial | Miscellaneous | Existing | Cooling | Air-Cooled Chiller | 7.6213 | 7.416 | 7.212 | 7.0109 | 6.8126 | 6.6492 | 6.4893 | 6.3321 | 6.1787 | 6.0302 | 5.8856 | 5.7458 | 5.6117 | 5.4821 | 5.3579 | 5.2373 | 5.1217 | 5.0112 | 4.9058 | 4.8041 | 4.7063 | 4.6126
UT | Commercial | Miscellaneous | Existing | Cooling | Water-Cooled Chiller | 7.5723 | 7.4219 | 7.2746 | 7.1302 | 6.9888 | 6.8823 | 6.7772 | 6.6736 | 6.5713 | 6.4705 | 6.371 | 6.2728 | 6.1759 | 6.0803 | 5.986 | 5.8905 | 5.7962 | 5.7034 | 5.6118 | 5.5216 | 5.4327 | 5.3451
UT | Commercial | Miscellaneous | Existing | Cooling | RTU | 41.7162 | 40.8819 | 39.8907 | 38.9043 | 37.9254 | 37.1294 | 36.3356 | 35.5458 | 34.7613 | 33.9835 | 33.2134 | 32.4518 | 31.6996 | 30.975 | 30.2897 | 29.6268 | 28.9961 | 28.3942 | 27.8184 | 27.2661 | 26.7351 | 26.2236
UT | Commercial | Miscellaneous | Existing | Cooling | Packaged Terminal AC | 8.4929 | 8.323 | 8.1565 | 7.9934 | 7.8335 | 7.7129 | 7.5939 | 7.4765 | 7.3607 | 7.2465 | 7.134 | 7.023 | 6.9135 | 6.8056 | 6.6992 | 6.5915 | 6.4853 | 6.3808 | 6.2778 | 6.1764 | 6.0765 | 5.9781
UT | Commercial | Miscellaneous | Existing | Cooling | Packaged Terminal HP | 8.6768 | 8.5032 | 8.3332 | 8.1665 | 8.0032 | 7.8799 | 7.7583 | 7.6384 | 7.5201 | 7.4034 | 7.2884 | 7.175 | 7.0632 | 6.9529 | 6.8442 | 6.7342 | 6.6258 | 6.519 | 6.4138 | 6.3102 | 6.2081 | 6.1076
UT | Commercial | Miscellaneous | Existing | Cooling | Air-Source Heat Pump | 12.1651 | 11.8831 | 11.5713 | 11.2629 | 10.9589 | 10.7103 | 10.4649 | 10.2235 | 9.9867 | 9.755 | 9.5288 | 9.3085 | 9.0965 | 8.8947 | 8.7021 | 8.5143 | 8.3344 | 8.1617 | 7.9957 | 7.8359 | 7.6817 | 7.5328
UT | Commercial | Miscellaneous | Existing | Cooling | Geothermal Heat Pump | 11.7289 | 11.3982 | 11.068 | 10.7416 | 10.4214 | 10.1571 | 9.9 | 9.6516 | 9.4132 | 9.1857 | 8.9698 | 8.7663 | 8.5737 | 8.3908 | 8.2168 | 8.0472 | 7.8848 | 7.7291 | 7.5793 | 7.4349 | 7.2954 | 7.1605
UT | Commercial | Miscellaneous | Existing | Space Heating | Electric Furnace | 0 | 0 | 0 | 0 | 0 | 0 | 0 | 0 | 0 | 0 | 0 | 0 | 0 | 0 | 0 | 0 | 0 | 0 | 0 | 0 | 0 | 0
UT | Commercial | Miscellaneous | Existing | Space Heating | Electric Room Heat | 1.7479 | 1.7129 | 1.6787 | 1.6511 | 1.6122 | 1.573 | 1.5346 | 1.5028 | 1.4607 | 1.425 | 1.3902 | 1.3613 | 1.3229 | 1.2904 | 1.2588 | 1.2325 | 1.1975 | 1.168 | 1.1391 | 1.1152 | 1.0834 | 1.0566
UT | Commercial | Miscellaneous | Existing | Space Heating | Packaged Terminal HP | 7.6168 | 7.4645 | 7.3152 | 7.1952 | 7.0255 | 6.8546 | 6.6876 | 6.5489 | 6.3654 | 6.2099 | 6.058 | 5.9321 | 5.7649 | 5.6235 | 5.4854 | 5.3709 | 5.2185 | 5.0897 | 4.964 | 4.8599 | 4.7214 | 4.6044
UT | Commercial | Miscellaneous | Existing | Space Heating | Air-Source Heat Pump | 11.8656 | 11.6283 | 11.3844 | 11.1856 | 10.9092 | 10.6306 | 10.3582 | 10.1294 | 9.8316 | 9.5772 | 9.3288 | 9.1207 | 8.8502 | 8.6212 | 8.399 | 8.2144 | 7.973 | 7.7689 | 7.5705 | 7.4059 | 7.1898 | 7.0071
UT | Commercial | Miscellaneous | Existing | Space Heating | Geothermal Heat Pump | 11.2343 | 10.9903 | 10.75 | 10.5524 | 10.2824 | 10.0116 | 9.7479 | 9.5269 | 9.2428 | 9.0013 | 8.7673 | 8.573 | 8.3208 | 8.1076 | 7.9007 | 7.729 | 7.5037 | 7.3134 | 7.1284 | 6.975 | 6.7729 | 6.6021
UT | Commercial | Miscellaneous | Existing | Ventilation | Ventilation | 119.7502 | 115.9315 | 112.1147 | 108.3286 | 104.5974 | 100.7816 | 97.0561 | 93.4357 | 89.9329 | 86.5486 | 83.2991 | 80.1904 | 77.2264 | 74.41 | 71.7426 | 69.2246 | 66.8558 | 64.633 | 62.5418 | 60.5266 | 58.6216 | 56.8315
UT | Commercial | Miscellaneous | Existing | Water Heating | Water Heater | 13.9061 | 13.5476 | 13.1829 | 12.8148 | 12.4455 | 12.0172 | 11.5899 | 11.1379 | 10.6903 | 10.2485 | 9.8138 | 9.387 | 8.9991 | 8.6433 | 8.3142 | 7.9781 | 7.6404 | 7.3267 | 7.0367 | 6.7459 | 6.4724 | 6.2144
UT | Commercial | Miscellaneous | Existing | Interior Lighting | General Service Lighting | 66.8387 | 64.4641 | 61.734 | 58.7758 | 54.4664 | 50.0308 | 46.4609 | 43.4999 | 40.9726 | 38.6631 | 36.7007 | 34.9887 | 33.5587 | 32.2792 | 31.004 | 29.8271 | 28.7345 | 27.7163 | 26.7795 | 25.7694 | 24.779 | 23.8201
UT | Commercial | Miscellaneous | Existing | Interior Lighting | Exempted Lighting | 0.34928 | 0.3423 | 0.33545 | 0.32874 | 0.31868 | 0.30784 | 0.29555 | 0.281 | 0.26619 | 0.25086 | 0.23726 | 0.22654 | 0.21783 | 0.21139 | 0.20532 | 0.20031 | 0.19592 | 0.1918 | 0.18837 | 0.18405 | 0.17937 | 0.17465
UT | Commercial | Miscellaneous | Existing | Interior Lighting | High-Bay Lighting | 25.9635 | 25.379 | 24.8037 | 24.2389 | 23.6757 | 23.1248 | 22.587 | 22.0628 | 21.5528 | 21.0504 | 20.5628 | 20.09 | 19.6325 | 19.1892 | 18.7545 | 18.3333 | 17.9247 | 17.5281 | 17.1427 | 16.7679 | 16.4037 | 16.0496
UT | Commercial | Miscellaneous | Existing | Interior Lighting | Linear Lighting | 167.5311 | 164.1805 | 160.8969 | 157.679 | 154.414 | 151.2069 | 148.0587 | 144.9701 | 141.941 | 138.8877 | 135.8951 | 132.9629 | 130.0908 | 127.2781 | 124.4662 | 121.7141 | 119.0209 | 116.3857 | 113.8074 | 111.285 | 108.8467 | 106.4782
UT | Commercial | Miscellaneous | Existing | Exterior Lighting | General Service Lighting | 26.9316 | 25.9342 | 24.7786 | 23.5212 | 21.5811 | 19.541 | 17.9052 | 16.6134 | 15.5755 | 14.6072 | 13.7766 | 13.0464 | 12.4586 | 11.9372 | 11.4123 | 10.9309 | 10.4873 | 10.0759 | 9.6994 | 9.2898 | 8.8891 | 8.5018
UT | Commercial | Miscellaneous | Existing | Exterior Lighting | Area Lighting | 0.98163 | 0.96199 | 0.94275 | 0.9239 | 0.90441 | 0.88527 | 0.86647 | 0.84803 | 0.82993 | 0.81147 | 0.79335 | 0.77559 | 0.75829 | 0.74143 | 0.72449 | 0.70805 | 0.69206 | 0.6765 | 0.66136 | 0.6466 | 0.63227 | 0.61833
UT | Commercial | Miscellaneous | Existing | Exterior Lighting | Linear Lighting | 20.5803 | 20.1687 | 19.7654 | 19.37 | 18.969 | 18.575 | 18.1882 | 17.8088 | 17.4367 | 17.0616 | 16.694 | 16.3338 | 15.981 | 15.6355 | 15.29 | 14.9519 | 14.6211 | 14.2974 | 13.9806 | 13.6708 | 13.3713 | 13.0803
UT | Commercial | Miscellaneous | Existing | Refrigeration | Walk-in Refrigerator/Freezer | 0.41247 | 0.40422 | 0.39613 | 0.38821 | 0.38045 | 0.37284 | 0.36538 | 0.35807 | 0.35091 | 0.34389 | 0.33702 | 0.33028 | 0.32367 | 0.3172 | 0.31085 | 0.30464 | 0.29854 | 0.29257 | 0.28672 | 0.28099 | 0.27537 | 0.26986
UT | Commercial | Miscellaneous | Existing | Refrigeration | Reach-in Refrigerator/Freezer | 0.63879 | 0.62601 | 0.61349 | 0.60122 | 0.5892 | 0.57742 | 0.56587 | 0.55455 | 0.54346 | 0.53259 | 0.52194 | 0.5115 | 0.50127 | 0.49124 | 0.48142 | 0.47179 | 0.46236 | 0.45311 | 0.44405 | 0.43516 | 0.42646 | 0.41793
UT | Commercial | Miscellaneous | Existing | Refrigeration | Glass Door Display | 7.8066 | 7.6505 | 7.4975 | 7.3475 | 7.2006 | 7.0565 | 6.9154 | 6.7771 | 6.6416 | 6.5087 | 6.3786 | 6.251 | 6.126 | 6.0034 | 5.8834 | 5.7657 | 5.6504 | 5.5374 | 5.4266 | 5.3181 | 5.2117 | 5.1075
UT | Commercial | Miscellaneous | Existing | Refrigeration | Open Display Case | 7.4561 | 7.307 | 7.1608 | 7.0176 | 6.8773 | 6.7397 | 6.6049 | 6.4728 | 6.3434 | 6.2165 | 6.0922 | 5.9703 | 5.8509 | 5.7339 | 5.6192 | 5.5068 | 5.3967 | 5.2888 | 5.183 | 5.0793 | 4.9777 | 4.8782
UT | Commercial | Miscellaneous | Existing | Refrigeration | Icemaker | 36.4148 | 35.6865 | 34.9727 | 34.2733 | 33.5878 | 32.9161 | 32.2577 | 31.6126 | 30.9803 | 30.3607 | 29.7535 | 29.1584 | 28.5753 | 28.0038 | 27.4437 | 26.8948 | 26.3569 | 25.8298 | 25.3132 | 24.8069 | 24.3108 | 23.8246
UT | Commercial | Miscellaneous | Existing | Refrigeration | Vending Machine | 5.064 | 4.9627 | 4.8635 | 4.7662 | 4.6709 | 4.5775 | 4.4859 | 4.3962 | 4.3083 | 4.2221 | 4.1377 | 4.0549 | 3.9738 | 3.8944 | 3.8165 | 3.7401 | 3.6653 | 3.592 | 3.5202 | 3.4498 | 3.3808 | 3.3132
UT | Commercial | Miscellaneous | Existing | Food Preparation | Oven | 3.05 | 2.989 | 2.9292 | 2.8706 | 2.8132 | 2.7569 | 2.7018 | 2.6477 | 2.5948 | 2.5429 | 2.492 | 2.4422 | 2.3934 | 2.3455 | 2.2986 | 2.2526 | 2.2076 | 2.1634 | 2.1201 | 2.0777 | 2.0362 | 1.9955
UT | Commercial | Miscellaneous | Existing | Food Preparation | Fryer | 2.2299 | 2.1853 | 2.1416 | 2.0988 | 2.0568 | 2.0156 | 1.9753 | 1.9358 | 1.8971 | 1.8592 | 1.822 | 1.7855 | 1.7498 | 1.7148 | 1.6805 | 1.6469 | 1.614 | 1.5817 | 1.5501 | 1.5191 | 1.4887 | 1.4589
UT | Commercial | Miscellaneous | Existing | Food Preparation | Dishwasher | 2.2793 | 2.2337 | 2.189 | 2.1452 | 2.1023 | 2.0603 | 2.0191 | 1.9787 | 1.9391 | 1.9003 | 1.8623 | 1.8251 | 1.7886 | 1.7528 | 1.7177 | 1.6834 | 1.6497 | 1.6167 | 1.5844 | 1.5527 | 1.5217 | 1.4912
UT | Commercial | Miscellaneous | Existing | Food Preparation | Hot Food Container | 0.20778 | 0.20362 | 0.19955 | 0.19556 | 0.19165 | 0.18781 | 0.18406 | 0.18038 | 0.17677 | 0.17323 | 0.16977 | 0.16637 | 0.16305 | 0.15978 | 0.15659 | 0.15346 | 0.15039 | 0.14738 | 0.14443 | 0.14154 | 0.13871 | 0.13594
UT | Commercial | Miscellaneous | Existing | Food Preparation | Steamer | 2.5403 | 2.4895 | 2.4397 | 2.3909 | 2.3431 | 2.2962 | 2.2503 | 2.2053 | 2.1612 | 2.118 | 2.0756 | 2.0341 | 1.9934 | 1.9536 | 1.9145 | 1.8762 | 1.8387 | 1.8019 | 1.7659 | 1.7305 | 1.6959 | 1.662
UT | Commercial | Miscellaneous | Existing | Food Preparation | Griddle | 2.7455 | 2.6906 | 2.6368 | 2.584 | 2.5324 | 2.4817 | 2.4321 | 2.3834 | 2.3358 | 2.289 | 2.2433 | 2.1984 | 2.1544 | 2.1113 | 2.0691 | 2.0277 | 1.9872 | 1.9474 | 1.9085 | 1.8703 | 1.8329 | 1.7963
UT | Commercial | Miscellaneous | Existing | Office Equipment | Desktop Computer | 1.0576 | 1.0132 | 0.97069 | 0.92993 | 0.89088 | 0.85347 | 0.81764 | 0.7833 | 0.75041 | 0.7189 | 0.68872 | 0.6598 | 0.63209 | 0.60555 | 0.58013 | 0.55577 | 0.53243 | 0.51007 | 0.48866 | 0.46814 | 0.44848 | 0.42965
UT | Commercial | Miscellaneous | Existing | Office Equipment | Laptop | 0.22491 | 0.2254 | 0.2259 | 0.22639 | 0.22689 | 0.22739 | 0.22788 | 0.22838 | 0.22888 | 0.22938 | 0.22989 | 0.23039 | 0.2309 | 0.2314 | 0.23191 | 0.23242 | 0.23293 | 0.23344 | 0.23395 | 0.23446 | 0.23497 | 0.23549
UT | Commercial | Miscellaneous | Existing | Office Equipment | Server | 40.2244 | 40.2942 | 40.3641 | 40.434 | 40.5042 | 40.5744 | 40.6447 | 40.7152 | 40.7858 | 40.8565 | 40.9274 | 40.9983 | 41.0694 | 41.1406 | 41.212 | 41.2834 | 41.355 | 41.4267 | 41.4985 | 41.5705 | 41.6426 | 41.7148
UT | Commercial | Miscellaneous | Existing | Office Equipment | Monitor | 0.17858 | 0.17584 | 0.17313 | 0.17046 | 0.16784 | 0.16526 | 0.16271 | 0.16021 | 0.15774 | 0.15531 | 0.15292 | 0.15057 | 0.14825 | 0.14597 | 0.14372 | 0.14151 | 0.13933 | 0.13719 | 0.13507 | 0.133 | 0.13095 | 0.12893
UT | Commercial | Miscellaneous | Existing | Office Equipment | Printer/Copier/Fax | 0.79766 | 0.79429 | 0.79094 | 0.78761 | 0.78428 | 0.78098 | 0.77768 | 0.7744 | 0.77113 | 0.76788 | 0.76464 | 0.76142 | 0.75821 | 0.75501 | 0.75182 | 0.74865 | 0.7455 | 0.74235 | 0.73922 | 0.7361 | 0.733 | 0.72991
UT | Commercial | Miscellaneous | Existing | Office Equipment | POS Terminal | 0.38889 | 0.38241 | 0.37604 | 0.36978 | 0.36362 | 0.35757 | 0.35161 | 0.34576 | 0.34 | 0.33434 | 0.32877 | 0.3233 | 0.31791 | 0.31262 | 0.30741 | 0.30229 | 0.29726 | 0.29231 | 0.28744 | 0.28265 | 0.27795 | 0.27332
UT | Commercial | Miscellaneous | Existing | Miscellaneous | Non-HVAC Motors | 15.8516 | 15.5346 | 15.2239 | 14.9194 | 14.621 | 14.3286 | 14.042 | 13.7612 | 13.4859 | 13.2162 | 12.9519 | 12.6929 | 12.439 | 12.1902 | 11.9464 | 11.7075 | 11.4733 | 11.2439 | 11.019 | 10.7986 | 10.5826 | 10.371
UT | Commercial | Miscellaneous | Existing | Miscellaneous | Pool Pump | 0.60674 | 0.58803 | 0.56713 | 0.54487 | 0.52181 | 0.4984 | 0.47492 | 0.4555 | 0.43909 | 0.42495 | 0.41251 | 0.40136 | 0.39121 | 0.38182 | 0.37303 | 0.36473 | 0.35681 | 0.34922 | 0.3419 | 0.33481 | 0.32793 | 0.32124
UT | Commercial | Miscellaneous | Existing | Miscellaneous | Pool Heater | 1.0821 | 1.0605 | 1.0393 | 1.0185 | 0.99812 | 0.97816 | 0.9586 | 0.93943 | 0.92064 | 0.90223 | 0.88418 | 0.8665 | 0.84917 | 0.83218 | 0.81554 | 0.79923 | 0.78324 | 0.76758 | 0.75223 | 0.73718 | 0.72244 | 0.70799
UT | Commercial | Miscellaneous | Existing | Miscellaneous | Clothes Washer | 1.2603 | 1.2351 | 1.2104 | 1.1862 | 1.1624 | 1.1392 | 1.1164 | 1.0941 | 1.0722 | 1.0508 | 1.0297 | 1.0092 | 0.98897 | 0.96919 | 0.94981 | 0.93081 | 0.91219 | 0.89395 | 0.87607 | 0.85855 | 0.84138 | 0.82455
UT | Commercial | Miscellaneous | Existing | Miscellaneous | Clothes Dryer | 16.1506 | 15.8276 | 15.511 | 15.2008 | 14.8968 | 14.5988 | 14.3069 | 14.0207 | 13.7403 | 13.4655 | 13.1962 | 12.9323 | 12.6736 | 12.4202 | 12.1718 | 11.9283 | 11.6897 | 11.456 | 11.2268 | 11.0023 | 10.7823 | 10.5666
UT | Commercial | Miscellaneous | Existing | Miscellaneous | Electric Vehicle Chargers | 0 | 0 | 0 | 0 | 0 | 0 | 0 | 0 | 0 | 0 | 0 | 0 | 0 | 0 | 0 | 0 | 0 | 0 | 0 | 0 | 0 | 0
UT | Commercial | Miscellaneous | Existing | Miscellaneous | Other Miscellaneous | 144.0183 | 143.4109 | 142.806 | 142.2036 | 141.6038 | 141.0066 | 140.4118 | 139.8196 | 139.2299 | 138.6426 | 138.0578 | 137.4755 | 136.8957 | 136.3183 | 135.7433 | 135.1708 | 134.6006 | 134.0329 | 133.4676 | 132.9046 | 132.3441 | 131.7859
UT | Commercial | Miscellaneous | Existing | Generation | Solar PV | -13.0614 | -15.6469 | -19.6142 | -24.1361 | -29.1389 | -34.6341 | -40.4746 | -46.6753 | -52.969 | -60.0806 | -67.1086 | -73.3901 | -78.6381 | -83.5342 | -88.2234 | -92.7006 | -96.9646 | -101.0248 | -104.8904 | -108.5698 | -112.0712 | -115.4083
UT | Commercial | Miscellaneous | New | Cooling | Air-Cooled Chiller | 0 | 0.16618 | 0.29358 | 0.4219 | 0.55097 | 0.68248 | 0.81419 | 0.94575 | 1.0768 | 1.2073 | 1.3385 | 1.4693 | 1.5998 | 1.7296 | 1.8589 | 1.9866 | 2.1134 | 2.2393 | 2.3644 | 2.4885 | 2.6117 | 2.7343
UT | Commercial | Miscellaneous | New | Cooling | Water-Cooled Chiller | 0 | 0.21823 | 0.38552 | 0.55403 | 0.72327 | 0.89596 | 1.0687 | 1.2411 | 1.4132 | 1.5847 | 1.7556 | 1.9264 | 2.0967 | 2.2663 | 2.4353 | 2.6023 | 2.7681 | 2.9326 | 3.0959 | 3.2582 | 3.4194 | 3.5796
UT | Commercial | Miscellaneous | New | Cooling | RTU | 0 | 1.4419 | 2.4053 | 3.3758 | 4.3505 | 5.3459 | 6.3413 | 7.3356 | 8.3275 | 9.3157 | 10.301 | 11.2853 | 12.267 | 13.2235 | 14.1784 | 15.1237 | 16.0636 | 16.9979 | 17.9268 | 18.8508 | 19.7698 | 20.6843
UT | Commercial | Miscellaneous | New | Cooling | Packaged Terminal AC | 0 | 0.3631 | 0.64145 | 0.92183 | 1.2034 | 1.4907 | 1.7781 | 2.0651 | 2.3514 | 2.6367 | 2.9211 | 3.2052 | 3.4886 | 3.7709 | 4.0521 | 4.3299 | 4.6057 | 4.8794 | 5.1512 | 5.4211 | 5.6893 | 5.956
UT | Commercial | Miscellaneous | New | Cooling | Packaged Terminal HP | 0 | 0.37096 | 0.65534 | 0.94179 | 1.2295 | 1.523 | 1.8166 | 2.1098 | 2.4023 | 2.6938 | 2.9843 | 3.2746 | 3.5641 | 3.8525 | 4.1398 | 4.4237 | 4.7054 | 4.9851 | 5.2627 | 5.5385 | 5.8125 | 6.0849
UT | Commercial | Miscellaneous | New | Cooling | Air-Source Heat Pump | 0 | 0.39437 | 0.66881 | 0.94526 | 1.2229 | 1.5064 | 1.7898 | 2.073 | 2.3555 | 2.6369 | 2.9175 | 3.1978 | 3.4739 | 3.7493 | 4.0238 | 4.2953 | 4.5649 | 4.8327 | 5.0988 | 5.3632 | 5.6261 | 5.8875
UT | Commercial | Miscellaneous | New | Cooling | Geothermal Heat Pump | 0 | 0.40114 | 0.70866 | 1.0184 | 1.3295 | 1.6469 | 1.9644 | 2.2815 | 2.5978 | 2.9129 | 3.2271 | 3.541 | 3.8541 | 4.166 | 4.4766 | 4.7836 | 5.0883 | 5.3907 | 5.6909 | 5.9891 | 6.2854 | 6.58
UT | Commercial | Miscellaneous | New | Space Heating | Electric Furnace | 0 | 0 | 0 | 0 | 0 | 0 | 0 | 0 | 0 | 0 | 0 | 0 | 0 | 0 | 0 | 0 | 0 | 0 | 0 | 0 | 0 | 0
UT | Commercial | Miscellaneous | New | Space Heating | Electric Room Heat | 0 | 0.074727 | 0.13201 | 0.19041 | 0.24767 | 0.30402 | 0.35933 | 0.41509 | 0.46662 | 0.51849 | 0.56922 | 0.62127 | 0.66754 | 0.71502 | 0.76137 | 0.80963 | 0.85044 | 0.89315 | 0.93468 | 0.97885 | 1.0144 | 1.0527
UT | Commercial | Miscellaneous | New | Space Heating | Packaged Terminal HP | 0 | 0.32564 | 0.57528 | 0.82978 | 1.0793 | 1.3249 | 1.5659 | 1.8089 | 2.0334 | 2.2595 | 2.4805 | 2.7074 | 2.909 | 3.1159 | 3.3179 | 3.5282 | 3.706 | 3.8921 | 4.0731 | 4.2656 | 4.4206 | 4.5873
UT | Commercial | Miscellaneous | New | Space Heating | Air-Source Heat Pump | 0 | 0.50729 | 0.88474 | 1.2696 | 1.6468 | 2.018 | 2.3824 | 2.7498 | 3.0892 | 3.4309 | 3.765 | 4.108 | 4.4115 | 4.723 | 5.0273 | 5.3443 | 5.6122 | 5.8928 | 6.1657 | 6.4561 | 6.6897 | 6.9413
UT | Commercial | Miscellaneous | New | Space Heating | Geothermal Heat Pump | 0 | 0.4653 | 0.82199 | 1.1856 | 1.5421 | 1.893 | 2.2374 | 2.5846 | 2.9055 | 3.2284 | 3.5443 | 3.8684 | 4.1565 | 4.4521 | 4.7407 | 5.0412 | 5.2953 | 5.5612 | 5.8199 | 6.0949 | 6.3163 | 6.5546
UT | Commercial | Miscellaneous | New | Ventilation | Ventilation | 0 | 5.1197 | 9.0445 | 12.9979 | 16.9682 | 20.9215 | 24.8384 | 28.7145 | 32.5456 | 36.3275 | 40.0635 | 43.7621 | 47.4177 | 51.026 | 54.5877 | 58.0985 | 61.554 | 64.9549 | 68.3032 | 71.6021 | 74.8523 | 78.0571
UT | Commercial | Miscellaneous | New | Water Heating | Water Heater | 0 | 0.59453 | 0.88727 | 1.1821 | 1.4783 | 1.7731 | 2.0653 | 2.3544 | 2.6401 | 2.9222 | 3.2009 | 3.4767 | 3.719 | 3.9621 | 4.2054 | 4.4481 | 4.6895 | 4.9291 | 5.1668 | 5.3405 | 5.5829 | 5.822
UT | Commercial | Miscellaneous | New | Interior Lighting | General Service Lighting | 0 | 2.1935 | 3.8751 | 5.5689 | 6.9435 | 8.3122 | 9.5906 | 10.8212 | 12.0134 | 13.0285 | 14.048 | 15.0552 | 16.0758 | 17.0796 | 17.9502 | 18.797 | 19.6191 | 20.4175 | 21.2089 | 21.8645 | 22.5558 | 23.2467
UT | Commercial | Miscellaneous | New | Interior Lighting | Exempted Lighting | 0 | 0.014933 | 0.026381 | 0.037912 | 0.048362 | 0.058442 | 0.067911 | 0.076531 | 0.085074 | 0.092739 | 0.10066 | 0.10856 | 0.11623 | 0.12381 | 0.13086 | 0.13838 | 0.14554 | 0.15245 | 0.15929 | 0.16599 | 0.17262 | 0.17911
UT | Commercial | Miscellaneous | New | Interior Lighting | High-Bay Lighting | 0 | 0.95701 | 1.6906 | 2.4296 | 3.1622 | 3.8915 | 4.6142 | 5.3293 | 6.0362 | 6.7285 | 7.4124 | 8.0895 | 8.7569 | 9.4144 | 10.057 | 10.69 | 11.3125 | 11.9247 | 12.527 | 13.1201 | 13.7046 | 14.281
UT | Commercial | Miscellaneous | New | Interior Lighting | Linear Lighting | 0 | 7.1625 | 12.6533 | 18.1842 | 23.623 | 29.0387 | 34.4044 | 39.7143 | 44.9625 | 50.0727 | 55.1209 | 60.1186 | 65.0582 | 69.9338 | 74.6993 | 79.3967 | 84.02 | 88.5703 | 93.0502 | 97.4641 | 101.7503 | 105.9403
UT | Commercial | Miscellaneous | New | Exterior Lighting | General Service Lighting | 0 | 0.85789 | 1.5155 | 2.178 | 2.6617 | 3.1296 | 3.5817 | 4.0346 | 4.4864 | 4.8426 | 5.1965 | 5.5425 | 5.9014 | 6.2542 | 6.5433 | 6.8236 | 7.0948 | 7.3569 | 7.6168 | 7.8172 | 8.0346 | 8.2528
UT | Commercial | Miscellaneous | New | Exterior Lighting | Area Lighting | 0 | 0.041968 | 0.07414 | 0.10655 | 0.13817 | 0.16966 | 0.20085 | 0.23172 | 0.26224 | 0.29182 | 0.32104 | 0.34997 | 0.37838 | 0.40631 | 0.43326 | 0.45976 | 0.4858 | 0.51139 | 0.53653 | 0.56127 | 0.58566 | 0.60972
UT | Commercial | Miscellaneous | New | Exterior Lighting | Linear Lighting | 0 | 0.87988 | 1.5544 | 2.2338 | 2.902 | 3.5673 | 4.2264 | 4.8787 | 5.5234 | 6.1512 | 6.7713 | 7.3853 | 7.9921 | 8.591 | 9.1764 | 9.7535 | 10.3214 | 10.8804 | 11.4307 | 11.973 | 12.4995 | 13.0142
UT | Commercial | Miscellaneous | New | Refrigeration | Walk-in Refrigerator/Freezer | 0 | 0.017634 | 0.031153 | 0.04477 | 0.058445 | 0.072062 | 0.085553 | 0.098904 | 0.1121 | 0.12513 | 0.13799 | 0.15073 | 0.16333 | 0.17575 | 0.18802 | 0.20011 | 0.21202 | 0.22373 | 0.23526 | 0.24663 | 0.25782 | 0.26886
UT | Commercial | Miscellaneous | New | Refrigeration | Reach-in Refrigerator/Freezer | 0 | 0.02731 | 0.048247 | 0.069336 | 0.090514 | 0.1116 | 0.1325 | 0.15317 | 0.17361 | 0.19378 | 0.21371 | 0.23344 | 0.25294 | 0.27219 | 0.29119 | 0.30992 | 0.32835 | 0.34649 | 0.36435 | 0.38195 | 0.39929 | 0.41638
UT | Commercial | Miscellaneous | New | Refrigeration | Glass Door Display | 0 | 0.33376 | 0.58962 | 0.84734 | 1.1062 | 1.3639 | 1.6192 | 1.8719 | 2.1217 | 2.3682 | 2.6118 | 2.8529 | 3.0912 | 3.3264 | 3.5586 | 3.7875 | 4.0127 | 4.2345 | 4.4527 | 4.6678 | 4.8797 | 5.0886
UT | Commercial | Miscellaneous | New | Refrigeration | Open Display Case | 0 | 0.31877 | 0.56314 | 0.8093 | 1.0565 | 1.3027 | 1.5465 | 1.7879 | 2.0264 | 2.2619 | 2.4945 | 2.7248 | 2.9524 | 3.1771 | 3.3988 | 3.6174 | 3.8326 | 4.0443 | 4.2528 | 4.4582 | 4.6606 | 4.8601
UT | Commercial | Miscellaneous | New | Refrigeration | Icemaker | 0 | 1.5569 | 2.7503 | 3.9525 | 5.1598 | 6.362 | 7.5531 | 8.7318 | 9.8968 | 11.0468 | 12.1829 | 13.3076 | 14.4192 | 15.5165 | 16.5996 | 17.6672 | 18.7179 | 19.7521 | 20.7703 | 21.7734 | 22.7618 | 23.7363
UT | Commercial | Miscellaneous | New | Refrigeration | Vending Machine | 0 | 0.2165 | 0.38248 | 0.54966 | 0.71755 | 0.88474 | 1.0504 | 1.2143 | 1.3763 | 1.5362 | 1.6942 | 1.8506 | 2.0052 | 2.1578 | 2.3084 | 2.4569 | 2.603 | 2.7468 | 2.8884 | 3.0279 | 3.1654 | 3.3009
UT | Commercial | Miscellaneous | New | Food Preparation | Oven | 0 | 0.1304 | 0.23036 | 0.33105 | 0.43217 | 0.53286 | 0.63262 | 0.73134 | 0.82892 | 0.92524 | 1.0204 | 1.1146 | 1.2077 | 1.2996 | 1.3903 | 1.4797 | 1.5677 | 1.6544 | 1.7396 | 1.8237 | 1.9064 | 1.9881
UT | Commercial | Miscellaneous | New | Food Preparation | Fryer | 0 | 0.095335 | 0.16842 | 0.24204 | 0.31597 | 0.38958 | 0.46252 | 0.5347 | 0.60604 | 0.67646 | 0.74603 | 0.8149 | 0.88297 | 0.95016 | 1.0165 | 1.0819 | 1.1462 | 1.2095 | 1.2719 | 1.3333 | 1.3938 | 1.4535
UT | Commercial | Miscellaneous | New | Food Preparation | Dishwasher | 0 | 0.097446 | 0.17215 | 0.2474 | 0.32296 | 0.39821 | 0.47276 | 0.54654 | 0.61946 | 0.69144 | 0.76255 | 0.83294 | 0.90252 | 0.9712 | 1.039 | 1.1058 | 1.1716 | 1.2363 | 1.3 | 1.3628 | 1.4247 | 1.4857
UT | Commercial | Miscellaneous | New | Food Preparation | Hot Food Container | 0 | 0.0088831 | 0.015693 | 0.022552 | 0.029441 | 0.036301 | 0.043097 | 0.049822 | 0.056469 | 0.063031 | 0.069513 | 0.075931 | 0.082274 | 0.088534 | 0.094714 | 0.10081 | 0.1068 | 0.1127 | 0.11851 | 0.12424 | 0.12987 | 0.13544
UT | Commercial | Miscellaneous | New | Food Preparation | Steamer | 0 | 0.10861 | 0.19187 | 0.27573 | 0.35995 | 0.44382 | 0.52691 | 0.60914 | 0.69041 | 0.77063 | 0.84989 | 0.92835 | 1.0059 | 1.0824 | 1.158 | 1.2325 | 1.3058 | 1.3779 | 1.4489 | 1.5189 | 1.5879 | 1.6559
UT | Commercial | Miscellaneous | New | Food Preparation | Griddle | 0 | 0.11738 | 0.20736 | 0.298 | 0.38903 | 0.47966 | 0.56946 | 0.65833 | 0.74617 | 0.83287 | 0.91853 | 1.0033 | 1.0871 | 1.1699 | 1.2515 | 1.332 | 1.4112 | 1.4892 | 1.566 | 1.6416 | 1.7161 | 1.7896
UT | Commercial | Miscellaneous | New | Office Equipment | Desktop Computer | 0 | 0.044203 | 0.076337 | 0.10724 | 0.13686 | 0.16496 | 0.19145 | 0.21636 | 0.23972 | 0.26157 | 0.282 | 0.30112 | 0.31896 | 0.33553 | 0.35089 | 0.36508 | 0.37812 | 0.39005 | 0.40096 | 0.41089 | 0.41991 | 0.42806
UT | Commercial | Miscellaneous | New | Office Equipment | Laptop | 0 | 0.0098334 | 0.017765 | 0.026108 | 0.034855 | 0.043949 | 0.053358 | 0.063082 | 0.073118 | 0.083462 | 0.09413 | 0.10515 | 0.11651 | 0.12822 | 0.14027 | 0.15267 | 0.16542 | 0.17851 | 0.19196 | 0.20579 | 0.22 | 0.23462
UT | Commercial | Miscellaneous | New | Office Equipment | Server | 0 | 1.7474 | 3.1367 | 4.5804 | 6.0758 | 7.612 | 9.1826 | 10.7866 | 12.4226 | 14.0894 | 15.7887 | 17.524 | 19.2936 | 21.0961 | 22.9321 | 24.8001 | 26.6982 | 28.627 | 30.5875 | 32.5812 | 34.6086 | 36.6716
UT | Commercial | Miscellaneous | New | Office Equipment | Monitor | 0 | 0.007671 | 0.013615 | 0.019659 | 0.025784 | 0.031941 | 0.038099 | 0.044251 | 0.050391 | 0.056511 | 0.062616 | 0.068718 | 0.074808 | 0.080879 | 0.086931 | 0.092957 | 0.098949 | 0.10491 | 0.11083 | 0.11673 | 0.1226 | 0.12845
UT | Commercial | Miscellaneous | New | Office Equipment | Printer/Copier/Fax | 0 | 0.034406 | 0.061321 | 0.088909 | 0.1171 | 0.14566 | 0.17447 | 0.20349 | 0.23269 | 0.26204 | 0.29156 | 0.3213 | 0.35124 | 0.38132 | 0.41157 | 0.44193 | 0.47238 | 0.50291 | 0.53353 | 0.56427 | 0.59513 | 0.62613
UT | Commercial | Miscellaneous | New | Office Equipment | POS Terminal | 0 | 0.016626 | 0.029372 | 0.042211 | 0.055104 | 0.067943 | 0.080663 | 0.09325 | 0.10569 | 0.11797 | 0.13011 | 0.14212 | 0.15399 | 0.16571 | 0.17727 | 0.18868 | 0.1999 | 0.21094 | 0.22181 | 0.23253 | 0.24308 | 0.25349
UT | Commercial | Miscellaneous | New | Miscellaneous | Non-HVAC Motors | 0 | 0.67771 | 1.1972 | 1.7206 | 2.2461 | 2.7694 | 3.2879 | 3.801 | 4.3081 | 4.8087 | 5.3033 | 5.7929 | 6.2768 | 6.7544 | 7.2259 | 7.6906 | 8.148 | 8.5982 | 9.0414 | 9.4781 | 9.9084 | 10.3326
UT | Commercial | Miscellaneous | New | Miscellaneous | Pool Pump | 0 | 0.020966 | 0.037038 | 0.053228 | 0.069487 | 0.085676 | 0.10172 | 0.11759 | 0.13328 | 0.14877 | 0.16407 | 0.17921 | 0.19418 | 0.20896 | 0.22354 | 0.23792 | 0.25207 | 0.266 | 0.27971 | 0.29322 | 0.30653 | 0.31965
UT | Commercial | Miscellaneous | New | Miscellaneous | Pool Heater | 0 | 0.046265 | 0.081731 | 0.11746 | 0.15333 | 0.18906 | 0.22445 | 0.25948 | 0.2941 | 0.32828 | 0.36204 | 0.39546 | 0.42849 | 0.4611 | 0.49329 | 0.52501 | 0.55624 | 0.58697 | 0.61723 | 0.64704 | 0.67641 | 0.70537
UT | Commercial | Miscellaneous | New | Miscellaneous | Clothes Washer | 0 | 0.053881 | 0.095187 | 0.13679 | 0.17858 | 0.22018 | 0.26141 | 0.3022 | 0.34252 | 0.38232 | 0.42164 | 0.46057 | 0.49904 | 0.53701 | 0.5745 | 0.61145 | 0.64781 | 0.68361 | 0.71884 | 0.75356 | 0.78777 | 0.8215
UT | Commercial | Miscellaneous | New | Miscellaneous | Clothes Dryer | 0 | 0.69049 | 1.2198 | 1.753 | 2.2885 | 2.8217 | 3.3499 | 3.8727 | 4.3894 | 4.8994 | 5.4033 | 5.9021 | 6.3952 | 6.8818 | 7.3622 | 7.8357 | 8.3017 | 8.7604 | 9.212 | 9.6569 | 10.0952 | 10.5275
UT | Commercial | Miscellaneous | New | Miscellaneous | Electric Vehicle Chargers | 0 | 0 | 0 | 0 | 0 | 0 | 0 | 0 | 0 | 0 | 0 | 0 | 0 | 0 | 0 | 0 | 0 | 0 | 0 | 0 | 0 | 0
UT | Commercial | Miscellaneous | New | Miscellaneous | Other Miscellaneous | 0 | 6.2564 | 11.2306 | 16.3995 | 21.7535 | 27.2537 | 32.8772 | 38.6199 | 44.4775 | 50.4454 | 56.5292 | 62.7423 | 69.0782 | 75.5319 | 82.1055 | 88.7934 | 95.5895 | 102.4953 | 109.5144 | 116.6525 | 123.9116 | 131.2978
UT | Commercial | Miscellaneous | New | Generation | Solar PV | 0 | -0.68261 | -1.5425 | -2.7835 | -4.4764 | -6.6941 | -9.4771 | -12.8923 | -16.9211 | -21.8604 | -27.4783 | -33.4944 | -39.6812 | -46.285 | -53.3627 | -60.8948 | -68.8614 | -77.2539 | -86.0659 | -95.2935 | -104.9304 | -114.9809
WA | Commercial | Large Office | Existing | Cooling | Air-Cooled Chiller | 1.9737 | 1.9163 | 1.8586 | 1.8011 | 1.7442 | 1.6994 | 1.655 | 1.6112 | 1.5682 | 1.5262 | 1.4853 | 1.4457 | 1.4074 | 1.3706 | 1.3353 | 1.3033 | 1.2727 | 1.2441 | 1.2172 | 1.1918 | 1.1679 | 1.1452
WA | Commercial | Large Office | Existing | Cooling | Water-Cooled Chiller | 1.326 | 1.3019 | 1.2782 | 1.255 | 1.2321 | 1.2179 | 1.2037 | 1.1897 | 1.1757 | 1.1619 | 1.1481 | 1.1345 | 1.1209 | 1.1075 | 1.0942 | 1.0823 | 1.0705 | 1.0587 | 1.047 | 1.0352 | 1.0235 | 1.012
WA | Commercial | Large Office | Existing | Cooling | RTU | 5.8222 | 5.7163 | 5.5881 | 5.46 | 5.3325 | 5.2409 | 5.1487 | 5.0562 | 4.9634 | 4.8707 | 4.7783 | 4.6861 | 4.5945 | 4.506 | 4.4224 | 4.3486 | 4.2783 | 4.2114 | 4.1472 | 4.0857 | 4.0264 | 3.9692
WA | Commercial | Large Office | Existing | Cooling | Packaged Terminal AC | 0.30776 | 0.30216 | 0.29667 | 0.29128 | 0.28598 | 0.28267 | 0.27939 | 0.27612 | 0.27289 | 0.26967 | 0.26648 | 0.26331 | 0.26017 | 0.25705 | 0.25396 | 0.2512 | 0.24845 | 0.24572 | 0.243 | 0.2403 | 0.23761 | 0.23494
WA | Commercial | Large Office | Existing | Cooling | Packaged Terminal HP | 0.097611 | 0.095836 | 0.094094 | 0.092383 | 0.090703 | 0.089654 | 0.088612 | 0.087577 | 0.08655 | 0.08553 | 0.084518 | 0.083513 | 0.082516 | 0.081528 | 0.080546 | 0.079672 | 0.078801 | 0.077934 | 0.077072 | 0.076215 | 0.075362 | 0.074515
WA | Commercial | Large Office | Existing | Cooling | Air-Source Heat Pump | 1.8612 | 1.8214 | 1.7769 | 1.7328 | 1.6891 | 1.6572 | 1.6255 | 1.5942 | 1.5632 | 1.5327 | 1.5028 | 1.4735 | 1.4453 | 1.4184 | 1.3928 | 1.37 | 1.348 | 1.327 | 1.3067 | 1.2871 | 1.2682 | 1.2499
WA | Commercial | Large Office | Existing | Cooling | Geothermal Heat Pump | 0.87629 | 0.85316 | 0.82998 | 0.807 | 0.7844 | 0.76748 | 0.75095 | 0.73492 | 0.7195 | 0.70476 | 0.69079 | 0.67764 | 0.6652 | 0.65342 | 0.6422 | 0.63228 | 0.62278 | 0.61366 | 0.60487 | 0.59638 | 0.58816 | 0.58019
WA | Commercial | Large Office | Existing | Space Heating | Electric Furnace | 0.10971 | 0.10772 | 0.10576 | 0.10422 | 0.10195 | 0.099726 | 0.09755 | 0.09577 | 0.093334 | 0.091292 | 0.089294 | 0.087659 | 0.085422 | 0.083548 | 0.081713 | 0.080238 | 0.078211 | 0.076516 | 0.074855 | 0.073499 | 0.071639 | 0.070081
WA | Commercial | Large Office | Existing | Space Heating | Electric Room Heat | 2.0134 | 1.9768 | 1.9408 | 1.9125 | 1.8709 | 1.8301 | 1.7901 | 1.7575 | 1.7128 | 1.6753 | 1.6386 | 1.6086 | 1.5676 | 1.5332 | 1.4995 | 1.4725 | 1.4353 | 1.4042 | 1.3737 | 1.3488 | 1.3147 | 1.2861
WA | Commercial | Large Office | Existing | Space Heating | Packaged Terminal HP | 0.057903 | 0.05685 | 0.055816 | 0.055002 | 0.053805 | 0.052632 | 0.051483 | 0.050544 | 0.049258 | 0.048181 | 0.047126 | 0.046263 | 0.045083 | 0.044093 | 0.043125 | 0.042347 | 0.041277 | 0.040382 | 0.039506 | 0.03879 | 0.037808 | 0.036986
WA | Commercial | Large Office | Existing | Space Heating | Air-Source Heat Pump | 1.2267 | 1.2044 | 1.1814 | 1.1629 | 1.1362 | 1.1101 | 1.0845 | 1.0632 | 1.0347 | 1.0106 | 0.98695 | 0.96736 | 0.94126 | 0.91934 | 0.89802 | 0.88082 | 0.85768 | 0.83829 | 0.8194 | 0.80392 | 0.78302 | 0.7655
WA | Commercial | Large Office | Existing | Space Heating | Geothermal Heat Pump | 0.62423 | 0.6118 | 0.59953 | 0.58961 | 0.57559 | 0.56187 | 0.5485 | 0.53744 | 0.52279 | 0.51047 | 0.4985 | 0.48868 | 0.47562 | 0.46466 | 0.454 | 0.44542 | 0.43382 | 0.42412 | 0.41466 | 0.40692 | 0.39642 | 0.38763
WA | Commercial | Large Office | Existing | Ventilation | Ventilation | 22.2752 | 21.6185 | 20.9607 | 20.3069 | 19.6613 | 19.0011 | 18.3556 | 17.7277 | 17.1198 | 16.5344 | 15.9724 | 15.4346 | 14.9222 | 14.4355 | 13.975 | 13.5409 | 13.1333 | 12.7491 | 12.3859 | 12.0401 | 11.7116 | 11.4007
WA | Commercial | Large Office | Existing | Water Heating | Water Heater | 2.3512 | 2.3007 | 2.2498 | 2.1987 | 2.1395 | 2.0773 | 2.0152 | 1.9534 | 1.8841 | 1.8156 | 1.743 | 1.6715 | 1.6058 | 1.5448 | 1.4876 | 1.4344 | 1.385 | 1.3387 | 1.2952 | 1.246 | 1.1996 | 1.1508
WA | Commercial | Large Office | Existing | Interior Lighting | General Service Lighting | 2.5457 | 2.459 | 2.358 | 2.2477 | 2.0854 | 1.9175 | 1.7827 | 1.6712 | 1.5763 | 1.4897 | 1.4163 | 1.3524 | 1.2993 | 1.2519 | 1.2046 | 1.1609 | 1.1204 | 1.0826 | 1.048 | 1.0103 | 0.97322 | 0.93728
WA | Commercial | Large Office | Existing | Interior Lighting | Exempted Lighting | 0.01986 | 0.018976 | 0.017775 | 0.016388 | 0.014245 | 0.012779 | 0.01169 | 0.010806 | 0.010035 | 0.0093659 | 0.0088057 | 0.0083189 | 0.0079517 | 0.0076422 | 0.0073235 | 0.0070037 | 0.0066947 | 0.0064028 | 0.0061756 | 0.0059765 | 0.0057933 | 0.005619
WA | Commercial | Large Office | Existing | Interior Lighting | High-Bay Lighting | 0.18082 | 0.17707 | 0.17338 | 0.16975 | 0.16603 | 0.16237 | 0.1588 | 0.15531 | 0.1519 | 0.14848 | 0.14515 | 0.14191 | 0.13878 | 0.13575 | 0.13274 | 0.12983 | 0.12702 | 0.12429 | 0.12164 | 0.11907 | 0.11658 | 0.11416
WA | Commercial | Large Office | Existing | Interior Lighting | Linear Lighting | 12.4847 | 12.2482 | 12.0134 | 11.7808 | 11.54 | 11.3018 | 11.0666 | 10.8347 | 10.6066 | 10.3739 | 10.1452 | 9.9208 | 9.7007 | 9.4848 | 9.2674 | 9.0545 | 8.8461 | 8.642 | 8.4423 | 8.2469 | 8.062 | 7.8855
WA | Commercial | Large Office | Existing | Exterior Lighting | General Service Lighting | 0.49557 | 0.47801 | 0.45743 | 0.43486 | 0.39958 | 0.3623 | 0.33246 | 0.30894 | 0.29009 | 0.2725 | 0.25744 | 0.24421 | 0.23362 | 0.22424 | 0.21476 | 0.20607 | 0.19807 | 0.19064 | 0.18386 | 0.17642 | 0.16912 | 0.16205
WA | Commercial | Large Office | Existing | Exterior Lighting | Area Lighting | 0.54009 | 0.53027 | 0.52063 | 0.51116 | 0.50131 | 0.49161 | 0.48206 | 0.47268 | 0.46345 | 0.45398 | 0.44467 | 0.43552 | 0.42659 | 0.41788 | 0.40909 | 0.40055 | 0.39223 | 0.38413 | 0.37623 | 0.36851 | 0.36101 | 0.35371
WA | Commercial | Large Office | Existing | Exterior Lighting | Linear Lighting | 1.3295 | 1.3044 | 1.2794 | 1.2546 | 1.2289 | 1.2036 | 1.1785 | 1.1538 | 1.1295 | 1.1048 | 1.0804 | 1.0565 | 1.0331 | 1.0101 | 0.98693 | 0.96425 | 0.94205 | 0.92032 | 0.89905 | 0.87824 | 0.85856 | 0.83976
WA | Commercial | Large Office | Existing | Refrigeration | Walk-in Refrigerator/Freezer | 0.0026105 | 0.0027616 | 0.0029215 | 0.0030907 | 0.0032697 | 0.003459 | 0.0036593 | 0.0038712 | 0.0040954 | 0.0043325 | 0.0045834 | 0.0048488 | 0.0051296 | 0.0054266 | 0.0057408 | 0.0060733 | 0.0064249 | 0.006797 | 0.0071906 | 0.0076069 | 0.0080474 | 0.0085134
WA | Commercial | Large Office | Existing | Refrigeration | Reach-in Refrigerator/Freezer | 0.080857 | 0.081392 | 0.081931 | 0.082473 | 0.083019 | 0.083569 | 0.084122 | 0.084679 | 0.08524 | 0.085804 | 0.086372 | 0.086944 | 0.087519 | 0.088098 | 0.088682 | 0.089269 | 0.08986 | 0.090454 | 0.091053 | 0.091656 | 0.092263 | 0.092873
WA | Commercial | Large Office | Existing | Refrigeration | Glass Door Display | 0.3649 | 0.35959 | 0.35435 | 0.34919 | 0.34411 | 0.3391 | 0.33417 | 0.3293 | 0.32451 | 0.31979 | 0.31513 | 0.31054 | 0.30602 | 0.30157 | 0.29718 | 0.29285 | 0.28859 | 0.28439 | 0.28025 | 0.27617 | 0.27215 | 0.26819
WA | Commercial | Large Office | Existing | Refrigeration | Open Display Case | 0.83643 | 0.82426 | 0.81226 | 0.80044 | 0.78879 | 0.7773 | 0.76599 | 0.75484 | 0.74385 | 0.73302 | 0.72235 | 0.71184 | 0.70148 | 0.69127 | 0.68121 | 0.67129 | 0.66152 | 0.65189 | 0.6424 | 0.63305 | 0.62383 | 0.61475
WA | Commercial | Large Office | Existing | Refrigeration | Icemaker | 0.39496 | 0.39017 | 0.38543 | 0.38076 | 0.37614 | 0.37157 | 0.36706 | 0.36261 | 0.35821 | 0.35387 | 0.34957 | 0.34533 | 0.34114 | 0.337 | 0.33291 | 0.32887 | 0.32488 | 0.32094 | 0.31705 | 0.3132 | 0.3094 | 0.30565
WA | Commercial | Large Office | Existing | Refrigeration | Vending Machine | 0.082388 | 0.081681 | 0.08098 | 0.080285 | 0.079596 | 0.078914 | 0.078236 | 0.077565 | 0.0769 | 0.07624 | 0.075586 | 0.074937 | 0.074294 | 0.073657 | 0.073025 | 0.072399 | 0.071777 | 0.071162 | 0.070551 | 0.069946 | 0.069346 | 0.068751
WA | Commercial | Large Office | Existing | Food Preparation | Oven | 0.18318 | 0.17985 | 0.17658 | 0.17337 | 0.17022 | 0.16712 | 0.16409 | 0.1611 | 0.15817 | 0.1553 | 0.15247 | 0.1497 | 0.14698 | 0.14431 | 0.14168 | 0.13911 | 0.13658 | 0.13409 | 0.13166 | 0.12926 | 0.12691 | 0.12461
WA | Commercial | Large Office | Existing | Food Preparation | Fryer | 0.15503 | 0.15221 | 0.14945 | 0.14673 | 0.14406 | 0.14144 | 0.13887 | 0.13634 | 0.13387 | 0.13143 | 0.12904 | 0.1267 | 0.12439 | 0.12213 | 0.11991 | 0.11773 | 0.11559 | 0.11349 | 0.11142 | 0.1094 | 0.10741 | 0.10546
WA | Commercial | Large Office | Existing | Food Preparation | Dishwasher | 0.089316 | 0.087692 | 0.086097 | 0.084532 | 0.082995 | 0.081486 | 0.080004 | 0.07855 | 0.077122 | 0.075719 | 0.074343 | 0.072991 | 0.071664 | 0.070361 | 0.069082 | 0.067826 | 0.066592 | 0.065382 | 0.064193 | 0.063026 | 0.06188 | 0.060755
WA | Commercial | Large Office | Existing | Food Preparation | Hot Food Container | 0.008142 | 0.0079939 | 0.0078486 | 0.0077059 | 0.0075658 | 0.0074282 | 0.0072932 | 0.0071606 | 0.0070304 | 0.0069025 | 0.006777 | 0.0066538 | 0.0065328 | 0.0064141 | 0.0062974 | 0.0061829 | 0.0060705 | 0.0059602 | 0.0058518 | 0.0057454 | 0.0056409 | 0.0055384
WA | Commercial | Large Office | Existing | Food Preparation | Steamer | 0.099546 | 0.097736 | 0.095959 | 0.094214 | 0.092501 | 0.090819 | 0.089168 | 0.087547 | 0.085955 | 0.084392 | 0.082858 | 0.081351 | 0.079872 | 0.07842 | 0.076994 | 0.075594 | 0.07422 | 0.07287 | 0.071545 | 0.070245 | 0.068967 | 0.067713
WA | Commercial | Large Office | Existing | Food Preparation | Griddle | 0.10759 | 0.10563 | 0.10371 | 0.10182 | 0.099972 | 0.098154 | 0.096369 | 0.094617 | 0.092897 | 0.091208 | 0.08955 | 0.087921 | 0.086323 | 0.084753 | 0.083212 | 0.081699 | 0.080214 | 0.078756 | 0.077324 | 0.075918 | 0.074537 | 0.073182
WA | Commercial | Large Office | Existing | Office Equipment | Desktop Computer | 8.1395 | 7.8122 | 7.4981 | 7.1966 | 6.9072 | 6.6294 | 6.3628 | 6.107 | 5.8614 | 5.6257 | 5.3995 | 5.1824 | 4.974 | 4.7739 | 4.582 | 4.3977 | 4.2209 | 4.0512 | 3.8882 | 3.7319 | 3.5818 | 3.4378
WA | Commercial | Large Office | Existing | Office Equipment | Laptop | 2.0422 | 2.0505 | 2.0588 | 2.0671 | 2.0755 | 2.0839 | 2.0924 | 2.1008 | 2.1093 | 2.1179 | 2.1265 | 2.1351 | 2.1437 | 2.1524 | 2.1611 | 2.1699 | 2.1787 | 2.1875 | 2.1964 | 2.2052 | 2.2142 | 2.2231
WA | Commercial | Large Office | Existing | Office Equipment | Server | 6.032 | 6.0536 | 6.0754 | 6.0972 | 6.1191 | 6.1411 | 6.1632 | 6.1853 | 6.2075 | 6.2298 | 6.2522 | 6.2747 | 6.2972 | 6.3198 | 6.3425 | 6.3653 | 6.3882 | 6.4111 | 6.4342 | 6.4573 | 6.4805 | 6.5037
WA | Commercial | Large Office | Existing | Office Equipment | Monitor | 1.6944 | 1.6714 | 1.6488 | 1.6264 | 1.6043 | 1.5826 | 1.5611 | 1.5399 | 1.519 | 1.4984 | 1.4781 | 1.458 | 1.4382 | 1.4187 | 1.3995 | 1.3805 | 1.3618 | 1.3433 | 1.3251 | 1.3071 | 1.2894 | 1.2719
WA | Commercial | Large Office | Existing | Office Equipment | Printer/Copier/Fax | 0.31777 | 0.31701 | 0.31626 | 0.31551 | 0.31476 | 0.31402 | 0.31327 | 0.31253 | 0.31179 | 0.31105 | 0.31031 | 0.30958 | 0.30884 | 0.30811 | 0.30738 | 0.30665 | 0.30593 | 0.3052 | 0.30448 | 0.30376 | 0.30304 | 0.30232
WA | Commercial | Large Office | Existing | Office Equipment | POS Terminal | 0.011088 | 0.010912 | 0.01074 | 0.01057 | 0.010403 | 0.010239 | 0.010077 | 0.0099177 | 0.009761 | 0.0096067 | 0.0094549 | 0.0093055 | 0.0091584 | 0.0090137 | 0.0088713 | 0.0087311 | 0.0085931 | 0.0084573 | 0.0083236 | 0.0081921 | 0.0080626 | 0.0079352
WA | Commercial | Large Office | Existing | Miscellaneous | Non-HVAC Motors | 1.5174 | 1.4898 | 1.4628 | 1.4362 | 1.41 | 1.3844 | 1.3592 | 1.3345 | 1.3103 | 1.2864 | 1.263 | 1.2401 | 1.2175 | 1.1954 | 1.1737 | 1.1523 | 1.1314 | 1.1108 | 1.0906 | 1.0708 | 1.0513 | 1.0322
WA | Commercial | Large Office | Existing | Miscellaneous | Pool Pump | 0 | 0 | 0 | 0 | 0 | 0 | 0 | 0 | 0 | 0 | 0 | 0 | 0 | 0 | 0 | 0 | 0 | 0 | 0 | 0 | 0 | 0
WA | Commercial | Large Office | Existing | Miscellaneous | Pool Heater | 0 | 0 | 0 | 0 | 0 | 0 | 0 | 0 | 0 | 0 | 0 | 0 | 0 | 0 | 0 | 0 | 0 | 0 | 0 | 0 | 0 | 0
WA | Commercial | Large Office | Existing | Miscellaneous | Clothes Washer | 0 | 0 | 0 | 0 | 0 | 0 | 0 | 0 | 0 | 0 | 0 | 0 | 0 | 0 | 0 | 0 | 0 | 0 | 0 | 0 | 0 | 0
WA | Commercial | Large Office | Existing | Miscellaneous | Clothes Dryer | 0 | 0 | 0 | 0 | 0 | 0 | 0 | 0 | 0 | 0 | 0 | 0 | 0 | 0 | 0 | 0 | 0 | 0 | 0 | 0 | 0 | 0
WA | Commercial | Large Office | Existing | Miscellaneous | Electric Vehicle Chargers | 0.0022286 | 0.0028615 | 0.0035897 | 0.0044502 | 0.0055048 | 0.0069195 | 0.0088027 | 0.011304 | 0.014543 | 0.018618 | 0.023452 | 0.029086 | 0.035573 | 0.042938 | 0.051127 | 0.059567 | 0.068334 | 0.07719 | 0.086051 | 0.095009 | 0.10477 | 0.1154
WA | Commercial | Large Office | Existing | Miscellaneous | Other Miscellaneous | 6.5034 | 6.6282 | 6.7553 | 6.8849 | 7.017 | 7.1516 | 7.2888 | 7.4287 | 7.5712 | 7.7165 | 7.8645 | 8.0154 | 8.1692 | 8.3259 | 8.4856 | 8.6484 | 8.8144 | 8.9835 | 9.1558 | 9.3315 | 9.5105 | 9.693
WA | Commercial | Large Office | Existing | Generation | Solar PV | -0.38535 | -0.3912 | -0.4656 | -0.54023 | -0.63228 | -0.72727 | -0.83374 | -0.94272 | -1.0599 | -1.1931 | -1.3465 | -1.4897 | -1.6262 | -1.7451 | -1.8558 | -1.9562 | -2.0476 | -2.125 | -2.1914 | -2.2522 | -2.3111 | -2.3771
WA | Commercial | Large Office | New | Cooling | Air-Cooled Chiller | 0 | 0.035472 | 0.070636 | 0.10768 | 0.14339 | 0.1794 | 0.21508 | 0.25005 | 0.28377 | 0.31755 | 0.35258 | 0.38833 | 0.42352 | 0.4589 | 0.49408 | 0.52888 | 0.56306 | 0.59614 | 0.62838 | 0.66024 | 0.69209 | 0.72501
WA | Commercial | Large Office | New | Cooling | Water-Cooled Chiller | 0 | 0.030139 | 0.060017 | 0.091491 | 0.12183 | 0.15243 | 0.18275 | 0.21246 | 0.24111 | 0.26981 | 0.29957 | 0.32995 | 0.35986 | 0.38991 | 0.41981 | 0.44937 | 0.47842 | 0.50652 | 0.53392 | 0.56097 | 0.58802 | 0.61598
WA | Commercial | Large Office | New | Cooling | RTU | 0 | 0.10463 | 0.19504 | 0.29028 | 0.38209 | 0.47478 | 0.5666 | 0.65661 | 0.74338 | 0.83033 | 0.92048 | 1.0125 | 1.1031 | 1.1925 | 1.2817 | 1.3699 | 1.4568 | 1.5409 | 1.6229 | 1.704 | 1.7853 | 1.8693
WA | Commercial | Large Office | New | Cooling | Packaged Terminal AC | 0 | 0.0074903 | 0.014916 | 0.022738 | 0.030278 | 0.037883 | 0.045416 | 0.052801 | 0.05992 | 0.067054 | 0.074451 | 0.082 | 0.089432 | 0.096902 | 0.10433 | 0.11168 | 0.1189 | 0.12588 | 0.13269 | 0.13942 | 0.14614 | 0.15309
WA | Commercial | Large Office | New | Cooling | Packaged Terminal HP | 0 | 0.0023757 | 0.0047307 | 0.0072116 | 0.0096031 | 0.012015 | 0.014405 | 0.016747 | 0.019005 | 0.021267 | 0.023613 | 0.026007 | 0.028365 | 0.030734 | 0.03309 | 0.035421 | 0.03771 | 0.039926 | 0.042085 | 0.044218 | 0.046352 | 0.048556
WA | Commercial | Large Office | New | Cooling | Air-Source Heat Pump | 0 | 0.031384 | 0.059627 | 0.089379 | 0.11806 | 0.14701 | 0.17568 | 0.20379 | 0.23089 | 0.25804 | 0.28619 | 0.31493 | 0.34294 | 0.37112 | 0.39916 | 0.42691 | 0.45419 | 0.48059 | 0.50634 | 0.53179 | 0.55724 | 0.58357
WA | Commercial | Large Office | New | Cooling | Geothermal Heat Pump | 0 | 0.015276 | 0.03042 | 0.046372 | 0.06175 | 0.077261 | 0.092625 | 0.10769 | 0.12221 | 0.13675 | 0.15184 | 0.16723 | 0.18239 | 0.19763 | 0.21278 | 0.22776 | 0.24249 | 0.25673 | 0.27062 | 0.28433 | 0.29805 | 0.31223
WA | Commercial | Large Office | New | Space Heating | Electric Furnace | 0 | 0.0026702 | 0.0053173 | 0.0081355 | 0.010794 | 0.013365 | 0.015857 | 0.018313 | 0.020494 | 0.0227 | 0.024947 | 0.027299 | 0.029364 | 0.031496 | 0.033569 | 0.035673 | 0.037428 | 0.039199 | 0.040874 | 0.042643 | 0.044061 | 0.045667
WA | Commercial | Large Office | New | Space Heating | Electric Room Heat | 0 | 0.049001 | 0.097578 | 0.1493 | 0.19808 | 0.24526 | 0.291 | 0.33607 | 0.37609 | 0.41657 | 0.45781 | 0.50096 | 0.53886 | 0.57798 | 0.61604 | 0.65463 | 0.68685 | 0.71935 | 0.75009 | 0.78254 | 0.80858 | 0.83805
WA | Commercial | Large Office | New | Space Heating | Packaged Terminal HP | 0 | 0.0014092 | 0.0028063 | 0.0042936 | 0.0056965 | 0.0070536 | 0.008369 | 0.0096651 | 0.010816 | 0.01198 | 0.013166 | 0.014407 | 0.015497 | 0.016622 | 0.017717 | 0.018827 | 0.019753 | 0.020688 | 0.021572 | 0.022505 | 0.023254 | 0.024101
WA | Commercial | Large Office | New | Space Heating | Air-Source Heat Pump | 0 | 0.029856 | 0.058583 | 0.089171 | 0.11802 | 0.14592 | 0.17296 | 0.19962 | 0.22328 | 0.24721 | 0.2716 | 0.29711 | 0.31944 | 0.34251 | 0.36495 | 0.38771 | 0.40671 | 0.42588 | 0.44401 | 0.46316 | 0.47852 | 0.49592
WA | Commercial | Large Office | New | Space Heating | Geothermal Heat Pump | 0 | 0.014718 | 0.029308 | 0.044841 | 0.059493 | 0.073666 | 0.087404 | 0.10094 | 0.11296 | 0.12512 | 0.13751 | 0.15046 | 0.16185 | 0.1736 | 0.18503 | 0.19662 | 0.2063 | 0.21606 | 0.22529 | 0.23504 | 0.24286 | 0.25171
WA | Commercial | Large Office | New | Ventilation | Ventilation | 0 | 0.39599 | 0.78854 | 1.2023 | 1.601 | 1.9672 | 2.325 | 2.6709 | 2.9995 | 3.3249 | 3.6588 | 3.9957 | 4.323 | 4.648 | 4.967 | 5.272 | 5.5667 | 5.8445 | 6.1084 | 6.3617 | 6.6098 | 6.8646
WA | Commercial | Large Office | New | Water Heating | Water Heater | 0 | 0.057225 | 0.11395 | 0.17371 | 0.23132 | 0.26739 | 0.30264 | 0.33672 | 0.36908 | 0.40109 | 0.43394 | 0.46708 | 0.49634 | 0.5229 | 0.54659 | 0.56705 | 0.58785 | 0.60836 | 0.62869 | 0.64318 | 0.65895 | 0.6764
WA | Commercial | Large Office | New | Interior Lighting | General Service Lighting | 0 | 0.047256 | 0.094103 | 0.14345 | 0.18189 | 0.21937 | 0.25432 | 0.28695 | 0.31697 | 0.34278 | 0.36966 | 0.39675 | 0.42372 | 0.45043 | 0.47346 | 0.49504 | 0.5155 | 0.5345 | 0.55267 | 0.56761 | 0.58274 | 0.59867
WA | Commercial | Large Office | New | Interior Lighting | Exempted Lighting | 0 | 0.00032779 | 0.00065274 | 0.00099506 | 0.0012392 | 0.0014773 | 0.0016881 | 0.0018768 | 0.0020434 | 0.0021822 | 0.0023311 | 0.0024833 | 0.0026416 | 0.0028008 | 0.002933 | 0.0030436 | 0.0031502 | 0.0032494 | 0.0033546 | 0.0034582 | 0.0035604 | 0.0036667
WA | Commercial | Large Office | New | Interior Lighting | High-Bay Lighting | 0 | 0.0029093 | 0.0057934 | 0.0088316 | 0.01157 | 0.014239 | 0.016848 | 0.019369 | 0.021764 | 0.024036 | 0.026366 | 0.028718 | 0.030974 | 0.033189 | 0.035242 | 0.037191 | 0.039061 | 0.040825 | 0.042502 | 0.044124 | 0.045727 | 0.047378
WA | Commercial | Large Office | New | Interior Lighting | Linear Lighting | 0 | 0.29207 | 0.5816 | 0.88661 | 1.1722 | 1.4507 | 1.7229 | 1.9859 | 2.2357 | 2.4782 | 2.727 | 2.9781 | 3.2219 | 3.464 | 3.6985 | 3.9225 | 4.139 | 4.3446 | 4.5413 | 4.7326 | 4.9177 | 5.1049
WA | Commercial | Large Office | New | Exterior Lighting | General Service Lighting | 0 | 0.0089528 | 0.017828 | 0.027177 | 0.033805 | 0.040061 | 0.045992 | 0.051777 | 0.057304 | 0.06173 | 0.066251 | 0.070754 | 0.075353 | 0.079903 | 0.083606 | 0.087054 | 0.090308 | 0.093305 | 0.096163 | 0.098351 | 0.10059 | 0.10298
WA | Commercial | Large Office | New | Exterior Lighting | Area Lighting | 0 | 0.013145 | 0.026175 | 0.039903 | 0.052759 | 0.065294 | 0.077543 | 0.089383 | 0.10063 | 0.11155 | 0.12276 | 0.13407 | 0.145 | 0.1558 | 0.16616 | 0.17603 | 0.18555 | 0.19456 | 0.20316 | 0.2115 | 0.21973 | 0.22819
WA | Commercial | Large Office | New | Exterior Lighting | Linear Lighting | 0 | 0.031103 | 0.061937 | 0.094418 | 0.12484 | 0.15449 | 0.18348 | 0.21149 | 0.23809 | 0.26392 | 0.29041 | 0.31715 | 0.34311 | 0.3689 | 0.39386 | 0.41773 | 0.44078 | 0.46267 | 0.48362 | 0.50399 | 0.52371 | 0.54364
WA | Commercial | Large Office | New | Refrigeration | Walk-in Refrigerator/Freezer | 0 | 6.8458e-05 | 0.00014689 | 0.00024127 | 0.00034617 | 0.00046357 | 0.00059485 | 0.00074026 | 0.00089927 | 0.0010773 | 0.0012805 | 0.00151 | 0.0017633 | 0.0020457 | 0.0023585 | 0.0027001 | 0.0030747 | 0.0034821 | 0.0039264 | 0.0044134 | 0.0049496 | 0.0055476
WA | Commercial | Large Office | New | Refrigeration | Reach-in Refrigerator/Freezer | 0 | 0.0020176 | 0.0041192 | 0.0064381 | 0.0087896 | 0.0112 | 0.013675 | 0.016193 | 0.018717 | 0.021335 | 0.024131 | 0.027076 | 0.030084 | 0.033211 | 0.036432 | 0.039687 | 0.043002 | 0.04634 | 0.049719 | 0.053177 | 0.056746 | 0.06052
WA | Commercial | Large Office | New | Refrigeration | Glass Door Display | 0 | 0.0089031 | 0.017773 | 0.027162 | 0.03626 | 0.045176 | 0.053935 | 0.062448 | 0.070582 | 0.078669 | 0.087003 | 0.095453 | 0.10371 | 0.11194 | 0.12007 | 0.1279 | 0.1355 | 0.14278 | 0.14979 | 0.15665 | 0.16345 | 0.17045
WA | Commercial | Large Office | New | Refrigeration | Open Display Case | 0 | 0.020408 | 0.040741 | 0.062262 | 0.083116 | 0.10356 | 0.12363 | 0.14315 | 0.16179 | 0.18033 | 0.19943 | 0.2188 | 0.23772 | 0.2566 | 0.27524 | 0.29317 | 0.31061 | 0.32728 | 0.34336 | 0.35908 | 0.37468 | 0.39072
WA | Commercial | Large Office | New | Refrigeration | Icemaker | 0 | 0.0096531 | 0.019303 | 0.029551 | 0.039516 | 0.049318 | 0.05898 | 0.068406 | 0.077448 | 0.08647 | 0.095793 | 0.10528 | 0.11457 | 0.12388 | 0.13311 | 0.14203 | 0.15073 | 0.15909 | 0.16719 | 0.17515 | 0.18307 | 0.19124
WA | Commercial | Large Office | New | Refrigeration | Vending Machine | 0 | 0.0020136 | 0.0040267 | 0.0061642 | 0.0082429 | 0.010288 | 0.012303 | 0.014269 | 0.016155 | 0.018037 | 0.019982 | 0.02196 | 0.0239 | 0.025842 | 0.027767 | 0.029627 | 0.031442 | 0.033187 | 0.034876 | 0.036536 | 0.038188 | 0.039891
WA | Commercial | Large Office | New | Food Preparation | Oven | 0 | 0.0044891 | 0.0090011 | 0.013816 | 0.018525 | 0.023183 | 0.027799 | 0.032329 | 0.0367 | 0.041086 | 0.045638 | 0.050291 | 0.054879 | 0.059499 | 0.064102 | 0.06858 | 0.072978 | 0.077235 | 0.081384 | 0.085487 | 0.089592 | 0.09384
WA | Commercial | Large Office | New | Food Preparation | Fryer | 0 | 0.0037732 | 0.0075136 | 0.011454 | 0.015252 | 0.018956 | 0.022574 | 0.026072 | 0.029394 | 0.032681 | 0.036053 | 0.039455 | 0.04276 | 0.046041 | 0.049262 | 0.052341 | 0.055315 | 0.05814 | 0.060843 | 0.063471 | 0.066062 | 0.068719
WA | Commercial | Large Office | New | Food Preparation | Dishwasher | 0 | 0.0021958 | 0.004417 | 0.0068017 | 0.0091491 | 0.011486 | 0.013818 | 0.01612 | 0.018359 | 0.020619 | 0.022977 | 0.0254 | 0.027807 | 0.030244 | 0.032689 | 0.035085 | 0.037455 | 0.039766 | 0.042037 | 0.044298 | 0.046575 | 0.04894
WA | Commercial | Large Office | New | Food Preparation | Hot Food Container | 0 | 0.00020017 | 0.00040265 | 0.00062004 | 0.00083403 | 0.0010471 | 0.0012596 | 0.0014695 | 0.0016736 | 0.0018796 | 0.0020946 | 0.0023155 | 0.0025349 | 0.0027571 | 0.0029799 | 0.0031983 | 0.0034143 | 0.0036251 | 0.0038321 | 0.0040382 | 0.0042457 | 0.0044613
WA | Commercial | Large Office | New | Food Preparation | Steamer | 0 | 0.0024473 | 0.0049229 | 0.0075807 | 0.010197 | 0.012802 | 0.0154 | 0.017967 | 0.020462 | 0.02298 | 0.025609 | 0.02831 | 0.030992 | 0.033709 | 0.036433 | 0.039103 | 0.041745 | 0.044321 | 0.046852 | 0.049372 | 0.051909 | 0.054545
WA | Commercial | Large Office | New | Food Preparation | Griddle | 0 | 0.0026184 | 0.0052141 | 0.0079485 | 0.010584 | 0.013154 | 0.015666 | 0.018093 | 0.020398 | 0.022679 | 0.025019 | 0.02738 | 0.029673 | 0.03195 | 0.034186 | 0.036322 | 0.038386 | 0.040346 | 0.042222 | 0.044046 | 0.045844 | 0.047688
WA | Commercial | Large Office | New | Office Equipment | Desktop Computer | 0 | 0.19366 | 0.37698 | 0.56178 | 0.73129 | 0.88846 | 1.0343 | 1.1678 | 1.2871 | 1.3988 | 1.5085 | 1.6139 | 1.7098 | 1.7997 | 1.8824 | 1.9552 | 2.0199 | 2.0754 | 2.1232 | 2.1652 | 2.203 | 2.2402
WA | Commercial | Large Office | New | Office Equipment | Laptop | 0 | 0.050829 | 0.10351 | 0.16137 | 0.21974 | 0.27928 | 0.34013 | 0.40173 | 0.46317 | 0.52662 | 0.59411 | 0.6649 | 0.7369 | 0.81141 | 0.88784 | 0.96469 | 1.0426 | 1.1206 | 1.1993 | 1.2794 | 1.3618 | 1.4487
WA | Commercial | Large Office | New | Office Equipment | Server | 0 | 0.14917 | 0.30183 | 0.46753 | 0.63259 | 0.79885 | 0.96668 | 1.1344 | 1.2996 | 1.4682 | 1.6457 | 1.8301 | 2.0153 | 2.2048 | 2.3971 | 2.5879 | 2.779 | 2.968 | 3.156 | 3.3453 | 3.538 | 3.7396
WA | Commercial | Large Office | New | Office Equipment | Monitor | 0 | 0.041433 | 0.082894 | 0.12696 | 0.16986 | 0.21209 | 0.25377 | 0.29447 | 0.33355 | 0.37258 | 0.41296 | 0.45405 | 0.49439 | 0.53483 | 0.57494 | 0.61375 | 0.65168 | 0.68817 | 0.72355 | 0.75835 | 0.79302 | 0.8288
WA | Commercial | Large Office | New | Office Equipment | Printer/Copier/Fax | 0 | 0.0078025 | 0.015676 | 0.024109 | 0.032389 | 0.040611 | 0.048793 | 0.056855 | 0.064669 | 0.072539 | 0.080734 | 0.089139 | 0.097463 | 0.10587 | 0.11429 | 0.12251 | 0.13062 | 0.13851 | 0.14624 | 0.15392 | 0.16162 | 0.16962
WA | Commercial | Large Office | New | Office Equipment | POS Terminal | 0 | 0.00026985 | 0.00053737 | 0.00081917 | 0.0010908 | 0.0013557 | 0.0016145 | 0.0018647 | 0.0021023 | 0.0023373 | 0.0025784 | 0.0028218 | 0.0030581 | 0.0032928 | 0.0035231 | 0.0037434 | 0.0039561 | 0.0041581 | 0.0043514 | 0.0045393 | 0.0047247 | 0.0049147
WA | Commercial | Large Office | New | Miscellaneous | Non-HVAC Motors | 0 | 0.036931 | 0.073542 | 0.11211 | 0.14929 | 0.18554 | 0.22095 | 0.25519 | 0.28771 | 0.31988 | 0.35288 | 0.38618 | 0.41853 | 0.45064 | 0.48217 | 0.51231 | 0.54142 | 0.56906 | 0.59552 | 0.62124 | 0.64661 | 0.67261
WA | Commercial | Large Office | New | Miscellaneous | Pool Pump | 0 | 0 | 0 | 0 | 0 | 0 | 0 | 0 | 0 | 0 | 0 | 0 | 0 | 0 | 0 | 0 | 0 | 0 | 0 | 0 | 0 | 0
WA | Commercial | Large Office | New | Miscellaneous | Pool Heater | 0 | 0 | 0 | 0 | 0 | 0 | 0 | 0 | 0 | 0 | 0 | 0 | 0 | 0 | 0 | 0 | 0 | 0 | 0 | 0 | 0 | 0
WA | Commercial | Large Office | New | Miscellaneous | Clothes Washer | 0 | 0 | 0 | 0 | 0 | 0 | 0 | 0 | 0 | 0 | 0 | 0 | 0 | 0 | 0 | 0 | 0 | 0 | 0 | 0 | 0 | 0
WA | Commercial | Large Office | New | Miscellaneous | Clothes Dryer | 0 | 0 | 0 | 0 | 0 | 0 | 0 | 0 | 0 | 0 | 0 | 0 | 0 | 0 | 0 | 0 | 0 | 0 | 0 | 0 | 0 | 0
WA | Commercial | Large Office | New | Miscellaneous | Electric Vehicle Chargers | 0 | 7.6492e-05 | 0.00019064 | 0.00036127 | 0.00059902 | 0.00094461 | 0.0014482 | 0.0021781 | 0.0032085 | 0.0046432 | 0.0065645 | 0.0090687 | 0.012238 | 0.016195 | 0.021012 | 0.026489 | 0.032707 | 0.039549 | 0.046992 | 0.055126 | 0.064439 | 0.075203
WA | Commercial | Large Office | New | Miscellaneous | Other Miscellaneous | 0 | 0.16335 | 0.3357 | 0.52815 | 0.72582 | 0.93096 | 1.1442 | 1.3638 | 1.5869 | 1.8208 | 2.073 | 2.3413 | 2.6187 | 2.91 | 3.2133 | 3.5235 | 3.843 | 4.1687 | 4.5022 | 4.8471 | 5.2067 | 5.5896
WA | Commercial | Large Office | New | Generation | Solar PV | 0 | -0.0096973 | -0.023409 | -0.042171 | -0.066942 | -0.097467 | -0.13553 | -0.18027 | -0.23274 | -0.29668 | -0.37619 | -0.46392 | -0.55902 | -0.65787 | -0.76239 | -0.86969 | -0.97986 | -1.0886 | -1.1966 | -1.3067 | -1.4214 | -1.549
WA | Commercial | Small Office | Existing | Cooling | Air-Cooled Chiller | 0 | 0 | 0 | 0 | 0 | 0 | 0 | 0 | 0 | 0 | 0 | 0 | 0 | 0 | 0 | 0 | 0 | 0 | 0 | 0 | 0 | 0
WA | Commercial | Small Office | Existing | Cooling | Water-Cooled Chiller | 0 | 0 | 0 | 0 | 0 | 0 | 0 | 0 | 0 | 0 | 0 | 0 | 0 | 0 | 0 | 0 | 0 | 0 | 0 | 0 | 0 | 0
WA | Commercial | Small Office | Existing | Cooling | RTU | 18.4347 | 18.0995 | 17.6935 | 17.288 | 16.8843 | 16.5943 | 16.3024 | 16.0092 | 15.7156 | 15.4221 | 15.1293 | 14.8376 | 14.5474 | 14.2672 | 14.0026 | 13.7688 | 13.5465 | 13.3344 | 13.1313 | 12.9365 | 12.7488 | 12.5677
WA | Commercial | Small Office | Existing | Cooling | Packaged Terminal AC | 0.65021 | 0.63839 | 0.62678 | 0.61538 | 0.60419 | 0.59721 | 0.59026 | 0.58337 | 0.57653 | 0.56974 | 0.56299 | 0.5563 | 0.54966 | 0.54307 | 0.53654 | 0.53071 | 0.52491 | 0.51914 | 0.5134 | 0.50769 | 0.50201 | 0.49636
WA | Commercial | Small Office | Existing | Cooling | Packaged Terminal HP | 0.20621 | 0.20246 | 0.19878 | 0.19517 | 0.19162 | 0.1894 | 0.1872 | 0.18502 | 0.18285 | 0.18069 | 0.17855 | 0.17643 | 0.17432 | 0.17224 | 0.17016 | 0.16831 | 0.16648 | 0.16464 | 0.16282 | 0.16101 | 0.15921 | 0.15742
WA | Commercial | Small Office | Existing | Cooling | Air-Source Heat Pump | 3.932 | 3.848 | 3.754 | 3.6607 | 3.5685 | 3.5011 | 3.4341 | 3.3678 | 3.3023 | 3.2379 | 3.1748 | 3.1129 | 3.0533 | 2.9966 | 2.9424 | 2.8942 | 2.8479 | 2.8034 | 2.7606 | 2.7192 | 2.6793 | 2.6405
WA | Commercial | Small Office | Existing | Cooling | Geothermal Heat Pump | 1.8512 | 1.8023 | 1.7533 | 1.7048 | 1.657 | 1.6213 | 1.5864 | 1.5525 | 1.5199 | 1.4888 | 1.4593 | 1.4315 | 1.4052 | 1.3803 | 1.3567 | 1.3357 | 1.3156 | 1.2964 | 1.2778 | 1.2599 | 1.2425 | 1.2256
WA | Commercial | Small Office | Existing | Space Heating | Electric Furnace | 0.69006 | 0.67751 | 0.66519 | 0.6555 | 0.64123 | 0.62724 | 0.61356 | 0.60236 | 0.58704 | 0.5742 | 0.56163 | 0.55135 | 0.53728 | 0.52549 | 0.51395 | 0.50467 | 0.49192 | 0.48126 | 0.47082 | 0.46228 | 0.45058 | 0.44079
WA | Commercial | Small Office | Existing | Space Heating | Electric Room Heat | 12.6634 | 12.4332 | 12.2071 | 12.0291 | 11.7672 | 11.5106 | 11.2595 | 11.054 | 10.7728 | 10.5372 | 10.3065 | 10.1178 | 9.8597 | 9.6433 | 9.4315 | 9.2613 | 9.0274 | 8.8316 | 8.64 | 8.4835 | 8.2688 | 8.0889
WA | Commercial | Small Office | Existing | Space Heating | Packaged Terminal HP | 0.20813 | 0.20434 | 0.20063 | 0.1977 | 0.1934 | 0.18918 | 0.18505 | 0.18168 | 0.17705 | 0.17318 | 0.16939 | 0.16629 | 0.16205 | 0.15849 | 0.15501 | 0.15221 | 0.14837 | 0.14515 | 0.142 | 0.13943 | 0.1359 | 0.13294
WA | Commercial | Small Office | Existing | Space Heating | Air-Source Heat Pump | 4.4094 | 4.3292 | 4.2463 | 4.1799 | 4.0841 | 3.9901 | 3.898 | 3.8217 | 3.7191 | 3.6324 | 3.5475 | 3.4771 | 3.3833 | 3.3045 | 3.2279 | 3.166 | 3.0828 | 3.0132 | 2.9452 | 2.8896 | 2.8145 | 2.7515
WA | Commercial | Small Office | Existing | Space Heating | Geothermal Heat Pump | 2.0818 | 2.0404 | 1.9995 | 1.9664 | 1.9196 | 1.8739 | 1.8293 | 1.7924 | 1.7435 | 1.7024 | 1.6625 | 1.6298 | 1.5862 | 1.5497 | 1.5141 | 1.4855 | 1.4468 | 1.4145 | 1.3829 | 1.3571 | 1.3221 | 1.2928
WA | Commercial | Small Office | Existing | Ventilation | Ventilation | 39.6596 | 38.4693 | 37.2758 | 36.0892 | 34.9173 | 33.7354 | 32.5809 | 31.4587 | 30.373 | 29.3286 | 28.3269 | 27.3697 | 26.4586 | 25.5948 | 24.7791 | 24.0115 | 23.2922 | 22.6147 | 21.9752 | 21.3665 | 20.7891 | 20.2423
WA | Commercial | Small Office | Existing | Water Heating | Water Heater | 8.5866 | 8.3579 | 8.1171 | 7.8732 | 7.629 | 7.3868 | 7.1286 | 6.8636 | 6.6048 | 6.3533 | 6.1099 | 5.8753 | 5.6615 | 5.4532 | 5.2609 | 5.0676 | 4.8864 | 4.7176 | 4.5608 | 4.4048 | 4.2588 | 4.1046
WA | Commercial | Small Office | Existing | Interior Lighting | General Service Lighting | 4.9014 | 4.7344 | 4.5401 | 4.3278 | 4.0151 | 3.6919 | 3.4324 | 3.2178 | 3.035 | 2.8682 | 2.7269 | 2.6039 | 2.5017 | 2.4104 | 2.3193 | 2.2352 | 2.1572 | 2.0845 | 2.0177 | 1.9452 | 1.8738 | 1.8046
WA | Commercial | Small Office | Existing | Interior Lighting | Exempted Lighting | 0.038237 | 0.036535 | 0.034223 | 0.031552 | 0.027428 | 0.024605 | 0.022507 | 0.020807 | 0.01932 | 0.018033 | 0.016954 | 0.016017 | 0.01531 | 0.014714 | 0.014101 | 0.013485 | 0.01289 | 0.012328 | 0.01189 | 0.011507 | 0.011154 | 0.010819
WA | Commercial | Small Office | Existing | Interior Lighting | High-Bay Lighting | 0.34814 | 0.34093 | 0.33382 | 0.32683 | 0.31966 | 0.31263 | 0.30575 | 0.29902 | 0.29246 | 0.28587 | 0.27946 | 0.27323 | 0.26721 | 0.26138 | 0.25558 | 0.24998 | 0.24456 | 0.23931 | 0.23421 | 0.22926 | 0.22446 | 0.2198
WA | Commercial | Small Office | Existing | Interior Lighting | Linear Lighting | 24.0378 | 23.5824 | 23.1303 | 22.6825 | 22.2189 | 21.7602 | 21.3073 | 20.861 | 20.4217 | 19.9736 | 19.5334 | 19.1013 | 18.6774 | 18.2618 | 17.8433 | 17.4334 | 17.032 | 16.6391 | 16.2546 | 15.8784 | 15.5224 | 15.1825
WA | Commercial | Small Office | Existing | Exterior Lighting | General Service Lighting | 2.3164 | 2.2343 | 2.1381 | 2.0326 | 1.8677 | 1.6935 | 1.554 | 1.444 | 1.356 | 1.2737 | 1.2033 | 1.1415 | 1.092 | 1.0481 | 1.0038 | 0.96322 | 0.9258 | 0.89111 | 0.85939 | 0.82461 | 0.79049 | 0.75745
WA | Commercial | Small Office | Existing | Exterior Lighting | Area Lighting | 1.0456 | 1.0266 | 1.0079 | 0.9896 | 0.97052 | 0.95174 | 0.93326 | 0.91509 | 0.89722 | 0.87889 | 0.86086 | 0.84315 | 0.82587 | 0.80901 | 0.792 | 0.77545 | 0.75935 | 0.74366 | 0.72836 | 0.71343 | 0.69891 | 0.68477
WA | Commercial | Small Office | Existing | Exterior Lighting | Linear Lighting | 2.418 | 2.3722 | 2.3267 | 2.2817 | 2.235 | 2.1889 | 2.1433 | 2.0984 | 2.0542 | 2.0092 | 1.9649 | 1.9214 | 1.8788 | 1.837 | 1.7949 | 1.7536 | 1.7133 | 1.6737 | 1.6351 | 1.5972 | 1.5614 | 1.5272
WA | Commercial | Small Office | Existing | Refrigeration | Walk-in Refrigerator/Freezer | 0 | 0 | 0 | 0 | 0 | 0 | 0 | 0 | 0 | 0 | 0 | 0 | 0 | 0 | 0 | 0 | 0 | 0 | 0 | 0 | 0 | 0
WA | Commercial | Small Office | Existing | Refrigeration | Reach-in Refrigerator/Freezer | 0.94789 | 0.9632 | 0.97875 | 0.99455 | 1.0106 | 1.0269 | 1.0435 | 1.0604 | 1.0775 | 1.0949 | 1.1126 | 1.1305 | 1.1488 | 1.1673 | 1.1862 | 1.2053 | 1.2248 | 1.2446 | 1.2647 | 1.2851 | 1.3058 | 1.3269
WA | Commercial | Small Office | Existing | Refrigeration | Glass Door Display | 0 | 0 | 0 | 0 | 0 | 0 | 0 | 0 | 0 | 0 | 0 | 0 | 0 | 0 | 0 | 0 | 0 | 0 | 0 | 0 | 0 | 0
WA | Commercial | Small Office | Existing | Refrigeration | Open Display Case | 0 | 0 | 0 | 0 | 0 | 0 | 0 | 0 | 0 | 0 | 0 | 0 | 0 | 0 | 0 | 0 | 0 | 0 | 0 | 0 | 0 | 0
WA | Commercial | Small Office | Existing | Refrigeration | Icemaker | 3.3574 | 3.4141 | 3.4716 | 3.5302 | 3.5897 | 3.6502 | 3.7118 | 3.7743 | 3.838 | 3.9027 | 3.9685 | 4.0354 | 4.1034 | 4.1726 | 4.243 | 4.3145 | 4.3873 | 4.4612 | 4.5365 | 4.613 | 4.6907 | 4.7698
WA | Commercial | Small Office | Existing | Refrigeration | Vending Machine | 0.4669 | 0.48075 | 0.495 | 0.50968 | 0.52479 | 0.54035 | 0.55637 | 0.57287 | 0.58986 | 0.60735 | 0.62535 | 0.6439 | 0.66299 | 0.68265 | 0.70289 | 0.72373 | 0.74519 | 0.76728 | 0.79003 | 0.81346 | 0.83758 | 0.86241
WA | Commercial | Small Office | Existing | Food Preparation | Oven | 0.44554 | 0.43744 | 0.42949 | 0.42168 | 0.41401 | 0.40648 | 0.39909 | 0.39184 | 0.38471 | 0.37772 | 0.37085 | 0.36411 | 0.35749 | 0.35099 | 0.34461 | 0.33834 | 0.33219 | 0.32615 | 0.32022 | 0.3144 | 0.30868 | 0.30307
WA | Commercial | Small Office | Existing | Food Preparation | Fryer | 0.01303 | 0.012793 | 0.01256 | 0.012332 | 0.012108 | 0.011888 | 0.011671 | 0.011459 | 0.011251 | 0.011046 | 0.010845 | 0.010648 | 0.010455 | 0.010265 | 0.010078 | 0.0098947 | 0.0097148 | 0.0095382 | 0.0093647 | 0.0091945 | 0.0090273 | 0.0088632
WA | Commercial | Small Office | Existing | Food Preparation | Dishwasher | 0.33296 | 0.3269 | 0.32096 | 0.31512 | 0.30939 | 0.30377 | 0.29825 | 0.29282 | 0.2875 | 0.28227 | 0.27714 | 0.2721 | 0.26715 | 0.2623 | 0.25753 | 0.25284 | 0.24825 | 0.24373 | 0.2393 | 0.23495 | 0.23068 | 0.22649
WA | Commercial | Small Office | Existing | Food Preparation | Hot Food Container | 0.0012141 | 0.001192 | 0.0011703 | 0.0011491 | 0.0011282 | 0.0011077 | 0.0010875 | 0.0010677 | 0.0010483 | 0.0010293 | 0.0010106 | 0.00099218 | 0.00097414 | 0.00095643 | 0.00093904 | 0.00092197 | 0.0009052 | 0.00088875 | 0.00087259 | 0.00085672 | 0.00084115 | 0.00082585
WA | Commercial | Small Office | Existing | Food Preparation | Steamer | 0.014844 | 0.014574 | 0.014309 | 0.014049 | 0.013793 | 0.013542 | 0.013296 | 0.013054 | 0.012817 | 0.012584 | 0.012355 | 0.012131 | 0.01191 | 0.011694 | 0.011481 | 0.011272 | 0.011067 | 0.010866 | 0.010668 | 0.010474 | 0.010284 | 0.010097
WA | Commercial | Small Office | Existing | Food Preparation | Griddle | 0.016043 | 0.015751 | 0.015464 | 0.015183 | 0.014907 | 0.014636 | 0.01437 | 0.014109 | 0.013852 | 0.0136 | 0.013353 | 0.01311 | 0.012872 | 0.012638 | 0.012408 | 0.012183 | 0.011961 | 0.011744 | 0.01153 | 0.01132 | 0.011115 | 0.010913
WA | Commercial | Small Office | Existing | Office Equipment | Desktop Computer | 7.7993 | 7.4857 | 7.1847 | 6.8958 | 6.6185 | 6.3523 | 6.0969 | 5.8517 | 5.6164 | 5.3906 | 5.1738 | 4.9658 | 4.7661 | 4.5744 | 4.3905 | 4.2139 | 4.0445 | 3.8818 | 3.7257 | 3.5759 | 3.4321 | 3.2941
WA | Commercial | Small Office | Existing | Office Equipment | Laptop | 1.9569 | 1.9648 | 1.9727 | 1.9807 | 1.9888 | 1.9968 | 2.0049 | 2.013 | 2.0212 | 2.0294 | 2.0376 | 2.0458 | 2.0541 | 2.0624 | 2.0708 | 2.0792 | 2.0876 | 2.0961 | 2.1046 | 2.1131 | 2.1216 | 2.1302
WA | Commercial | Small Office | Existing | Office Equipment | Server | 16.964 | 17.025 | 17.0861 | 17.1475 | 17.2091 | 17.2709 | 17.333 | 17.3952 | 17.4577 | 17.5205 | 17.5834 | 17.6466 | 17.71 | 17.7736 | 17.8374 | 17.9015 | 17.9658 | 18.0304 | 18.0951 | 18.1601 | 18.2254 | 18.2908
WA | Commercial | Small Office | Existing | Office Equipment | Monitor | 1.6236 | 1.6016 | 1.5798 | 1.5584 | 1.5373 | 1.5164 | 1.4958 | 1.4755 | 1.4555 | 1.4358 | 1.4163 | 1.3971 | 1.3781 | 1.3594 | 1.341 | 1.3228 | 1.3049 | 1.2872 | 1.2697 | 1.2525 | 1.2355 | 1.2187
WA | Commercial | Small Office | Existing | Office Equipment | Printer/Copier/Fax | 1.4484 | 1.445 | 1.4415 | 1.4381 | 1.4347 | 1.4313 | 1.4279 | 1.4245 | 1.4211 | 1.4178 | 1.4144 | 1.4111 | 1.4077 | 1.4044 | 1.4011 | 1.3977 | 1.3944 | 1.3911 | 1.3878 | 1.3845 | 1.3812 | 1.378
WA | Commercial | Small Office | Existing | Office Equipment | POS Terminal | 0.16271 | 0.1605 | 0.15832 | 0.15617 | 0.15405 | 0.15196 | 0.1499 | 0.14787 | 0.14586 | 0.14388 | 0.14193 | 0.14001 | 0.13811 | 0.13623 | 0.13439 | 0.13256 | 0.13076 | 0.12899 | 0.12724 | 0.12551 | 0.12381 | 0.12213
WA | Commercial | Small Office | Existing | Miscellaneous | Non-HVAC Motors | 0.1857 | 0.18232 | 0.17901 | 0.17575 | 0.17256 | 0.16942 | 0.16634 | 0.16332 | 0.16035 | 0.15743 | 0.15457 | 0.15176 | 0.149 | 0.14629 | 0.14363 | 0.14102 | 0.13845 | 0.13594 | 0.13347 | 0.13104 | 0.12866 | 0.12632
WA | Commercial | Small Office | Existing | Miscellaneous | Pool Pump | 0 | 0 | 0 | 0 | 0 | 0 | 0 | 0 | 0 | 0 | 0 | 0 | 0 | 0 | 0 | 0 | 0 | 0 | 0 | 0 | 0 | 0
WA | Commercial | Small Office | Existing | Miscellaneous | Pool Heater | 0 | 0 | 0 | 0 | 0 | 0 | 0 | 0 | 0 | 0 | 0 | 0 | 0 | 0 | 0 | 0 | 0 | 0 | 0 | 0 | 0 | 0
WA | Commercial | Small Office | Existing | Miscellaneous | Clothes Washer | 0 | 0 | 0 | 0 | 0 | 0 | 0 | 0 | 0 | 0 | 0 | 0 | 0 | 0 | 0 | 0 | 0 | 0 | 0 | 0 | 0 | 0
WA | Commercial | Small Office | Existing | Miscellaneous | Clothes Dryer | 0 | 0 | 0 | 0 | 0 | 0 | 0 | 0 | 0 | 0 | 0 | 0 | 0 | 0 | 0 | 0 | 0 | 0 | 0 | 0 | 0 | 0
WA | Commercial | Small Office | Existing | Miscellaneous | Electric Vehicle Chargers | 0.33357 | 0.42831 | 0.53731 | 0.66611 | 0.82396 | 1.0357 | 1.3176 | 1.692 | 2.1768 | 2.7868 | 3.5103 | 4.3535 | 5.3245 | 6.427 | 7.6527 | 8.916 | 10.2282 | 11.5537 | 12.8802 | 14.2209 | 15.6814 | 17.2733
WA | Commercial | Small Office | Existing | Miscellaneous | Other Miscellaneous | 12.2561 | 12.4912 | 12.7309 | 12.9751 | 13.224 | 13.4778 | 13.7363 | 13.9999 | 14.2685 | 14.5422 | 14.8212 | 15.1056 | 15.3954 | 15.6907 | 15.9918 | 16.2986 | 16.6113 | 16.93 | 17.2548 | 17.5858 | 17.9232 | 18.2671
WA | Commercial | Small Office | Existing | Generation | Solar PV | -0.9417 | -0.95599 | -1.1378 | -1.3202 | -1.5451 | -1.7773 | -2.0375 | -2.3038 | -2.5902 | -2.9157 | -3.2904 | -3.6404 | -3.9741 | -4.2646 | -4.535 | -4.7804 | -5.0037 | -5.193 | -5.3552 | -5.5037 | -5.6477 | -5.809
WA | Commercial | Small Office | New | Cooling | Air-Cooled Chiller | 0 | 0 | 0 | 0 | 0 | 0 | 0 | 0 | 0 | 0 | 0 | 0 | 0 | 0 | 0 | 0 | 0 | 0 | 0 | 0 | 0 | 0
WA | Commercial | Small Office | New | Cooling | Water-Cooled Chiller | 0 | 0 | 0 | 0 | 0 | 0 | 0 | 0 | 0 | 0 | 0 | 0 | 0 | 0 | 0 | 0 | 0 | 0 | 0 | 0 | 0 | 0
WA | Commercial | Small Office | New | Cooling | RTU | 0 | 0.3147 | 0.58662 | 0.87307 | 1.1492 | 1.428 | 1.7041 | 1.9748 | 2.2358 | 2.4973 | 2.7685 | 3.0452 | 3.3176 | 3.5867 | 3.8547 | 4.1203 | 4.3814 | 4.6344 | 4.8811 | 5.1252 | 5.3694 | 5.6221
WA | Commercial | Small Office | New | Cooling | Packaged Terminal AC | 0 | 0.015825 | 0.031512 | 0.048038 | 0.063968 | 0.080036 | 0.095952 | 0.11155 | 0.1266 | 0.14167 | 0.15729 | 0.17324 | 0.18894 | 0.20473 | 0.22042 | 0.23595 | 0.2512 | 0.26596 | 0.28034 | 0.29455 | 0.30876 | 0.32345
WA | Commercial | Small Office | New | Cooling | Packaged Terminal HP | 0 | 0.0050188 | 0.0099941 | 0.015235 | 0.020287 | 0.025383 | 0.030431 | 0.035379 | 0.040149 | 0.044929 | 0.049885 | 0.054943 | 0.059924 | 0.064929 | 0.069907 | 0.07483 | 0.079667 | 0.084347 | 0.088909 | 0.093416 | 0.097923 | 0.10258
WA | Commercial | Small Office | New | Cooling | Air-Source Heat Pump | 0 | 0.062912 | 0.11953 | 0.17917 | 0.23666 | 0.29469 | 0.35217 | 0.40851 | 0.46283 | 0.51726 | 0.5737 | 0.6313 | 0.68745 | 0.74394 | 0.80015 | 0.85578 | 0.91046 | 0.9634 | 1.015 | 1.066 | 1.117 | 1.1698
WA | Commercial | Small Office | New | Cooling | Geothermal Heat Pump | 0 | 0.031252 | 0.062234 | 0.094871 | 0.12633 | 0.15806 | 0.1895 | 0.22031 | 0.25001 | 0.27978 | 0.31064 | 0.34214 | 0.37315 | 0.40432 | 0.43531 | 0.46597 | 0.49609 | 0.52523 | 0.55364 | 0.58171 | 0.60977 | 0.63877
WA | Commercial | Small Office | New | Space Heating | Electric Furnace | 0 | 0.016795 | 0.033444 | 0.05117 | 0.067889 | 0.084062 | 0.099738 | 0.11519 | 0.1289 | 0.14278 | 0.15691 | 0.1717 | 0.18469 | 0.1981 | 0.21114 | 0.22437 | 0.23541 | 0.24655 | 0.25709 | 0.26821 | 0.27713 | 0.28723
WA | Commercial | Small Office | New | Space Heating | Electric Room Heat | 0 | 0.3082 | 0.61373 | 0.93902 | 1.2458 | 1.5426 | 1.8303 | 2.1138 | 2.3655 | 2.6201 | 2.8795 | 3.1509 | 3.3892 | 3.6353 | 3.8747 | 4.1174 | 4.3201 | 4.5244 | 4.7178 | 4.9219 | 5.0857 | 5.271
WA | Commercial | Small Office | New | Space Heating | Packaged Terminal HP | 0 | 0.0050654 | 0.010087 | 0.015433 | 0.020476 | 0.025353 | 0.030082 | 0.03474 | 0.038878 | 0.043062 | 0.047325 | 0.051785 | 0.055703 | 0.059747 | 0.063681 | 0.067671 | 0.071001 | 0.07436 | 0.077538 | 0.080893 | 0.083584 | 0.086631
WA | Commercial | Small Office | New | Space Heating | Air-Source Heat Pump | 0 | 0.10732 | 0.21057 | 0.32052 | 0.4242 | 0.52449 | 0.6217 | 0.7175 | 0.80255 | 0.88858 | 0.97624 | 1.0679 | 1.1482 | 1.2311 | 1.3118 | 1.3936 | 1.4619 | 1.5308 | 1.596 | 1.6648 | 1.72 | 1.7825
WA | Commercial | Small Office | New | Space Heating | Geothermal Heat Pump | 0 | 0.049084 | 0.097743 | 0.14955 | 0.19841 | 0.24568 | 0.2915 | 0.33664 | 0.37673 | 0.41728 | 0.45859 | 0.50181 | 0.53977 | 0.57896 | 0.61708 | 0.65575 | 0.68801 | 0.72057 | 0.75136 | 0.78387 | 0.80995 | 0.83947
WA | Commercial | Small Office | New | Ventilation | Ventilation | 0 | 0.69165 | 1.3773 | 2.0994 | 2.7958 | 3.4476 | 4.0846 | 4.7004 | 5.2854 | 5.8649 | 6.4595 | 7.0596 | 7.6425 | 8.2213 | 8.7892 | 9.3322 | 9.8569 | 10.3527 | 10.8246 | 11.2787 | 11.7243 | 12.1824
WA | Commercial | Small Office | New | Water Heating | Water Heater | 0 | 0.15914 | 0.29221 | 0.43238 | 0.5675 | 0.69924 | 0.82797 | 0.9524 | 1.0706 | 1.1875 | 1.3074 | 1.4285 | 1.5425 | 1.6561 | 1.7681 | 1.8754 | 1.9793 | 2.0781 | 2.1729 | 2.2579 | 2.3501 | 2.4446
WA | Commercial | Small Office | New | Interior Lighting | General Service Lighting | 0 | 0.090986 | 0.18118 | 0.2762 | 0.35021 | 0.42238 | 0.48967 | 0.55248 | 0.61029 | 0.65999 | 0.71173 | 0.76389 | 0.81582 | 0.86725 | 0.91158 | 0.95314 | 0.99253 | 1.0291 | 1.0641 | 1.0929 | 1.122 | 1.1527
WA | Commercial | Small Office | New | Interior Lighting | Exempted Lighting | 0 | 0.00063113 | 0.0012568 | 0.0019159 | 0.002386 | 0.0028444 | 0.0032503 | 0.0036135 | 0.0039343 | 0.0042015 | 0.0044883 | 0.0047813 | 0.0050861 | 0.0053927 | 0.0056471 | 0.00586 | 0.0060654 | 0.0062563 | 0.0064589 | 0.0066583 | 0.0068551 | 0.0070599
WA | Commercial | Small Office | New | Interior Lighting | High-Bay Lighting | 0 | 0.0061442 | 0.012235 | 0.018652 | 0.024626 | 0.03045 | 0.036142 | 0.041644 | 0.046869 | 0.051929 | 0.057122 | 0.062361 | 0.067419 | 0.072414 | 0.077182 | 0.081725 | 0.0861 | 0.09024 | 0.09419 | 0.098023 | 0.1018 | 0.10569
WA | Commercial | Small Office | New | Interior Lighting | Linear Lighting | 0 | 0.56234 | 1.1198 | 1.7071 | 2.257 | 2.7932 | 3.3172 | 3.8236 | 4.3046 | 4.7715 | 5.2506 | 5.734 | 6.2034 | 6.6695 | 7.1209 | 7.5524 | 7.9692 | 8.365 | 8.7438 | 9.112 | 9.4685 | 9.8288
WA | Commercial | Small Office | New | Exterior Lighting | General Service Lighting | 0 | 0.041847 | 0.083332 | 0.12703 | 0.15801 | 0.18726 | 0.21498 | 0.24202 | 0.26785 | 0.28854 | 0.30967 | 0.33072 | 0.35222 | 0.37348 | 0.39079 | 0.40691 | 0.42212 | 0.43613 | 0.44949 | 0.45971 | 0.47018 | 0.48134
WA | Commercial | Small Office | New | Exterior Lighting | Area Lighting | 0 | 0.025448 | 0.050675 | 0.07725 | 0.10214 | 0.12641 | 0.15012 | 0.17304 | 0.19481 | 0.21596 | 0.23766 | 0.25956 | 0.28072 | 0.30163 | 0.32168 | 0.3408 | 0.35922 | 0.37666 | 0.3933 | 0.40946 | 0.4254 | 0.44177
WA | Commercial | Small Office | New | Exterior Lighting | Linear Lighting | 0 | 0.056566 | 0.11264 | 0.17171 | 0.22703 | 0.28097 | 0.33368 | 0.38462 | 0.43301 | 0.47997 | 0.52816 | 0.57678 | 0.624 | 0.67089 | 0.7163 | 0.7597 | 0.80163 | 0.84144 | 0.87954 | 0.91659 | 0.95244 | 0.98868
WA | Commercial | Small Office | New | Refrigeration | Walk-in Refrigerator/Freezer | 0 | 0 | 0 | 0 | 0 | 0 | 0 | 0 | 0 | 0 | 0 | 0 | 0 | 0 | 0 | 0 | 0 | 0 | 0 | 0 | 0 | 0
WA | Commercial | Small Office | New | Refrigeration | Reach-in Refrigerator/Freezer | 0 | 0.023876 | 0.049208 | 0.077637 | 0.107 | 0.13763 | 0.16963 | 0.20276 | 0.23659 | 0.27224 | 0.31083 | 0.35206 | 0.39489 | 0.44005 | 0.48731 | 0.53587 | 0.58612 | 0.63759 | 0.69056 | 0.74557 | 0.80315 | 0.86466
WA | Commercial | Small Office | New | Refrigeration | Glass Door Display | 0 | 0 | 0 | 0 | 0 | 0 | 0 | 0 | 0 | 0 | 0 | 0 | 0 | 0 | 0 | 0 | 0 | 0 | 0 | 0 | 0 | 0
WA | Commercial | Small Office | New | Refrigeration | Open Display Case | 0 | 0 | 0 | 0 | 0 | 0 | 0 | 0 | 0 | 0 | 0 | 0 | 0 | 0 | 0 | 0 | 0 | 0 | 0 | 0 | 0 | 0
WA | Commercial | Small Office | New | Refrigeration | Icemaker | 0 | 0.083923 | 0.17164 | 0.26872 | 0.3675 | 0.46909 | 0.57374 | 0.68055 | 0.78801 | 0.8998 | 1.0195 | 1.1459 | 1.2754 | 1.4104 | 1.5499 | 1.6912 | 1.8357 | 1.9816 | 2.1297 | 2.2818 | 2.4392 | 2.6059
WA | Commercial | Small Office | New | Refrigeration | Vending Machine | 0 | 0.011671 | 0.023869 | 0.03737 | 0.051107 | 0.065234 | 0.079787 | 0.094641 | 0.10959 | 0.12513 | 0.14177 | 0.15935 | 0.17736 | 0.19613 | 0.21553 | 0.23519 | 0.25528 | 0.27557 | 0.29617 | 0.31732 | 0.3392 | 0.36239
WA | Commercial | Small Office | New | Food Preparation | Oven | 0 | 0.011477 | 0.024189 | 0.039028 | 0.055005 | 0.072353 | 0.091198 | 0.11148 | 0.13303 | 0.15654 | 0.18277 | 0.2117 | 0.24283 | 0.27674 | 0.31339 | 0.35243 | 0.39421 | 0.43853 | 0.48572 | 0.53629 | 0.59079 | 0.65044
WA | Commercial | Small Office | New | Food Preparation | Fryer | 0 | 0.00031712 | 0.00063149 | 0.00096266 | 0.0012819 | 0.0015931 | 0.0018973 | 0.0021913 | 0.0024705 | 0.0027467 | 0.0030301 | 0.003316 | 0.0035938 | 0.0038695 | 0.0041402 | 0.004399 | 0.004649 | 0.0048864 | 0.0051136 | 0.0053344 | 0.0055522 | 0.0057756
WA | Commercial | Small Office | New | Food Preparation | Dishwasher | 0 | 0.0085768 | 0.018077 | 0.029166 | 0.041106 | 0.05407 | 0.068153 | 0.08331 | 0.099412 | 0.11698 | 0.13659 | 0.15821 | 0.18147 | 0.20681 | 0.2342 | 0.26337 | 0.29459 | 0.32772 | 0.36298 | 0.40078 | 0.4415 | 0.48608
WA | Commercial | Small Office | New | Food Preparation | Hot Food Container | 0 | 3.1274e-05 | 6.5914e-05 | 0.00010635 | 0.00014989 | 0.00019716 | 0.00024851 | 0.00030378 | 0.00036249 | 0.00042656 | 0.00049805 | 0.00057689 | 0.00066171 | 0.0007541 | 0.00085398 | 0.00096035 | 0.0010742 | 0.001195 | 0.0013236 | 0.0014614 | 0.0016099 | 0.0017724
WA | Commercial | Small Office | New | Food Preparation | Steamer | 0 | 0.00038237 | 0.00080588 | 0.0013003 | 0.0018326 | 0.0024105 | 0.0030384 | 0.0037141 | 0.0044319 | 0.0052152 | 0.0060893 | 0.0070532 | 0.0080903 | 0.0092198 | 0.010441 | 0.011741 | 0.013133 | 0.01461 | 0.016182 | 0.017867 | 0.019683 | 0.02167
WA | Commercial | Small Office | New | Food Preparation | Griddle | 0 | 0.00039044 | 0.0007775 | 0.0011852 | 0.0015783 | 0.0019615 | 0.002336 | 0.0026979 | 0.0030417 | 0.0033818 | 0.0037307 | 0.0040828 | 0.0044247 | 0.0047642 | 0.0050976 | 0.0054162 | 0.005724 | 0.0060162 | 0.0062959 | 0.0065679 | 0.006836 | 0.007111
WA | Commercial | Small Office | New | Office Equipment | Desktop Computer | 0 | 0.18556 | 0.36122 | 0.5383 | 0.70072 | 0.85133 | 0.9911 | 1.119 | 1.2333 | 1.3404 | 1.4455 | 1.5464 | 1.6383 | 1.7245 | 1.8037 | 1.8734 | 1.9355 | 1.9887 | 2.0344 | 2.0747 | 2.1109 | 2.1466
WA | Commercial | Small Office | New | Office Equipment | Laptop | 0 | 0.048705 | 0.099183 | 0.15462 | 0.21056 | 0.26761 | 0.32591 | 0.38494 | 0.44381 | 0.50461 | 0.56927 | 0.63711 | 0.7061 | 0.77749 | 0.85073 | 0.92437 | 0.99902 | 1.0738 | 1.1492 | 1.226 | 1.3049 | 1.3881
WA | Commercial | Small Office | New | Office Equipment | Server | 0 | 0.41952 | 0.84886 | 1.3149 | 1.7791 | 2.2467 | 2.7187 | 3.1905 | 3.6549 | 4.129 | 4.6284 | 5.1468 | 5.6676 | 6.2008 | 6.7415 | 7.2782 | 7.8157 | 8.347 | 8.8757 | 9.4082 | 9.9501 | 10.5169
WA | Commercial | Small Office | New | Office Equipment | Monitor | 0 | 0.039701 | 0.079429 | 0.12165 | 0.16276 | 0.20323 | 0.24316 | 0.28216 | 0.31961 | 0.35701 | 0.3957 | 0.43508 | 0.47373 | 0.51248 | 0.55091 | 0.5881 | 0.62444 | 0.65941 | 0.69331 | 0.72665 | 0.75988 | 0.79416
WA | Commercial | Small Office | New | Office Equipment | Printer/Copier/Fax | 0 | 0.035564 | 0.07145 | 0.10989 | 0.14763 | 0.1851 | 0.2224 | 0.25915 | 0.29476 | 0.33063 | 0.36799 | 0.4063 | 0.44424 | 0.48258 | 0.52093 | 0.55841 | 0.59539 | 0.63135 | 0.66658 | 0.70155 | 0.73669 | 0.77313
WA | Commercial | Small Office | New | Office Equipment | POS Terminal | 0 | 0.00396 | 0.0078856 | 0.012021 | 0.016007 | 0.019894 | 0.023692 | 0.027363 | 0.030849 | 0.034299 | 0.037837 | 0.041408 | 0.044876 | 0.04832 | 0.0517 | 0.054932 | 0.058054 | 0.061018 | 0.063854 | 0.066613 | 0.069332 | 0.072121
WA | Commercial | Small Office | New | Miscellaneous | Non-HVAC Motors | 0 | 0.0045195 | 0.0089999 | 0.01372 | 0.018269 | 0.022705 | 0.02704 | 0.03123 | 0.035209 | 0.039145 | 0.043184 | 0.04726 | 0.051218 | 0.055148 | 0.059006 | 0.062694 | 0.066257 | 0.06964 | 0.072878 | 0.076026 | 0.07913 | 0.082313
WA | Commercial | Small Office | New | Miscellaneous | Pool Pump | 0 | 0 | 0 | 0 | 0 | 0 | 0 | 0 | 0 | 0 | 0 | 0 | 0 | 0 | 0 | 0 | 0 | 0 | 0 | 0 | 0 | 0
WA | Commercial | Small Office | New | Miscellaneous | Pool Heater | 0 | 0 | 0 | 0 | 0 | 0 | 0 | 0 | 0 | 0 | 0 | 0 | 0 | 0 | 0 | 0 | 0 | 0 | 0 | 0 | 0 | 0
WA | Commercial | Small Office | New | Miscellaneous | Clothes Washer | 0 | 0 | 0 | 0 | 0 | 0 | 0 | 0 | 0 | 0 | 0 | 0 | 0 | 0 | 0 | 0 | 0 | 0 | 0 | 0 | 0 | 0
WA | Commercial | Small Office | New | Miscellaneous | Clothes Dryer | 0 | 0 | 0 | 0 | 0 | 0 | 0 | 0 | 0 | 0 | 0 | 0 | 0 | 0 | 0 | 0 | 0 | 0 | 0 | 0 | 0 | 0
WA | Commercial | Small Office | New | Miscellaneous | Electric Vehicle Chargers | 0 | 0.011449 | 0.028535 | 0.054076 | 0.089661 | 0.14139 | 0.21677 | 0.32602 | 0.48024 | 0.69499 | 0.98257 | 1.3574 | 1.8317 | 2.4241 | 3.145 | 3.9649 | 4.8956 | 5.9197 | 7.0337 | 8.2512 | 9.6453 | 11.2563
WA | Commercial | Small Office | New | Miscellaneous | Other Miscellaneous | 0 | 0.30784 | 0.63266 | 0.99533 | 1.3679 | 1.7544 | 2.1563 | 2.5702 | 2.9905 | 3.4314 | 3.9067 | 4.4124 | 4.9351 | 5.484 | 6.0557 | 6.6403 | 7.2425 | 7.8561 | 8.4847 | 9.1348 | 9.8123 | 10.5339
WA | Commercial | Small Office | New | Generation | Solar PV | 0 | -0.023698 | -0.057205 | -0.10306 | -0.16359 | -0.23818 | -0.3312 | -0.44053 | -0.56875 | -0.72501 | -0.91931 | -1.1337 | -1.3661 | -1.6077 | -1.8631 | -2.1253 | -2.3945 | -2.6604 | -2.9242 | -3.1932 | -3.4736 | -3.7853
WA | Commercial | Large Retail | Existing | Cooling | Air-Cooled Chiller | 0.05025 | 0.04889 | 0.047517 | 0.046144 | 0.044779 | 0.043722 | 0.042669 | 0.041627 | 0.040601 | 0.039595 | 0.038615 | 0.037663 | 0.036743 | 0.035857 | 0.035007 | 0.034238 | 0.033506 | 0.032821 | 0.032178 | 0.031573 | 0.031003 | 0.030464
WA | Commercial | Large Retail | Existing | Cooling | Water-Cooled Chiller | 0.033746 | 0.033202 | 0.032666 | 0.032139 | 0.031621 | 0.031321 | 0.031021 | 0.030723 | 0.030426 | 0.030131 | 0.029836 | 0.029543 | 0.029252 | 0.028962 | 0.028673 | 0.028421 | 0.028169 | 0.027917 | 0.027666 | 0.027415 | 0.027165 | 0.026915
WA | Commercial | Large Retail | Existing | Cooling | RTU | 3.5567 | 3.4993 | 3.428 | 3.3564 | 3.2849 | 3.2352 | 3.185 | 3.1342 | 3.0832 | 3.0319 | 2.9806 | 2.9292 | 2.8779 | 2.8284 | 2.7818 | 2.741 | 2.7024 | 2.6657 | 2.6306 | 2.5969 | 2.5646 | 2.5335
WA | Commercial | Large Retail | Existing | Cooling | Packaged Terminal AC | 0.33087 | 0.32553 | 0.32028 | 0.31511 | 0.31003 | 0.30709 | 0.30415 | 0.30123 | 0.29832 | 0.29542 | 0.29253 | 0.28966 | 0.2868 | 0.28396 | 0.28113 | 0.27865 | 0.27618 | 0.27372 | 0.27126 | 0.2688 | 0.26635 | 0.2639
WA | Commercial | Large Retail | Existing | Cooling | Packaged Terminal HP | 0.032044 | 0.031527 | 0.031018 | 0.030518 | 0.030026 | 0.029741 | 0.029456 | 0.029173 | 0.028891 | 0.028611 | 0.028331 | 0.028053 | 0.027776 | 0.027501 | 0.027227 | 0.026987 | 0.026748 | 0.026509 | 0.026271 | 0.026033 | 0.025795 | 0.025559
WA | Commercial | Large Retail | Existing | Cooling | Air-Source Heat Pump | 0.18846 | 0.18481 | 0.18068 | 0.17655 | 0.17247 | 0.16957 | 0.16667 | 0.16379 | 0.16094 | 0.15814 | 0.15537 | 0.15267 | 0.15006 | 0.14757 | 0.14521 | 0.14313 | 0.14113 | 0.13922 | 0.13738 | 0.13561 | 0.13389 | 0.13223
WA | Commercial | Large Retail | Existing | Cooling | Geothermal Heat Pump | 0 | 0 | 0 | 0 | 0 | 0 | 0 | 0 | 0 | 0 | 0 | 0 | 0 | 0 | 0 | 0 | 0 | 0 | 0 | 0 | 0 | 0
WA | Commercial | Large Retail | Existing | Space Heating | Electric Furnace | 0.032683 | 0.032156 | 0.031637 | 0.031241 | 0.030625 | 0.030019 | 0.029426 | 0.028949 | 0.028272 | 0.027711 | 0.027161 | 0.02672 | 0.026092 | 0.025573 | 0.025064 | 0.024663 | 0.02409 | 0.023617 | 0.023153 | 0.022781 | 0.022251 | 0.021813
WA | Commercial | Large Retail | Existing | Space Heating | Electric Room Heat | 0.36397 | 0.3581 | 0.35233 | 0.34791 | 0.34105 | 0.33431 | 0.3277 | 0.32239 | 0.31485 | 0.30861 | 0.30248 | 0.29757 | 0.29058 | 0.2848 | 0.27912 | 0.27466 | 0.26828 | 0.26301 | 0.25785 | 0.2537 | 0.2478 | 0.24292
WA | Commercial | Large Retail | Existing | Space Heating | Packaged Terminal HP | 0.012917 | 0.012709 | 0.012504 | 0.012347 | 0.012104 | 0.011865 | 0.01163 | 0.011442 | 0.011174 | 0.010952 | 0.010735 | 0.01056 | 0.010312 | 0.010107 | 0.0099059 | 0.0097475 | 0.0095212 | 0.0093342 | 0.0091508 | 0.0090037 | 0.0087942 | 0.0086209
WA | Commercial | Large Retail | Existing | Space Heating | Air-Source Heat Pump | 0.084409 | 0.083047 | 0.081627 | 0.080518 | 0.078838 | 0.077185 | 0.07556 | 0.074235 | 0.072395 | 0.070855 | 0.069343 | 0.068109 | 0.066409 | 0.064998 | 0.063624 | 0.062536 | 0.06102 | 0.059765 | 0.058541 | 0.057555 | 0.056176 | 0.055034
WA | Commercial | Large Retail | Existing | Space Heating | Geothermal Heat Pump | 0 | 0 | 0 | 0 | 0 | 0 | 0 | 0 | 0 | 0 | 0 | 0 | 0 | 0 | 0 | 0 | 0 | 0 | 0 | 0 | 0 | 0
WA | Commercial | Large Retail | Existing | Ventilation | Ventilation | 7.4077 | 7.1983 | 6.9873 | 6.7766 | 6.5677 | 6.3584 | 6.1533 | 5.9534 | 5.7597 | 5.573 | 5.3937 | 5.2222 | 5.0587 | 4.9037 | 4.7573 | 4.6195 | 4.4905 | 4.3692 | 4.2548 | 4.146 | 4.0429 | 3.9453
WA | Commercial | Large Retail | Existing | Water Heating | Water Heater | 1.2691 | 1.2395 | 1.2085 | 1.1764 | 1.1433 | 1.1095 | 1.0753 | 1.0414 | 1.0073 | 0.97318 | 0.93902 | 0.90497 | 0.8736 | 0.84437 | 0.8167 | 0.79037 | 0.76554 | 0.74198 | 0.71951 | 0.69617 | 0.67414 | 0.65269
WA | Commercial | Large Retail | Existing | Interior Lighting | General Service Lighting | 1.3872 | 1.3315 | 1.2636 | 1.1874 | 1.0844 | 0.9771 | 0.89311 | 0.8258 | 0.77051 | 0.72222 | 0.68241 | 0.64875 | 0.62135 | 0.59753 | 0.57437 | 0.55339 | 0.53422 | 0.51657 | 0.50053 | 0.48315 | 0.46612 | 0.44963
WA | Commercial | Large Retail | Existing | Interior Lighting | Exempted Lighting | 0.008977 | 0.0085509 | 0.0079516 | 0.0072484 | 0.0062155 | 0.0055144 | 0.0050034 | 0.0046 | 0.004257 | 0.0039661 | 0.0037263 | 0.0035207 | 0.0033675 | 0.0032401 | 0.0031094 | 0.0029785 | 0.0028521 | 0.0027329 | 0.002641 | 0.002561 | 0.0024875 | 0.0024176
WA | Commercial | Large Retail | Existing | Interior Lighting | High-Bay Lighting | 3.0468 | 2.99 | 2.9337 | 2.8783 | 2.8229 | 2.7685 | 2.7153 | 2.6632 | 2.6124 | 2.5624 | 2.5137 | 2.4664 | 2.4206 | 2.376 | 2.3322 | 2.2897 | 2.2483 | 2.208 | 2.1687 | 2.1303 | 2.0929 | 2.0564
WA | Commercial | Large Retail | Existing | Interior Lighting | Linear Lighting | 10.1427 | 9.9746 | 9.808 | 9.6431 | 9.471 | 9.3004 | 9.1318 | 8.9653 | 8.8011 | 8.6323 | 8.466 | 8.3024 | 8.1415 | 7.9833 | 7.823 | 7.6655 | 7.5109 | 7.3592 | 7.2103 | 7.0642 | 6.9251 | 6.7914
WA | Commercial | Large Retail | Existing | Exterior Lighting | General Service Lighting | 1.3225 | 1.2694 | 1.2046 | 1.132 | 1.0276 | 0.91697 | 0.83007 | 0.76265 | 0.70965 | 0.6621 | 0.62234 | 0.58824 | 0.56132 | 0.53798 | 0.51491 | 0.49406 | 0.47509 | 0.45766 | 0.44186 | 0.42456 | 0.40761 | 0.39122
WA | Commercial | Large Retail | Existing | Exterior Lighting | Area Lighting | 0.22713 | 0.22347 | 0.21986 | 0.21632 | 0.21259 | 0.20891 | 0.20528 | 0.20171 | 0.19818 | 0.19454 | 0.19095 | 0.18741 | 0.18395 | 0.18057 | 0.17715 | 0.17381 | 0.17056 | 0.16738 | 0.16428 | 0.16125 | 0.1583 | 0.15542
WA | Commercial | Large Retail | Existing | Exterior Lighting | Linear Lighting | 0.71545 | 0.70359 | 0.69184 | 0.68021 | 0.66807 | 0.65604 | 0.64414 | 0.6324 | 0.62082 | 0.60891 | 0.59718 | 0.58564 | 0.57429 | 0.56313 | 0.55182 | 0.54071 | 0.52981 | 0.5191 | 0.5086 | 0.49829 | 0.48848 | 0.47905
WA | Commercial | Large Retail | Existing | Refrigeration | Walk-in Refrigerator/Freezer | 0.0019316 | 0.0020477 | 0.0021708 | 0.0023013 | 0.0024397 | 0.0025863 | 0.0027418 | 0.0029067 | 0.0030814 | 0.0032666 | 0.003463 | 0.0036712 | 0.0038919 | 0.0041259 | 0.0043739 | 0.0046369 | 0.0049156 | 0.0052111 | 0.0055244 | 0.0058565 | 0.0062086 | 0.0065819
WA | Commercial | Large Retail | Existing | Refrigeration | Reach-in Refrigerator/Freezer | 0.014957 | 0.015088 | 0.015219 | 0.015352 | 0.015486 | 0.015621 | 0.015758 | 0.015895 | 0.016034 | 0.016174 | 0.016315 | 0.016457 | 0.016601 | 0.016745 | 0.016892 | 0.017039 | 0.017188 | 0.017338 | 0.017489 | 0.017641 | 0.017795 | 0.017951
WA | Commercial | Large Retail | Existing | Refrigeration | Glass Door Display | 1.197 | 1.1818 | 1.1669 | 1.1521 | 1.1375 | 1.123 | 1.1088 | 1.0947 | 1.0809 | 1.0672 | 1.0536 | 1.0403 | 1.0271 | 1.0141 | 1.0012 | 0.9885 | 0.97597 | 0.9636 | 0.95138 | 0.93932 | 0.92741 | 0.91565
WA | Commercial | Large Retail | Existing | Refrigeration | Open Display Case | 0.97994 | 0.96752 | 0.95525 | 0.94314 | 0.93118 | 0.91938 | 0.90772 | 0.89621 | 0.88485 | 0.87363 | 0.86256 | 0.85162 | 0.84082 | 0.83016 | 0.81964 | 0.80924 | 0.79898 | 0.78885 | 0.77885 | 0.76898 | 0.75923 | 0.7496
WA | Commercial | Large Retail | Existing | Refrigeration | Icemaker | 0.17053 | 0.16868 | 0.16684 | 0.16503 | 0.16323 | 0.16146 | 0.1597 | 0.15796 | 0.15624 | 0.15454 | 0.15286 | 0.1512 | 0.14956 | 0.14793 | 0.14632 | 0.14473 | 0.14315 | 0.1416 | 0.14006 | 0.13853 | 0.13703 | 0.13554
WA | Commercial | Large Retail | Existing | Refrigeration | Vending Machine | 0.023715 | 0.023531 | 0.023349 | 0.023168 | 0.022989 | 0.022811 | 0.022634 | 0.022459 | 0.022285 | 0.022113 | 0.021941 | 0.021772 | 0.021603 | 0.021436 | 0.02127 | 0.021105 | 0.020942 | 0.02078 | 0.020619 | 0.020459 | 0.020301 | 0.020143
WA | Commercial | Large Retail | Existing | Food Preparation | Oven | 0.2363 | 0.23248 | 0.22873 | 0.22505 | 0.22142 | 0.21784 | 0.21433 | 0.21087 | 0.20747 | 0.20413 | 0.20083 | 0.19759 | 0.19441 | 0.19127 | 0.18819 | 0.18515 | 0.18217 | 0.17923 | 0.17634 | 0.17349 | 0.17069 | 0.16794
WA | Commercial | Large Retail | Existing | Food Preparation | Fryer | 0.079844 | 0.078557 | 0.07729 | 0.076043 | 0.074816 | 0.07361 | 0.072422 | 0.071254 | 0.070105 | 0.068974 | 0.067862 | 0.066767 | 0.06569 | 0.064631 | 0.063589 | 0.062563 | 0.061554 | 0.060561 | 0.059584 | 0.058623 | 0.057678 | 0.056747
WA | Commercial | Large Retail | Existing | Food Preparation | Dishwasher | 0.14289 | 0.14059 | 0.13832 | 0.13609 | 0.1339 | 0.13174 | 0.12961 | 0.12752 | 0.12546 | 0.12344 | 0.12145 | 0.11949 | 0.11756 | 0.11567 | 0.1138 | 0.11197 | 0.11016 | 0.10838 | 0.10664 | 0.10492 | 0.10322 | 0.10156
WA | Commercial | Large Retail | Existing | Food Preparation | Hot Food Container | 0.0065131 | 0.006408 | 0.0063047 | 0.006203 | 0.0061029 | 0.0060045 | 0.0059076 | 0.0058124 | 0.0057186 | 0.0056264 | 0.0055356 | 0.0054463 | 0.0053585 | 0.0052721 | 0.005187 | 0.0051034 | 0.0050211 | 0.0049401 | 0.0048604 | 0.004782 | 0.0047049 | 0.004629
WA | Commercial | Large Retail | Existing | Food Preparation | Steamer | 0.07963 | 0.078346 | 0.077082 | 0.075839 | 0.074616 | 0.073412 | 0.072228 | 0.071063 | 0.069917 | 0.068789 | 0.06768 | 0.066588 | 0.065514 | 0.064458 | 0.063418 | 0.062395 | 0.061389 | 0.060399 | 0.059424 | 0.058466 | 0.057523 | 0.056595
WA | Commercial | Large Retail | Existing | Food Preparation | Griddle | 0.086062 | 0.084673 | 0.083308 | 0.081964 | 0.080642 | 0.079341 | 0.078062 | 0.076803 | 0.075564 | 0.074345 | 0.073146 | 0.071966 | 0.070805 | 0.069663 | 0.06854 | 0.067434 | 0.066347 | 0.065277 | 0.064224 | 0.063188 | 0.062169 | 0.061166
WA | Commercial | Large Retail | Existing | Office Equipment | Desktop Computer | 0.091304 | 0.087816 | 0.084461 | 0.081234 | 0.078131 | 0.075146 | 0.072275 | 0.069513 | 0.066857 | 0.064303 | 0.061846 | 0.059484 | 0.057211 | 0.055025 | 0.052923 | 0.050901 | 0.048956 | 0.047086 | 0.045287 | 0.043557 | 0.041893 | 0.040292
WA | Commercial | Large Retail | Existing | Office Equipment | Laptop | 0.022908 | 0.023049 | 0.023191 | 0.023334 | 0.023477 | 0.023621 | 0.023767 | 0.023913 | 0.02406 | 0.024208 | 0.024357 | 0.024507 | 0.024657 | 0.024809 | 0.024961 | 0.025115 | 0.025269 | 0.025425 | 0.025581 | 0.025739 | 0.025897 | 0.026056
WA | Commercial | Large Retail | Existing | Office Equipment | Server | 1.0157 | 1.0214 | 1.0272 | 1.0331 | 1.039 | 1.0449 | 1.0508 | 1.0568 | 1.0628 | 1.0689 | 1.075 | 1.0811 | 1.0872 | 1.0934 | 1.0996 | 1.1059 | 1.1122 | 1.1185 | 1.1249 | 1.1313 | 1.1377 | 1.1442
WA | Commercial | Large Retail | Existing | Office Equipment | Monitor | 0.019007 | 0.018788 | 0.018572 | 0.018358 | 0.018147 | 0.017939 | 0.017732 | 0.017528 | 0.017327 | 0.017127 | 0.01693 | 0.016735 | 0.016543 | 0.016353 | 0.016164 | 0.015978 | 0.015795 | 0.015613 | 0.015433 | 0.015256 | 0.01508 | 0.014907
WA | Commercial | Large Retail | Existing | Office Equipment | Printer/Copier/Fax | 0.027947 | 0.027939 | 0.027931 | 0.027924 | 0.027916 | 0.027908 | 0.0279 | 0.027892 | 0.027884 | 0.027876 | 0.027868 | 0.02786 | 0.027852 | 0.027844 | 0.027836 | 0.027828 | 0.02782 | 0.027813 | 0.027805 | 0.027797 | 0.027789 | 0.027781
WA | Commercial | Large Retail | Existing | Office Equipment | POS Terminal | 0.24291 | 0.23923 | 0.2356 | 0.23203 | 0.22851 | 0.22505 | 0.22164 | 0.21828 | 0.21497 | 0.21171 | 0.2085 | 0.20534 | 0.20223 | 0.19916 | 0.19615 | 0.19317 | 0.19024 | 0.18736 | 0.18452 | 0.18172 | 0.17897 | 0.17626
WA | Commercial | Large Retail | Existing | Miscellaneous | Non-HVAC Motors | 0.50357 | 0.49545 | 0.48746 | 0.4796 | 0.47186 | 0.46425 | 0.45676 | 0.44939 | 0.44215 | 0.43501 | 0.428 | 0.42109 | 0.4143 | 0.40762 | 0.40105 | 0.39458 | 0.38821 | 0.38195 | 0.37579 | 0.36973 | 0.36377 | 0.3579
WA | Commercial | Large Retail | Existing | Miscellaneous | Pool Pump | 0 | 0 | 0 | 0 | 0 | 0 | 0 | 0 | 0 | 0 | 0 | 0 | 0 | 0 | 0 | 0 | 0 | 0 | 0 | 0 | 0 | 0
WA | Commercial | Large Retail | Existing | Miscellaneous | Pool Heater | 0 | 0 | 0 | 0 | 0 | 0 | 0 | 0 | 0 | 0 | 0 | 0 | 0 | 0 | 0 | 0 | 0 | 0 | 0 | 0 | 0 | 0
WA | Commercial | Large Retail | Existing | Miscellaneous | Clothes Washer | 0.0001703 | 0.00016755 | 0.00016485 | 0.00016219 | 0.00015958 | 0.000157 | 0.00015447 | 0.00015198 | 0.00014953 | 0.00014712 | 0.00014474 | 0.00014241 | 0.00014011 | 0.00013785 | 0.00013563 | 0.00013344 | 0.00013129 | 0.00012917 | 0.00012709 | 0.00012504 | 0.00012302 | 0.00012104
WA | Commercial | Large Retail | Existing | Miscellaneous | Clothes Dryer | 0.0018706 | 0.0018405 | 0.0018108 | 0.0017816 | 0.0017528 | 0.0017246 | 0.0016967 | 0.0016694 | 0.0016425 | 0.001616 | 0.0015899 | 0.0015643 | 0.001539 | 0.0015142 | 0.0014898 | 0.0014658 | 0.0014421 | 0.0014189 | 0.001396 | 0.0013735 | 0.0013513 | 0.0013295
WA | Commercial | Large Retail | Existing | Miscellaneous | Electric Vehicle Chargers | 0.00017059 | 0.00021953 | 0.000276 | 0.00034288 | 0.00042501 | 0.00053533 | 0.00068242 | 0.00087815 | 0.0011321 | 0.0014523 | 0.0018331 | 0.0022782 | 0.0027921 | 0.0033773 | 0.0040298 | 0.0047048 | 0.0054085 | 0.0061222 | 0.0068393 | 0.0075671 | 0.0083616 | 0.0092298
WA | Commercial | Large Retail | Existing | Miscellaneous | Other Miscellaneous | 2.205 | 2.252 | 2.3 | 2.349 | 2.3991 | 2.4502 | 2.5024 | 2.5558 | 2.6103 | 2.6659 | 2.7227 | 2.7808 | 2.84 | 2.9006 | 2.9624 | 3.0256 | 3.0901 | 3.1559 | 3.2232 | 3.2919 | 3.3621 | 3.4337
WA | Commercial | Large Retail | Existing | Generation | Solar PV | -0.19203 | -0.19535 | -0.23299 | -0.2709 | -0.31773 | -0.36622 | -0.42072 | -0.4767 | -0.53709 | -0.60586 | -0.68515 | -0.75961 | -0.83097 | -0.89357 | -0.95222 | -1.0058 | -1.055 | -1.0972 | -1.1339 | -1.1678 | -1.2008 | -1.2377
WA | Commercial | Large Retail | New | Cooling | Air-Cooled Chiller | 0 | 0.00066161 | 0.001319 | 0.0020168 | 0.0026893 | 0.0033682 | 0.0040413 | 0.0047012 | 0.0053367 | 0.0059748 | 0.0066394 | 0.0073198 | 0.0079902 | 0.0086652 | 0.0093375 | 0.010002 | 0.010655 | 0.011287 | 0.011902 | 0.012511 | 0.01312 | 0.013752
WA | Commercial | Large Retail | New | Cooling | Water-Cooled Chiller | 0 | 0.00060518 | 0.0012065 | 0.0018448 | 0.0024599 | 0.0030809 | 0.0036966 | 0.0043002 | 0.0048815 | 0.0054652 | 0.0060731 | 0.0066955 | 0.0073086 | 0.0079261 | 0.008541 | 0.0091488 | 0.0097462 | 0.010324 | 0.010887 | 0.011443 | 0.012001 | 0.012579
WA | Commercial | Large Retail | New | Cooling | RTU | 0 | 0.073337 | 0.13686 | 0.20427 | 0.26925 | 0.3349 | 0.39999 | 0.46382 | 0.52528 | 0.58699 | 0.65126 | 0.71707 | 0.78189 | 0.84607 | 0.91008 | 0.97346 | 1.0358 | 1.0962 | 1.155 | 1.2133 | 1.2717 | 1.3323
WA | Commercial | Large Retail | New | Cooling | Packaged Terminal AC | 0 | 0.0073734 | 0.0147 | 0.022477 | 0.029972 | 0.037537 | 0.045039 | 0.052394 | 0.059476 | 0.066587 | 0.073994 | 0.081577 | 0.089048 | 0.096571 | 0.10406 | 0.11147 | 0.11875 | 0.12579 | 0.13264 | 0.13943 | 0.14622 | 0.15326
WA | Commercial | Large Retail | New | Cooling | Packaged Terminal HP | 0 | 0.00071411 | 0.0014237 | 0.0021768 | 0.0029027 | 0.0036354 | 0.0043619 | 0.0050742 | 0.0057602 | 0.0064489 | 0.0071662 | 0.0079006 | 0.0086241 | 0.0093528 | 0.010078 | 0.010796 | 0.0115 | 0.012182 | 0.012846 | 0.013503 | 0.014161 | 0.014843
WA | Commercial | Large Retail | New | Cooling | Air-Source Heat Pump | 0 | 0.003644 | 0.0069312 | 0.01042 | 0.013783 | 0.017179 | 0.020547 | 0.023849 | 0.027029 | 0.030221 | 0.033546 | 0.036951 | 0.040273 | 0.04362 | 0.046957 | 0.050256 | 0.053501 | 0.05664 | 0.059699 | 0.062726 | 0.065759 | 0.068906
WA | Commercial | Large Retail | New | Cooling | Geothermal Heat Pump | 0 | 0 | 0 | 0 | 0 | 0 | 0 | 0 | 0 | 0 | 0 | 0 | 0 | 0 | 0 | 0 | 0 | 0 | 0 | 0 | 0 | 0
WA | Commercial | Large Retail | New | Space Heating | Electric Furnace | 0 | 0.00072834 | 0.0014521 | 0.0022284 | 0.0029606 | 0.0036695 | 0.0043574 | 0.0050353 | 0.0056366 | 0.0062461 | 0.0068703 | 0.0075251 | 0.0081014 | 0.0086973 | 0.0092778 | 0.0098659 | 0.010358 | 0.010853 | 0.011322 | 0.011817 | 0.012215 | 0.012668
WA | Commercial | Large Retail | New | Space Heating | Electric Room Heat | 0 | 0.0081112 | 0.016171 | 0.024816 | 0.032971 | 0.040865 | 0.048526 | 0.056075 | 0.062773 | 0.06956 | 0.076511 | 0.083804 | 0.090221 | 0.096857 | 0.10332 | 0.10987 | 0.11535 | 0.12087 | 0.12609 | 0.1316 | 0.13604 | 0.14108
WA | Commercial | Large Retail | New | Space Heating | Packaged Terminal HP | 0 | 0.00028786 | 0.00057391 | 0.00088071 | 0.0011701 | 0.0014503 | 0.0017221 | 0.0019901 | 0.0022278 | 0.0024686 | 0.0027153 | 0.0029741 | 0.0032019 | 0.0034374 | 0.0036668 | 0.0038993 | 0.0040937 | 0.0042895 | 0.0044747 | 0.0046702 | 0.0048278 | 0.0050067
WA | Commercial | Large Retail | New | Space Heating | Air-Source Heat Pump | 0 | 0.0018811 | 0.0036953 | 0.0056414 | 0.0074766 | 0.0092534 | 0.010978 | 0.012677 | 0.014184 | 0.015711 | 0.017276 | 0.018917 | 0.020357 | 0.021846 | 0.023297 | 0.024767 | 0.025997 | 0.027236 | 0.028408 | 0.029645 | 0.030642 | 0.031775
WA | Commercial | Large Retail | New | Space Heating | Geothermal Heat Pump | 0 | 0 | 0 | 0 | 0 | 0 | 0 | 0 | 0 | 0 | 0 | 0 | 0 | 0 | 0 | 0 | 0 | 0 | 0 | 0 | 0 | 0
WA | Commercial | Large Retail | New | Ventilation | Ventilation | 0 | 0.11645 | 0.23217 | 0.35498 | 0.47322 | 0.58587 | 0.69609 | 0.80263 | 0.90371 | 1.0041 | 1.1076 | 1.2124 | 1.3143 | 1.4156 | 1.5153 | 1.6105 | 1.7025 | 1.7896 | 1.8727 | 1.9528 | 2.0318 | 2.1132
WA | Commercial | Large Retail | New | Water Heating | Water Heater | 0 | 0.020695 | 0.041259 | 0.062299 | 0.082579 | 0.10237 | 0.12122 | 0.13882 | 0.15552 | 0.17207 | 0.18859 | 0.20532 | 0.22121 | 0.23603 | 0.25035 | 0.26291 | 0.2748 | 0.28588 | 0.29643 | 0.30557 | 0.31476 | 0.32468
WA | Commercial | Large Retail | New | Interior Lighting | General Service Lighting | 0 | 0.019837 | 0.039548 | 0.060468 | 0.076762 | 0.092662 | 0.10751 | 0.12138 | 0.13413 | 0.14512 | 0.15662 | 0.16826 | 0.17985 | 0.19135 | 0.2013 | 0.21062 | 0.21946 | 0.22766 | 0.23551 | 0.242 | 0.24858 | 0.25553
WA | Commercial | Large Retail | New | Interior Lighting | Exempted Lighting | 0 | 0.00012359 | 0.00024639 | 0.00037673 | 0.00046969 | 0.00056042 | 0.00064092 | 0.00071303 | 0.00077661 | 0.00082978 | 0.00088717 | 0.000946 | 0.0010072 | 0.0010688 | 0.0011202 | 0.0011633 | 0.0012049 | 0.0012435 | 0.0012843 | 0.0013245 | 0.0013643 | 0.0014059
WA | Commercial | Large Retail | New | Interior Lighting | High-Bay Lighting | 0 | 0.055239 | 0.11013 | 0.16838 | 0.22275 | 0.27579 | 0.32768 | 0.37785 | 0.42544 | 0.4717 | 0.51939 | 0.56768 | 0.61434 | 0.66055 | 0.70482 | 0.747 | 0.78765 | 0.8261 | 0.86278 | 0.89841 | 0.93365 | 0.97
WA | Commercial | Large Retail | New | Interior Lighting | Linear Lighting | 0 | 0.22094 | 0.44049 | 0.67351 | 0.8917 | 1.1046 | 1.3129 | 1.5143 | 1.7053 | 1.8911 | 2.0826 | 2.2766 | 2.4651 | 2.6526 | 2.8345 | 3.0083 | 3.1762 | 3.3356 | 3.4881 | 3.6365 | 3.7805 | 3.9267
WA | Commercial | Large Retail | New | Exterior Lighting | General Service Lighting | 0 | 0.018915 | 0.03771 | 0.057658 | 0.071803 | 0.085171 | 0.097856 | 0.11023 | 0.12204 | 0.13153 | 0.14127 | 0.15102 | 0.16097 | 0.17084 | 0.1789 | 0.1864 | 0.19349 | 0.20001 | 0.20623 | 0.21103 | 0.21596 | 0.22122
WA | Commercial | Large Retail | New | Exterior Lighting | Area Lighting | 0 | 0.0050616 | 0.010091 | 0.015429 | 0.020429 | 0.025307 | 0.030079 | 0.034692 | 0.039069 | 0.04333 | 0.047723 | 0.05217 | 0.056471 | 0.060732 | 0.064824 | 0.068723 | 0.072482 | 0.076039 | 0.079433 | 0.082731 | 0.085991 | 0.089354
WA | Commercial | Large Retail | New | Exterior Lighting | Linear Lighting | 0 | 0.015585 | 0.031072 | 0.047508 | 0.062899 | 0.077918 | 0.09261 | 0.10681 | 0.12029 | 0.13339 | 0.14691 | 0.16059 | 0.17388 | 0.18711 | 0.19994 | 0.2122 | 0.22405 | 0.23529 | 0.24605 | 0.25651 | 0.26667 | 0.27698
WA | Commercial | Large Retail | New | Refrigeration | Walk-in Refrigerator/Freezer | 0 | 4.6382e-05 | 9.9638e-05 | 0.00016415 | 0.00023585 | 0.00031615 | 0.00040601 | 0.00050557 | 0.00061435 | 0.0007363 | 0.00087595 | 0.0010339 | 0.0012084 | 0.0014032 | 0.0016191 | 0.0018549 | 0.0021135 | 0.0023948 | 0.0027014 | 0.0030378 | 0.0034084 | 0.0038225
WA | Commercial | Large Retail | New | Refrigeration | Reach-in Refrigerator/Freezer | 0 | 0.00034175 | 0.00069855 | 0.0010951 | 0.0014971 | 0.0019095 | 0.0023334 | 0.0027647 | 0.0031967 | 0.0036455 | 0.0041267 | 0.0046348 | 0.0051543 | 0.005695 | 0.0062527 | 0.006816 | 0.0073899 | 0.0079674 | 0.008552 | 0.0091506 | 0.0097692 | 0.010425
WA | Commercial | Large Retail | New | Refrigeration | Glass Door Display | 0 | 0.026739 | 0.053436 | 0.081896 | 0.10946 | 0.1365 | 0.16308 | 0.18891 | 0.21355 | 0.2381 | 0.26351 | 0.28935 | 0.3146 | 0.33984 | 0.36479 | 0.38878 | 0.4121 | 0.43439 | 0.45585 | 0.47687 | 0.49774 | 0.51929
WA | Commercial | Large Retail | New | Refrigeration | Open Display Case | 0 | 0.02189 | 0.043746 | 0.067045 | 0.089614 | 0.11175 | 0.13351 | 0.15465 | 0.17483 | 0.19492 | 0.21572 | 0.23688 | 0.25755 | 0.27821 | 0.29864 | 0.31828 | 0.33737 | 0.35561 | 0.37319 | 0.39039 | 0.40748 | 0.42512
WA | Commercial | Large Retail | New | Refrigeration | Icemaker | 0 | 0.0038142 | 0.0076319 | 0.011712 | 0.015674 | 0.01957 | 0.02341 | 0.027152 | 0.030732 | 0.034308 | 0.038018 | 0.041798 | 0.045503 | 0.049216 | 0.052896 | 0.056446 | 0.059907 | 0.063227 | 0.066435 | 0.069585 | 0.072723 | 0.075968
WA | Commercial | Large Retail | New | Refrigeration | Vending Machine | 0 | 0.00053042 | 0.0010613 | 0.0016287 | 0.0021797 | 0.0027215 | 0.0032555 | 0.0037759 | 0.0042738 | 0.0047711 | 0.0052869 | 0.0058127 | 0.0063278 | 0.0068442 | 0.007356 | 0.0078496 | 0.008331 | 0.0087926 | 0.0092387 | 0.0096769 | 0.010113 | 0.010564
WA | Commercial | Large Retail | New | Food Preparation | Oven | 0 | 0.0053137 | 0.01069 | 0.016493 | 0.022192 | 0.027858 | 0.033504 | 0.03907 | 0.044462 | 0.049904 | 0.055598 | 0.061458 | 0.067266 | 0.073149 | 0.079044 | 0.084804 | 0.090492 | 0.096022 | 0.10144 | 0.10683 | 0.11225 | 0.11789
WA | Commercial | Large Retail | New | Food Preparation | Fryer | 0 | 0.0017794 | 0.0035475 | 0.005424 | 0.0072327 | 0.0089978 | 0.010724 | 0.012394 | 0.013977 | 0.015547 | 0.017165 | 0.018804 | 0.020396 | 0.021981 | 0.023538 | 0.025027 | 0.026465 | 0.027831 | 0.029137 | 0.030408 | 0.031664 | 0.032957
WA | Commercial | Large Retail | New | Food Preparation | Dishwasher | 0 | 0.0032192 | 0.0064883 | 0.010029 | 0.013519 | 0.017002 | 0.020486 | 0.023933 | 0.027286 | 0.030682 | 0.034246 | 0.037925 | 0.041586 | 0.045306 | 0.049047 | 0.052719 | 0.056358 | 0.059913 | 0.06341 | 0.066899 | 0.070423 | 0.0741
WA | Commercial | Large Retail | New | Food Preparation | Hot Food Container | 0 | 0.00014673 | 0.00029573 | 0.00045711 | 0.0006162 | 0.00077495 | 0.00093374 | 0.0010909 | 0.0012437 | 0.0013985 | 0.0015609 | 0.0017286 | 0.0018955 | 0.002065 | 0.0022356 | 0.0024029 | 0.0025688 | 0.0027308 | 0.0028902 | 0.0030493 | 0.0032099 | 0.0033774
WA | Commercial | Large Retail | New | Food Preparation | Steamer | 0 | 0.001794 | 0.0036157 | 0.0055887 | 0.0075338 | 0.0094747 | 0.011416 | 0.013337 | 0.015206 | 0.017098 | 0.019084 | 0.021134 | 0.023175 | 0.025248 | 0.027333 | 0.029379 | 0.031407 | 0.033387 | 0.035336 | 0.037281 | 0.039245 | 0.041293
WA | Commercial | Large Retail | New | Food Preparation | Griddle | 0 | 0.0019179 | 0.0038237 | 0.0058464 | 0.0077959 | 0.0096984 | 0.011559 | 0.013359 | 0.015065 | 0.016757 | 0.018502 | 0.020268 | 0.021984 | 0.023692 | 0.025371 | 0.026976 | 0.028526 | 0.029998 | 0.031405 | 0.032776 | 0.034129 | 0.035523
WA | Commercial | Large Retail | New | Office Equipment | Desktop Computer | 0 | 0.0019891 | 0.0038766 | 0.0057943 | 0.0075531 | 0.0091855 | 0.010702 | 0.012091 | 0.01333 | 0.014494 | 0.015644 | 0.016752 | 0.017763 | 0.018714 | 0.01959 | 0.020362 | 0.021049 | 0.021638 | 0.022145 | 0.022593 | 0.022998 | 0.0234
WA | Commercial | Large Retail | New | Office Equipment | Laptop | 0 | 0.00052208 | 0.0010644 | 0.0016643 | 0.0022696 | 0.0028874 | 0.0035194 | 0.0041592 | 0.0047969 | 0.0054565 | 0.0061609 | 0.0069018 | 0.0076558 | 0.0084373 | 0.0092399 | 0.010047 | 0.010865 | 0.011684 | 0.012509 | 0.013351 | 0.014217 | 0.015132
WA | Commercial | Large Retail | New | Office Equipment | Server | 0 | 0.022999 | 0.046591 | 0.072383 | 0.098075 | 0.12397 | 0.15014 | 0.17631 | 0.20203 | 0.22834 | 0.25617 | 0.28515 | 0.31427 | 0.34414 | 0.37447 | 0.40456 | 0.4347 | 0.46449 | 0.49412 | 0.52398 | 0.55441 | 0.58634
WA | Commercial | Large Retail | New | Office Equipment | Monitor | 0 | 0.00042557 | 0.00085244 | 0.0013095 | 0.0017544 | 0.0021927 | 0.0026258 | 0.0030487 | 0.0034544 | 0.0038605 | 0.0042824 | 0.0047132 | 0.0051363 | 0.0055614 | 0.0059835 | 0.0063918 | 0.006791 | 0.0071748 | 0.0075469 | 0.0079132 | 0.0082787 | 0.0086572
WA | Commercial | Large Retail | New | Office Equipment | Printer/Copier/Fax | 0 | 0.00062835 | 0.0012639 | 0.0019496 | 0.0026228 | 0.0032919 | 0.0039585 | 0.0046152 | 0.0052512 | 0.0058929 | 0.0065642 | 0.0072547 | 0.007939 | 0.0086317 | 0.0093257 | 0.010004 | 0.010673 | 0.011323 | 0.01196 | 0.012592 | 0.013229 | 0.013891
WA | Commercial | Large Retail | New | Office Equipment | POS Terminal | 0 | 0.0054133 | 0.010792 | 0.016501 | 0.022004 | 0.027374 | 0.032626 | 0.037705 | 0.042522 | 0.047298 | 0.052221 | 0.057206 | 0.062051 | 0.066871 | 0.07161 | 0.076139 | 0.080516 | 0.084668 | 0.088642 | 0.092509 | 0.09633 | 0.10026
WA | Commercial | Large Retail | New | Miscellaneous | Non-HVAC Motors | 0 | 0.011222 | 0.022374 | 0.034209 | 0.045616 | 0.056748 | 0.067637 | 0.078165 | 0.088152 | 0.098052 | 0.10826 | 0.11859 | 0.12864 | 0.13863 | 0.14845 | 0.15784 | 0.16692 | 0.17552 | 0.18376 | 0.19178 | 0.1997 | 0.20785
WA | Commercial | Large Retail | New | Miscellaneous | Pool Pump | 0 | 0 | 0 | 0 | 0 | 0 | 0 | 0 | 0 | 0 | 0 | 0 | 0 | 0 | 0 | 0 | 0 | 0 | 0 | 0 | 0 | 0
WA | Commercial | Large Retail | New | Miscellaneous | Pool Heater | 0 | 0 | 0 | 0 | 0 | 0 | 0 | 0 | 0 | 0 | 0 | 0 | 0 | 0 | 0 | 0 | 0 | 0 | 0 | 0 | 0 | 0
WA | Commercial | Large Retail | New | Miscellaneous | Clothes Washer | 0 | 3.7952e-06 | 7.5665e-06 | 1.1569e-05 | 1.5427e-05 | 1.9192e-05 | 2.2874e-05 | 2.6434e-05 | 2.9812e-05 | 3.316e-05 | 3.6612e-05 | 4.0107e-05 | 4.3503e-05 | 4.6882e-05 | 5.0205e-05 | 5.338e-05 | 5.6448e-05 | 5.936e-05 | 6.2146e-05 | 6.4857e-05 | 6.7535e-05 | 7.0293e-05
WA | Commercial | Large Retail | New | Miscellaneous | Clothes Dryer | 0 | 4.1688e-05 | 8.3112e-05 | 0.00012708 | 0.00016945 | 0.0002108 | 0.00025125 | 0.00029036 | 0.00032746 | 0.00036424 | 0.00040215 | 0.00044054 | 0.00047785 | 0.00051497 | 0.00055147 | 0.00058634 | 0.00062005 | 0.00065203 | 0.00068263 | 0.00071241 | 0.00074183 | 0.00077212
WA | Commercial | Large Retail | New | Miscellaneous | Electric Vehicle Chargers | 0 | 5.3614e-06 | 1.3378e-05 | 2.5428e-05 | 4.222e-05 | 6.6643e-05 | 0.00010226 | 0.00015389 | 0.00022675 | 0.0003283 | 0.00046453 | 0.00064238 | 0.0008676 | 0.0011492 | 0.0014922 | 0.0018825 | 0.0023258 | 0.0028138 | 0.0033447 | 0.0039253 | 0.0045905 | 0.0053604
WA | Commercial | Large Retail | New | Miscellaneous | Other Miscellaneous | 0 | 0.050712 | 0.10434 | 0.16465 | 0.22659 | 0.29091 | 0.35784 | 0.42679 | 0.49674 | 0.57023 | 0.64975 | 0.73458 | 0.82231 | 0.91458 | 1.0108 | 1.1091 | 1.2105 | 1.3137 | 1.4194 | 1.5287 | 1.6429 | 1.7647
WA | Commercial | Large Retail | New | Generation | Solar PV | 0 | -0.0044249 | -0.010694 | -0.019323 | -0.030716 | -0.044766 | -0.0623 | -0.082914 | -0.10708 | -0.13656 | -0.1733 | -0.21393 | -0.25801 | -0.3039 | -0.35248 | -0.40237 | -0.45362 | -0.50423 | -0.55446 | -0.60571 | -0.65921 | -0.71879
WA | Commercial | Small Retail | Existing | Cooling | Air-Cooled Chiller | 0 | 0 | 0 | 0 | 0 | 0 | 0 | 0 | 0 | 0 | 0 | 0 | 0 | 0 | 0 | 0 | 0 | 0 | 0 | 0 | 0 | 0
WA | Commercial | Small Retail | Existing | Cooling | Water-Cooled Chiller | 0 | 0 | 0 | 0 | 0 | 0 | 0 | 0 | 0 | 0 | 0 | 0 | 0 | 0 | 0 | 0 | 0 | 0 | 0 | 0 | 0 | 0
WA | Commercial | Small Retail | Existing | Cooling | RTU | 7.8331 | 7.7068 | 7.5496 | 7.392 | 7.2345 | 7.1251 | 7.0144 | 6.9027 | 6.7903 | 6.6774 | 6.5643 | 6.4512 | 6.3382 | 6.2292 | 6.1264 | 6.0367 | 5.9516 | 5.8707 | 5.7934 | 5.7194 | 5.6482 | 5.5796
WA | Commercial | Small Retail | Existing | Cooling | Packaged Terminal AC | 0.76507 | 0.75273 | 0.74059 | 0.72864 | 0.71689 | 0.71008 | 0.70329 | 0.69654 | 0.6898 | 0.6831 | 0.67643 | 0.66979 | 0.66318 | 0.6566 | 0.65005 | 0.64434 | 0.63863 | 0.63293 | 0.62723 | 0.62155 | 0.61588 | 0.61023
WA | Commercial | Small Retail | Existing | Cooling | Packaged Terminal HP | 0.068984 | 0.067871 | 0.066777 | 0.0657 | 0.06464 | 0.064026 | 0.063414 | 0.062804 | 0.062198 | 0.061593 | 0.060991 | 0.060393 | 0.059796 | 0.059203 | 0.058613 | 0.058098 | 0.057583 | 0.057069 | 0.056556 | 0.056044 | 0.055532 | 0.055023
WA | Commercial | Small Retail | Existing | Cooling | Air-Source Heat Pump | 0.40571 | 0.39787 | 0.38896 | 0.38009 | 0.37129 | 0.36504 | 0.35881 | 0.35261 | 0.34648 | 0.34043 | 0.33449 | 0.32866 | 0.32304 | 0.3177 | 0.31261 | 0.30813 | 0.30383 | 0.29972 | 0.29575 | 0.29193 | 0.28824 | 0.28467
WA | Commercial | Small Retail | Existing | Cooling | Geothermal Heat Pump | 0 | 0 | 0 | 0 | 0 | 0 | 0 | 0 | 0 | 0 | 0 | 0 | 0 | 0 | 0 | 0 | 0 | 0 | 0 | 0 | 0 | 0
WA | Commercial | Small Retail | Existing | Space Heating | Electric Furnace | 0.57415 | 0.56489 | 0.55577 | 0.54882 | 0.53799 | 0.52736 | 0.51693 | 0.50856 | 0.49666 | 0.48681 | 0.47715 | 0.4694 | 0.45837 | 0.44925 | 0.4403 | 0.43326 | 0.4232 | 0.41489 | 0.40674 | 0.4002 | 0.39089 | 0.38319
WA | Commercial | Small Retail | Existing | Space Heating | Electric Room Heat | 6.394 | 6.2909 | 6.1894 | 6.1119 | 5.9913 | 5.873 | 5.7568 | 5.6636 | 5.5311 | 5.4214 | 5.3138 | 5.2274 | 5.1047 | 5.0031 | 4.9034 | 4.825 | 4.713 | 4.6204 | 4.5296 | 4.4569 | 4.3531 | 4.2674
WA | Commercial | Small Retail | Existing | Space Heating | Packaged Terminal HP | 0.090969 | 0.089502 | 0.088058 | 0.086956 | 0.08524 | 0.083556 | 0.081904 | 0.080577 | 0.078692 | 0.077131 | 0.075601 | 0.074372 | 0.072626 | 0.07118 | 0.069763 | 0.068647 | 0.067053 | 0.065736 | 0.064444 | 0.063409 | 0.061933 | 0.060713
WA | Commercial | Small Retail | Existing | Space Heating | Air-Source Heat Pump | 0.59445 | 0.58486 | 0.57486 | 0.56705 | 0.55522 | 0.54358 | 0.53213 | 0.5228 | 0.50984 | 0.499 | 0.48835 | 0.47966 | 0.46769 | 0.45775 | 0.44807 | 0.44041 | 0.42974 | 0.4209 | 0.41227 | 0.40533 | 0.39562 | 0.38758
WA | Commercial | Small Retail | Existing | Space Heating | Geothermal Heat Pump | 0 | 0 | 0 | 0 | 0 | 0 | 0 | 0 | 0 | 0 | 0 | 0 | 0 | 0 | 0 | 0 | 0 | 0 | 0 | 0 | 0 | 0
WA | Commercial | Small Retail | Existing | Ventilation | Ventilation | 15.908 | 15.4584 | 15.0053 | 14.5529 | 14.1042 | 13.6546 | 13.2142 | 12.785 | 12.369 | 11.9681 | 11.583 | 11.2146 | 10.8636 | 10.5307 | 10.2163 | 9.9204 | 9.6434 | 9.3828 | 9.1371 | 8.9035 | 8.6821 | 8.4725
WA | Commercial | Small Retail | Existing | Water Heating | Water Heater | 3.0022 | 2.9322 | 2.8588 | 2.7828 | 2.7046 | 2.6247 | 2.5436 | 2.4635 | 2.383 | 2.3021 | 2.2214 | 2.1408 | 2.0666 | 1.9974 | 1.932 | 1.8697 | 1.811 | 1.7552 | 1.7021 | 1.6469 | 1.5948 | 1.544
WA | Commercial | Small Retail | Existing | Interior Lighting | General Service Lighting | 2.3696 | 2.2744 | 2.1584 | 2.0282 | 1.8524 | 1.669 | 1.5256 | 1.4106 | 1.3162 | 1.2337 | 1.1657 | 1.1082 | 1.0614 | 1.0207 | 0.98111 | 0.94527 | 0.91253 | 0.88239 | 0.85499 | 0.8253 | 0.79621 | 0.76804
WA | Commercial | Small Retail | Existing | Interior Lighting | Exempted Lighting | 0.015334 | 0.014606 | 0.013583 | 0.012382 | 0.010617 | 0.0094194 | 0.0085465 | 0.0078575 | 0.0072717 | 0.0067748 | 0.006365 | 0.0060139 | 0.0057523 | 0.0055345 | 0.0053113 | 0.0050877 | 0.0048719 | 0.0046682 | 0.0045113 | 0.0043746 | 0.0042491 | 0.0041296
WA | Commercial | Small Retail | Existing | Interior Lighting | High-Bay Lighting | 5.2044 | 5.1074 | 5.0113 | 4.9165 | 4.822 | 4.7291 | 4.6382 | 4.5492 | 4.4624 | 4.377 | 4.2938 | 4.2131 | 4.1347 | 4.0585 | 3.9838 | 3.9112 | 3.8405 | 3.7716 | 3.7045 | 3.6389 | 3.575 | 3.5127
WA | Commercial | Small Retail | Existing | Interior Lighting | Linear Lighting | 17.3253 | 17.0382 | 16.7536 | 16.4719 | 16.1779 | 15.8867 | 15.5986 | 15.3142 | 15.0337 | 14.7454 | 14.4613 | 14.1819 | 13.907 | 13.6368 | 13.3629 | 13.0939 | 12.8298 | 12.5706 | 12.3163 | 12.0667 | 11.8291 | 11.6008
WA | Commercial | Small Retail | Existing | Exterior Lighting | General Service Lighting | 3.4755 | 3.3359 | 3.1657 | 2.9748 | 2.7004 | 2.4097 | 2.1814 | 2.0042 | 1.8649 | 1.74 | 1.6355 | 1.5459 | 1.4751 | 1.4138 | 1.3531 | 1.2984 | 1.2485 | 1.2027 | 1.1612 | 1.1157 | 1.0712 | 1.0281
WA | Commercial | Small Retail | Existing | Exterior Lighting | Area Lighting | 0.59688 | 0.58726 | 0.57778 | 0.56847 | 0.55867 | 0.54901 | 0.53947 | 0.53008 | 0.52081 | 0.51124 | 0.5018 | 0.4925 | 0.48342 | 0.47454 | 0.46553 | 0.45676 | 0.44821 | 0.43987 | 0.43172 | 0.42375 | 0.41599 | 0.40843
WA | Commercial | Small Retail | Existing | Exterior Lighting | Linear Lighting | 1.8802 | 1.849 | 1.8181 | 1.7875 | 1.7556 | 1.724 | 1.6928 | 1.6619 | 1.6315 | 1.6002 | 1.5694 | 1.539 | 1.5092 | 1.4799 | 1.4502 | 1.421 | 1.3923 | 1.3642 | 1.3366 | 1.3095 | 1.2837 | 1.2589
WA | Commercial | Small Retail | Existing | Refrigeration | Walk-in Refrigerator/Freezer | 0 | 0 | 0 | 0 | 0 | 0 | 0 | 0 | 0 | 0 | 0 | 0 | 0 | 0 | 0 | 0 | 0 | 0 | 0 | 0 | 0 | 0
WA | Commercial | Small Retail | Existing | Refrigeration | Reach-in Refrigerator/Freezer | 0.12409 | 0.12787 | 0.13177 | 0.13578 | 0.13992 | 0.14418 | 0.14858 | 0.15311 | 0.15777 | 0.16258 | 0.16754 | 0.17264 | 0.1779 | 0.18332 | 0.18891 | 0.19467 | 0.2006 | 0.20672 | 0.21301 | 0.21951 | 0.2262 | 0.23309
WA | Commercial | Small Retail | Existing | Refrigeration | Glass Door Display | 0.97239 | 0.98977 | 1.0075 | 1.0255 | 1.0438 | 1.0624 | 1.0814 | 1.1008 | 1.1204 | 1.1405 | 1.1608 | 1.1816 | 1.2027 | 1.2242 | 1.2461 | 1.2684 | 1.291 | 1.3141 | 1.3376 | 1.3615 | 1.3858 | 1.4106
WA | Commercial | Small Retail | Existing | Refrigeration | Open Display Case | 2.7862 | 2.836 | 2.8867 | 2.9383 | 2.9908 | 3.0442 | 3.0986 | 3.154 | 3.2104 | 3.2678 | 3.3262 | 3.3856 | 3.4461 | 3.5077 | 3.5704 | 3.6342 | 3.6992 | 3.7653 | 3.8326 | 3.9011 | 3.9708 | 4.0418
WA | Commercial | Small Retail | Existing | Refrigeration | Icemaker | 0.8399 | 0.85297 | 0.86624 | 0.87972 | 0.89341 | 0.90732 | 0.92144 | 0.93578 | 0.95034 | 0.96513 | 0.98015 | 0.9954 | 1.0109 | 1.0266 | 1.0426 | 1.0588 | 1.0753 | 1.092 | 1.109 | 1.1263 | 1.1438 | 1.1616
WA | Commercial | Small Retail | Existing | Refrigeration | Vending Machine | 0.1168 | 0.12004 | 0.12336 | 0.12678 | 0.13029 | 0.1339 | 0.13761 | 0.14142 | 0.14534 | 0.14936 | 0.1535 | 0.15775 | 0.16212 | 0.16661 | 0.17122 | 0.17597 | 0.18084 | 0.18585 | 0.191 | 0.19629 | 0.20173 | 0.20731
WA | Commercial | Small Retail | Existing | Food Preparation | Oven | 0.14042 | 0.13815 | 0.13592 | 0.13373 | 0.13157 | 0.12945 | 0.12736 | 0.12531 | 0.12329 | 0.1213 | 0.11934 | 0.11742 | 0.11553 | 0.11366 | 0.11183 | 0.11002 | 0.10825 | 0.1065 | 0.10479 | 0.1031 | 0.10143 | 0.099798
WA | Commercial | Small Retail | Existing | Food Preparation | Fryer | 0.051331 | 0.050503 | 0.049688 | 0.048887 | 0.048098 | 0.047323 | 0.046559 | 0.045808 | 0.04507 | 0.044343 | 0.043627 | 0.042924 | 0.042231 | 0.04155 | 0.04088 | 0.040221 | 0.039572 | 0.038934 | 0.038306 | 0.037688 | 0.03708 | 0.036482
WA | Commercial | Small Retail | Existing | Food Preparation | Dishwasher | 0.10493 | 0.10324 | 0.10158 | 0.099939 | 0.098327 | 0.096741 | 0.095181 | 0.093645 | 0.092135 | 0.090649 | 0.089187 | 0.087748 | 0.086333 | 0.084941 | 0.083571 | 0.082223 | 0.080897 | 0.079592 | 0.078308 | 0.077045 | 0.075802 | 0.07458
WA | Commercial | Small Retail | Existing | Food Preparation | Hot Food Container | 0.0047829 | 0.0047058 | 0.0046299 | 0.0045552 | 0.0044817 | 0.0044094 | 0.0043383 | 0.0042683 | 0.0041995 | 0.0041318 | 0.0040651 | 0.0039995 | 0.003935 | 0.0038716 | 0.0038091 | 0.0037477 | 0.0036872 | 0.0036278 | 0.0035693 | 0.0035117 | 0.003455 | 0.0033993
WA | Commercial | Small Retail | Existing | Food Preparation | Steamer | 0.058477 | 0.057534 | 0.056606 | 0.055693 | 0.054794 | 0.053911 | 0.053041 | 0.052186 | 0.051344 | 0.050516 | 0.049701 | 0.048899 | 0.048111 | 0.047335 | 0.046571 | 0.04582 | 0.045081 | 0.044354 | 0.043639 | 0.042935 | 0.042242 | 0.041561
WA | Commercial | Small Retail | Existing | Food Preparation | Griddle | 0.0632 | 0.06218 | 0.061177 | 0.060191 | 0.05922 | 0.058265 | 0.057325 | 0.0564 | 0.055491 | 0.054596 | 0.053715 | 0.052849 | 0.051996 | 0.051158 | 0.050333 | 0.049521 | 0.048722 | 0.047936 | 0.047163 | 0.046402 | 0.045654 | 0.044918
WA | Commercial | Small Retail | Existing | Office Equipment | Desktop Computer | 0.65642 | 0.63134 | 0.60722 | 0.58402 | 0.56171 | 0.54025 | 0.51961 | 0.49976 | 0.48066 | 0.4623 | 0.44464 | 0.42765 | 0.41131 | 0.3956 | 0.38048 | 0.36595 | 0.35197 | 0.33852 | 0.32559 | 0.31315 | 0.30118 | 0.28968
WA | Commercial | Small Retail | Existing | Office Equipment | Laptop | 0.1647 | 0.16571 | 0.16673 | 0.16775 | 0.16879 | 0.16982 | 0.17087 | 0.17192 | 0.17298 | 0.17404 | 0.17511 | 0.17619 | 0.17727 | 0.17836 | 0.17946 | 0.18056 | 0.18167 | 0.18279 | 0.18391 | 0.18504 | 0.18618 | 0.18733
WA | Commercial | Small Retail | Existing | Office Equipment | Server | 4.4444 | 4.4697 | 4.4951 | 4.5207 | 4.5464 | 4.5723 | 4.5983 | 4.6245 | 4.6508 | 4.6773 | 4.7039 | 4.7307 | 4.7576 | 4.7847 | 4.8119 | 4.8393 | 4.8668 | 4.8945 | 4.9224 | 4.9504 | 4.9785 | 5.0069
WA | Commercial | Small Retail | Existing | Office Equipment | Monitor | 0.13665 | 0.13508 | 0.13352 | 0.13199 | 0.13047 | 0.12897 | 0.12748 | 0.12602 | 0.12457 | 0.12313 | 0.12172 | 0.12032 | 0.11893 | 0.11756 | 0.11621 | 0.11488 | 0.11355 | 0.11225 | 0.11096 | 0.10968 | 0.10842 | 0.10717
WA | Commercial | Small Retail | Existing | Office Equipment | Printer/Copier/Fax | 0.48073 | 0.48059 | 0.48045 | 0.48032 | 0.48018 | 0.48004 | 0.47991 | 0.47977 | 0.47963 | 0.4795 | 0.47936 | 0.47922 | 0.47909 | 0.47895 | 0.47881 | 0.47868 | 0.47854 | 0.47841 | 0.47827 | 0.47813 | 0.478 | 0.47786
WA | Commercial | Small Retail | Existing | Office Equipment | POS Terminal | 2.7553 | 2.7135 | 2.6724 | 2.6319 | 2.592 | 2.5527 | 2.514 | 2.4759 | 2.4384 | 2.4014 | 2.365 | 2.3292 | 2.2938 | 2.2591 | 2.2248 | 2.1911 | 2.1579 | 2.1252 | 2.093 | 2.0613 | 2.03 | 1.9992
WA | Commercial | Small Retail | Existing | Miscellaneous | Non-HVAC Motors | 0.079611 | 0.078327 | 0.077064 | 0.075821 | 0.074598 | 0.073395 | 0.072211 | 0.071046 | 0.0699 | 0.068773 | 0.067663 | 0.066572 | 0.065498 | 0.064442 | 0.063403 | 0.06238 | 0.061374 | 0.060384 | 0.05941 | 0.058452 | 0.057509 | 0.056581
WA | Commercial | Small Retail | Existing | Miscellaneous | Pool Pump | 0 | 0 | 0 | 0 | 0 | 0 | 0 | 0 | 0 | 0 | 0 | 0 | 0 | 0 | 0 | 0 | 0 | 0 | 0 | 0 | 0 | 0
WA | Commercial | Small Retail | Existing | Miscellaneous | Pool Heater | 0 | 0 | 0 | 0 | 0 | 0 | 0 | 0 | 0 | 0 | 0 | 0 | 0 | 0 | 0 | 0 | 0 | 0 | 0 | 0 | 0 | 0
WA | Commercial | Small Retail | Existing | Miscellaneous | Clothes Washer | 0 | 0 | 0 | 0 | 0 | 0 | 0 | 0 | 0 | 0 | 0 | 0 | 0 | 0 | 0 | 0 | 0 | 0 | 0 | 0 | 0 | 0
WA | Commercial | Small Retail | Existing | Miscellaneous | Clothes Dryer | 0 | 0 | 0 | 0 | 0 | 0 | 0 | 0 | 0 | 0 | 0 | 0 | 0 | 0 | 0 | 0 | 0 | 0 | 0 | 0 | 0 | 0
WA | Commercial | Small Retail | Existing | Miscellaneous | Electric Vehicle Chargers | 0.14301 | 0.18403 | 0.23137 | 0.28743 | 0.35629 | 0.44877 | 0.57207 | 0.73615 | 0.949 | 1.2175 | 1.5367 | 1.9098 | 2.3407 | 2.8312 | 3.3782 | 3.9441 | 4.534 | 5.1322 | 5.7334 | 6.3435 | 7.0096 | 7.7373
WA | Commercial | Small Retail | Existing | Miscellaneous | Other Miscellaneous | 5.2985 | 5.4115 | 5.5268 | 5.6446 | 5.7649 | 5.8878 | 6.0133 | 6.1415 | 6.2724 | 6.4061 | 6.5427 | 6.6822 | 6.8246 | 6.9701 | 7.1187 | 7.2704 | 7.4254 | 7.5837 | 7.7453 | 7.9104 | 8.079 | 8.2513
WA | Commercial | Small Retail | Existing | Generation | Solar PV | -0.50464 | -0.51338 | -0.61229 | -0.71192 | -0.83497 | -0.96241 | -1.1056 | -1.2527 | -1.4114 | -1.5922 | -1.8005 | -1.9962 | -2.1837 | -2.3482 | -2.5024 | -2.6433 | -2.7726 | -2.8835 | -2.9797 | -3.0688 | -3.1556 | -3.2525
WA | Commercial | Small Retail | New | Cooling | Air-Cooled Chiller | 0 | 0 | 0 | 0 | 0 | 0 | 0 | 0 | 0 | 0 | 0 | 0 | 0 | 0 | 0 | 0 | 0 | 0 | 0 | 0 | 0 | 0
WA | Commercial | Small Retail | New | Cooling | Water-Cooled Chiller | 0 | 0 | 0 | 0 | 0 | 0 | 0 | 0 | 0 | 0 | 0 | 0 | 0 | 0 | 0 | 0 | 0 | 0 | 0 | 0 | 0 | 0
WA | Commercial | Small Retail | New | Cooling | RTU | 0 | 0.1311 | 0.24466 | 0.36517 | 0.48133 | 0.59869 | 0.71506 | 0.82916 | 0.93904 | 1.0494 | 1.1643 | 1.2819 | 1.3978 | 1.5125 | 1.627 | 1.7402 | 1.8517 | 1.9596 | 2.0648 | 2.169 | 2.2734 | 2.3818
WA | Commercial | Small Retail | New | Cooling | Packaged Terminal AC | 0 | 0.01705 | 0.033992 | 0.051973 | 0.069304 | 0.086798 | 0.10414 | 0.12115 | 0.13753 | 0.15397 | 0.1711 | 0.18863 | 0.20591 | 0.2233 | 0.24063 | 0.25775 | 0.27458 | 0.29086 | 0.30672 | 0.3224 | 0.3381 | 0.3544
WA | Commercial | Small Retail | New | Cooling | Packaged Terminal HP | 0 | 0.0015373 | 0.003065 | 0.0046862 | 0.0062489 | 0.0078263 | 0.0093903 | 0.010924 | 0.0124 | 0.013883 | 0.015427 | 0.017008 | 0.018566 | 0.020135 | 0.021697 | 0.023241 | 0.024758 | 0.026226 | 0.027656 | 0.02907 | 0.030486 | 0.031955
WA | Commercial | Small Retail | New | Cooling | Air-Source Heat Pump | 0 | 0.0063665 | 0.01211 | 0.018205 | 0.02408 | 0.030014 | 0.035897 | 0.041666 | 0.047222 | 0.0528 | 0.058609 | 0.064557 | 0.07036 | 0.07621 | 0.082038 | 0.087803 | 0.093472 | 0.098956 | 0.1043 | 0.10959 | 0.11489 | 0.12039
WA | Commercial | Small Retail | New | Cooling | Geothermal Heat Pump | 0 | 0 | 0 | 0 | 0 | 0 | 0 | 0 | 0 | 0 | 0 | 0 | 0 | 0 | 0 | 0 | 0 | 0 | 0 | 0 | 0 | 0
WA | Commercial | Small Retail | New | Space Heating | Electric Furnace | 0 | 0.012795 | 0.025509 | 0.039146 | 0.052009 | 0.064463 | 0.076547 | 0.088456 | 0.09902 | 0.10973 | 0.12069 | 0.1322 | 0.14232 | 0.15279 | 0.16299 | 0.17332 | 0.18196 | 0.19066 | 0.19889 | 0.20759 | 0.21459 | 0.22254
WA | Commercial | Small Retail | New | Space Heating | Electric Room Heat | 0 | 0.14249 | 0.28408 | 0.43595 | 0.5792 | 0.71789 | 0.85247 | 0.98509 | 1.1027 | 1.222 | 1.3441 | 1.4722 | 1.5849 | 1.7015 | 1.8151 | 1.9302 | 2.0264 | 2.1233 | 2.215 | 2.3118 | 2.3898 | 2.4783
WA | Commercial | Small Retail | New | Space Heating | Packaged Terminal HP | 0 | 0.0020273 | 0.0040417 | 0.0062024 | 0.0082405 | 0.010214 | 0.012128 | 0.014015 | 0.015689 | 0.017385 | 0.019123 | 0.020945 | 0.022549 | 0.024208 | 0.025824 | 0.027461 | 0.02883 | 0.030209 | 0.031513 | 0.03289 | 0.034 | 0.03526
WA | Commercial | Small Retail | New | Space Heating | Air-Source Heat Pump | 0 | 0.013247 | 0.026024 | 0.03973 | 0.052654 | 0.065167 | 0.07731 | 0.089277 | 0.099891 | 0.11065 | 0.12167 | 0.13323 | 0.14336 | 0.15385 | 0.16407 | 0.17442 | 0.18308 | 0.19181 | 0.20006 | 0.20878 | 0.2158 | 0.22377
WA | Commercial | Small Retail | New | Space Heating | Geothermal Heat Pump | 0 | 0 | 0 | 0 | 0 | 0 | 0 | 0 | 0 | 0 | 0 | 0 | 0 | 0 | 0 | 0 | 0 | 0 | 0 | 0 | 0 | 0
WA | Commercial | Small Retail | New | Ventilation | Ventilation | 0 | 0.25008 | 0.49858 | 0.76232 | 1.0162 | 1.2582 | 1.4949 | 1.7236 | 1.9407 | 2.1563 | 2.3786 | 2.6037 | 2.8225 | 3.0401 | 3.2541 | 3.4586 | 3.6562 | 3.8432 | 4.0216 | 4.1937 | 4.3632 | 4.5382
WA | Commercial | Small Retail | New | Water Heating | Water Heater | 0 | 0.048955 | 0.097602 | 0.14737 | 0.19535 | 0.24217 | 0.28676 | 0.3284 | 0.36789 | 0.40705 | 0.44613 | 0.4857 | 0.5233 | 0.55836 | 0.59222 | 0.62195 | 0.65006 | 0.67629 | 0.70124 | 0.72286 | 0.74459 | 0.76807
WA | Commercial | Small Retail | New | Interior Lighting | General Service Lighting | 0 | 0.033884 | 0.067554 | 0.10329 | 0.13112 | 0.15828 | 0.18365 | 0.20734 | 0.22912 | 0.24789 | 0.26754 | 0.28741 | 0.30721 | 0.32686 | 0.34385 | 0.35977 | 0.37487 | 0.38889 | 0.40228 | 0.41337 | 0.42461 | 0.43649
WA | Commercial | Small Retail | New | Interior Lighting | Exempted Lighting | 0 | 0.0002111 | 0.00042088 | 0.00064351 | 0.00080231 | 0.00095728 | 0.0010948 | 0.001218 | 0.0013266 | 0.0014174 | 0.0015154 | 0.0016159 | 0.0017204 | 0.0018258 | 0.0019135 | 0.0019871 | 0.0020582 | 0.002124 | 0.0021938 | 0.0022625 | 0.0023304 | 0.0024015
WA | Commercial | Small Retail | New | Interior Lighting | High-Bay Lighting | 0 | 0.094357 | 0.18812 | 0.28763 | 0.38048 | 0.4711 | 0.55974 | 0.64543 | 0.72673 | 0.80574 | 0.88721 | 0.96969 | 1.0494 | 1.1283 | 1.204 | 1.276 | 1.3454 | 1.4111 | 1.4738 | 1.5346 | 1.5948 | 1.6569
WA | Commercial | Small Retail | New | Interior Lighting | Linear Lighting | 0 | 0.37741 | 0.75244 | 1.1505 | 1.5232 | 1.8869 | 2.2426 | 2.5866 | 2.9129 | 3.2303 | 3.5575 | 3.8888 | 4.2107 | 4.5311 | 4.8418 | 5.1386 | 5.4255 | 5.6978 | 5.9582 | 6.2118 | 6.4577 | 6.7075
WA | Commercial | Small Retail | New | Exterior Lighting | General Service Lighting | 0 | 0.049707 | 0.0991 | 0.15152 | 0.18869 | 0.22382 | 0.25716 | 0.28968 | 0.32071 | 0.34564 | 0.37126 | 0.39687 | 0.42302 | 0.44895 | 0.47013 | 0.48985 | 0.50848 | 0.52562 | 0.54196 | 0.55458 | 0.56752 | 0.58135
WA | Commercial | Small Retail | New | Exterior Lighting | Area Lighting | 0 | 0.013302 | 0.026519 | 0.040548 | 0.053685 | 0.066505 | 0.079046 | 0.091169 | 0.10267 | 0.11387 | 0.12541 | 0.1371 | 0.1484 | 0.1596 | 0.17035 | 0.1806 | 0.19048 | 0.19983 | 0.20875 | 0.21741 | 0.22598 | 0.23482
WA | Commercial | Small Retail | New | Exterior Lighting | Linear Lighting | 0 | 0.040957 | 0.081655 | 0.12485 | 0.16529 | 0.20476 | 0.24337 | 0.2807 | 0.31611 | 0.35055 | 0.38606 | 0.42201 | 0.45695 | 0.49172 | 0.52543 | 0.55765 | 0.58878 | 0.61833 | 0.64659 | 0.67411 | 0.70079 | 0.7279
WA | Commercial | Small Retail | New | Refrigeration | Walk-in Refrigerator/Freezer | 0 | 0 | 0 | 0 | 0 | 0 | 0 | 0 | 0 | 0 | 0 | 0 | 0 | 0 | 0 | 0 | 0 | 0 | 0 | 0 | 0 | 0
WA | Commercial | Small Retail | New | Refrigeration | Reach-in Refrigerator/Freezer | 0 | 0.0028963 | 0.0060479 | 0.0096851 | 0.013527 | 0.017625 | 0.022002 | 0.02663 | 0.031456 | 0.036646 | 0.042377 | 0.048621 | 0.055237 | 0.062347 | 0.069929 | 0.077873 | 0.08625 | 0.094995 | 0.10416 | 0.11386 | 0.12418 | 0.13537
WA | Commercial | Small Retail | New | Refrigeration | Glass Door Display | 0 | 0.022235 | 0.045487 | 0.071364 | 0.097643 | 0.12464 | 0.15243 | 0.18076 | 0.20917 | 0.23873 | 0.27046 | 0.30401 | 0.33836 | 0.37416 | 0.41113 | 0.44853 | 0.48669 | 0.52515 | 0.56413 | 0.60411 | 0.64547 | 0.68936
WA | Commercial | Small Retail | New | Refrigeration | Open Display Case | 0 | 0.063711 | 0.13033 | 0.20448 | 0.27978 | 0.35714 | 0.43677 | 0.51792 | 0.59934 | 0.68404 | 0.77495 | 0.87108 | 0.96949 | 1.0721 | 1.178 | 1.2852 | 1.3945 | 1.5047 | 1.6164 | 1.731 | 1.8495 | 1.9752
WA | Commercial | Small Retail | New | Refrigeration | Icemaker | 0 | 0.019169 | 0.039141 | 0.061291 | 0.083703 | 0.10664 | 0.13018 | 0.15407 | 0.17795 | 0.20272 | 0.22923 | 0.25717 | 0.28569 | 0.31532 | 0.34582 | 0.37657 | 0.40783 | 0.43922 | 0.47094 | 0.50336 | 0.5368 | 0.57222
WA | Commercial | Small Retail | New | Refrigeration | Vending Machine | 0 | 0.0026658 | 0.0054431 | 0.0085234 | 0.01164 | 0.014831 | 0.018103 | 0.021426 | 0.024747 | 0.028191 | 0.031878 | 0.035764 | 0.039729 | 0.04385 | 0.048091 | 0.052368 | 0.056715 | 0.061081 | 0.065491 | 0.07 | 0.074651 | 0.079575
WA | Commercial | Small Retail | New | Food Preparation | Oven | 0 | 0.00332 | 0.0070226 | 0.011392 | 0.016117 | 0.021272 | 0.0269 | 0.032982 | 0.039464 | 0.046572 | 0.054555 | 0.063406 | 0.072968 | 0.083431 | 0.094791 | 0.10693 | 0.11997 | 0.13385 | 0.14867 | 0.16462 | 0.18187 | 0.20083
WA | Commercial | Small Retail | New | Food Preparation | Fryer | 0 | 0.0011439 | 0.0022806 | 0.003487 | 0.0046498 | 0.0057846 | 0.0068945 | 0.0079676 | 0.0089856 | 0.0099948 | 0.011035 | 0.012089 | 0.013112 | 0.014131 | 0.015132 | 0.016089 | 0.017014 | 0.017892 | 0.018731 | 0.019549 | 0.020356 | 0.021187
WA | Commercial | Small Retail | New | Food Preparation | Dishwasher | 0 | 0.0024811 | 0.005248 | 0.0085133 | 0.012044 | 0.015897 | 0.020103 | 0.024648 | 0.029492 | 0.034804 | 0.040769 | 0.047384 | 0.05453 | 0.062349 | 0.070838 | 0.079909 | 0.089654 | 0.10003 | 0.1111 | 0.12302 | 0.13591 | 0.15009
WA | Commercial | Small Retail | New | Food Preparation | Hot Food Container | 0 | 0.00011309 | 0.0002392 | 0.00038804 | 0.00054898 | 0.00072458 | 0.00091627 | 0.0011234 | 0.0013442 | 0.0015863 | 0.0018583 | 0.0021597 | 0.0024855 | 0.0028418 | 0.0032288 | 0.0036422 | 0.0040864 | 0.0045592 | 0.0050641 | 0.0056073 | 0.0061948 | 0.0068409
WA | Commercial | Small Retail | New | Food Preparation | Steamer | 0 | 0.0013826 | 0.0029246 | 0.0047442 | 0.0067119 | 0.0088589 | 0.011203 | 0.013735 | 0.016435 | 0.019395 | 0.022719 | 0.026406 | 0.030388 | 0.034745 | 0.039476 | 0.044531 | 0.049962 | 0.055741 | 0.061915 | 0.068556 | 0.075739 | 0.083638
WA | Commercial | Small Retail | New | Food Preparation | Griddle | 0 | 0.0014084 | 0.002808 | 0.0042933 | 0.005725 | 0.0071221 | 0.0084887 | 0.0098099 | 0.011063 | 0.012306 | 0.013587 | 0.014884 | 0.016144 | 0.017398 | 0.018631 | 0.01981 | 0.020948 | 0.022029 | 0.023063 | 0.024069 | 0.025063 | 0.026086
WA | Commercial | Small Retail | New | Office Equipment | Desktop Computer | 0 | 0.0143 | 0.027871 | 0.041658 | 0.054302 | 0.066038 | 0.076944 | 0.086925 | 0.095831 | 0.1042 | 0.11247 | 0.12044 | 0.12771 | 0.13454 | 0.14084 | 0.14639 | 0.15133 | 0.15556 | 0.15921 | 0.16243 | 0.16534 | 0.16823
WA | Commercial | Small Retail | New | Office Equipment | Laptop | 0 | 0.0037534 | 0.0076526 | 0.011966 | 0.016317 | 0.020759 | 0.025302 | 0.029902 | 0.034487 | 0.039229 | 0.044293 | 0.04962 | 0.05504 | 0.060659 | 0.066429 | 0.07223 | 0.078111 | 0.084 | 0.089933 | 0.095982 | 0.10221 | 0.10879
WA | Commercial | Small Retail | New | Office Equipment | Server | 0 | 0.10064 | 0.20388 | 0.31674 | 0.42916 | 0.5425 | 0.657 | 0.77149 | 0.88408 | 0.9992 | 1.121 | 1.2478 | 1.3752 | 1.5059 | 1.6386 | 1.7703 | 1.9022 | 2.0325 | 2.1622 | 2.2929 | 2.426 | 2.5657
WA | Commercial | Small Retail | New | Office Equipment | Monitor | 0 | 0.0030596 | 0.0061285 | 0.0094144 | 0.012613 | 0.015765 | 0.018878 | 0.021919 | 0.024835 | 0.027754 | 0.030788 | 0.033885 | 0.036927 | 0.039983 | 0.043018 | 0.045953 | 0.048823 | 0.051583 | 0.054257 | 0.056891 | 0.059519 | 0.06224
WA | Commercial | Small Retail | New | Office Equipment | Printer/Copier/Fax | 0 | 0.010808 | 0.02174 | 0.033535 | 0.045116 | 0.056625 | 0.06809 | 0.079387 | 0.090326 | 0.10136 | 0.11291 | 0.12479 | 0.13656 | 0.14848 | 0.16041 | 0.17207 | 0.18358 | 0.19476 | 0.20572 | 0.2166 | 0.22755 | 0.23895
WA | Commercial | Small Retail | New | Office Equipment | POS Terminal | 0 | 0.061402 | 0.12242 | 0.18717 | 0.24959 | 0.3105 | 0.37008 | 0.42768 | 0.48232 | 0.53649 | 0.59234 | 0.64888 | 0.70383 | 0.7585 | 0.81226 | 0.86363 | 0.91327 | 0.96038 | 1.0054 | 1.0493 | 1.0926 | 1.1373
WA | Commercial | Small Retail | New | Miscellaneous | Non-HVAC Motors | 0 | 0.0017742 | 0.0035371 | 0.0054082 | 0.0072116 | 0.0089715 | 0.010693 | 0.012357 | 0.013936 | 0.015501 | 0.017115 | 0.018749 | 0.020336 | 0.021916 | 0.02347 | 0.024954 | 0.026388 | 0.027749 | 0.029051 | 0.030319 | 0.031571 | 0.03286
WA | Commercial | Small Retail | New | Miscellaneous | Pool Pump | 0 | 0 | 0 | 0 | 0 | 0 | 0 | 0 | 0 | 0 | 0 | 0 | 0 | 0 | 0 | 0 | 0 | 0 | 0 | 0 | 0 | 0
WA | Commercial | Small Retail | New | Miscellaneous | Pool Heater | 0 | 0 | 0 | 0 | 0 | 0 | 0 | 0 | 0 | 0 | 0 | 0 | 0 | 0 | 0 | 0 | 0 | 0 | 0 | 0 | 0 | 0
WA | Commercial | Small Retail | New | Miscellaneous | Clothes Washer | 0 | 0 | 0 | 0 | 0 | 0 | 0 | 0 | 0 | 0 | 0 | 0 | 0 | 0 | 0 | 0 | 0 | 0 | 0 | 0 | 0 | 0
WA | Commercial | Small Retail | New | Miscellaneous | Clothes Dryer | 0 | 0 | 0 | 0 | 0 | 0 | 0 | 0 | 0 | 0 | 0 | 0 | 0 | 0 | 0 | 0 | 0 | 0 | 0 | 0 | 0 | 0
WA | Commercial | Small Retail | New | Miscellaneous | Electric Vehicle Chargers | 0 | 0.0044945 | 0.011215 | 0.021316 | 0.035393 | 0.055867 | 0.085723 | 0.129 | 0.19009 | 0.27521 | 0.38942 | 0.5385 | 0.72731 | 0.96336 | 1.2509 | 1.5781 | 1.9497 | 2.3588 | 2.8039 | 3.2906 | 3.8482 | 4.4936
WA | Commercial | Small Retail | New | Miscellaneous | Other Miscellaneous | 0 | 0.12186 | 0.25074 | 0.39565 | 0.54449 | 0.69907 | 0.8599 | 1.0256 | 1.1937 | 1.3703 | 1.5614 | 1.7652 | 1.976 | 2.1977 | 2.4289 | 2.6652 | 2.9087 | 3.1567 | 3.4107 | 3.6736 | 3.9478 | 4.2407
WA | Commercial | Small Retail | New | Generation | Solar PV | 0 | -0.011628 | -0.028103 | -0.05078 | -0.080719 | -0.11764 | -0.16372 | -0.21789 | -0.2814 | -0.35887 | -0.45543 | -0.56219 | -0.67803 | -0.79862 | -0.92629 | -1.0574 | -1.1921 | -1.3251 | -1.4571 | -1.5918 | -1.7324 | -1.8889
WA | Commercial | Restaurant | Existing | Cooling | Air-Cooled Chiller | 0 | 0 | 0 | 0 | 0 | 0 | 0 | 0 | 0 | 0 | 0 | 0 | 0 | 0 | 0 | 0 | 0 | 0 | 0 | 0 | 0 | 0
WA | Commercial | Restaurant | Existing | Cooling | Water-Cooled Chiller | 0 | 0 | 0 | 0 | 0 | 0 | 0 | 0 | 0 | 0 | 0 | 0 | 0 | 0 | 0 | 0 | 0 | 0 | 0 | 0 | 0 | 0
WA | Commercial | Restaurant | Existing | Cooling | RTU | 6.802 | 6.6923 | 6.5559 | 6.419 | 6.2822 | 6.1872 | 6.0911 | 5.9941 | 5.8965 | 5.7984 | 5.7002 | 5.602 | 5.5039 | 5.4092 | 5.32 | 5.2421 | 5.1682 | 5.0979 | 5.0308 | 4.9665 | 4.9047 | 4.8452
WA | Commercial | Restaurant | Existing | Cooling | Packaged Terminal AC | 0.54518 | 0.53639 | 0.52774 | 0.51923 | 0.51085 | 0.506 | 0.50116 | 0.49635 | 0.49155 | 0.48677 | 0.48202 | 0.47728 | 0.47257 | 0.46789 | 0.46322 | 0.45915 | 0.45508 | 0.45102 | 0.44696 | 0.44291 | 0.43887 | 0.43485
WA | Commercial | Restaurant | Existing | Cooling | Packaged Terminal HP | 0.17933 | 0.17644 | 0.17359 | 0.17079 | 0.16804 | 0.16644 | 0.16485 | 0.16327 | 0.16169 | 0.16012 | 0.15856 | 0.157 | 0.15545 | 0.15391 | 0.15237 | 0.15103 | 0.14969 | 0.14836 | 0.14702 | 0.14569 | 0.14436 | 0.14304
WA | Commercial | Restaurant | Existing | Cooling | Air-Source Heat Pump | 0.76678 | 0.75196 | 0.73513 | 0.71836 | 0.70173 | 0.68992 | 0.67814 | 0.66643 | 0.65485 | 0.64342 | 0.63218 | 0.62116 | 0.61054 | 0.60045 | 0.59083 | 0.58236 | 0.57424 | 0.56646 | 0.55897 | 0.55175 | 0.54477 | 0.53802
WA | Commercial | Restaurant | Existing | Cooling | Geothermal Heat Pump | 0 | 0 | 0 | 0 | 0 | 0 | 0 | 0 | 0 | 0 | 0 | 0 | 0 | 0 | 0 | 0 | 0 | 0 | 0 | 0 | 0 | 0
WA | Commercial | Restaurant | Existing | Space Heating | Electric Furnace | 0.17909 | 0.1762 | 0.17336 | 0.17119 | 0.16782 | 0.1645 | 0.16125 | 0.15864 | 0.15492 | 0.15185 | 0.14884 | 0.14642 | 0.14298 | 0.14014 | 0.13734 | 0.13515 | 0.13201 | 0.12942 | 0.12687 | 0.12484 | 0.12193 | 0.11953
WA | Commercial | Restaurant | Existing | Space Heating | Electric Room Heat | 0.015456 | 0.015207 | 0.014962 | 0.014774 | 0.014483 | 0.014197 | 0.013916 | 0.013691 | 0.01337 | 0.013105 | 0.012845 | 0.012636 | 0.012339 | 0.012094 | 0.011853 | 0.011664 | 0.011393 | 0.011169 | 0.010949 | 0.010774 | 0.010523 | 0.010315
WA | Commercial | Restaurant | Existing | Space Heating | Packaged Terminal HP | 0.075198 | 0.073985 | 0.072792 | 0.07188 | 0.070463 | 0.06907 | 0.067704 | 0.066608 | 0.065049 | 0.063759 | 0.062494 | 0.061478 | 0.060035 | 0.05884 | 0.057668 | 0.056746 | 0.055428 | 0.05434 | 0.053272 | 0.052416 | 0.051196 | 0.050188
WA | Commercial | Restaurant | Existing | Space Heating | Air-Source Heat Pump | 0.35725 | 0.35149 | 0.34548 | 0.34079 | 0.33368 | 0.32668 | 0.3198 | 0.31419 | 0.3064 | 0.29989 | 0.29349 | 0.28826 | 0.28107 | 0.2751 | 0.26928 | 0.26468 | 0.25826 | 0.25295 | 0.24777 | 0.2436 | 0.23776 | 0.23292
WA | Commercial | Restaurant | Existing | Space Heating | Geothermal Heat Pump | 0 | 0 | 0 | 0 | 0 | 0 | 0 | 0 | 0 | 0 | 0 | 0 | 0 | 0 | 0 | 0 | 0 | 0 | 0 | 0 | 0 | 0
WA | Commercial | Restaurant | Existing | Ventilation | Ventilation | 7.99 | 7.7642 | 7.5367 | 7.3094 | 7.084 | 6.8582 | 6.637 | 6.4214 | 6.2124 | 6.0111 | 5.8176 | 5.6325 | 5.4563 | 5.2892 | 5.1312 | 4.9826 | 4.8435 | 4.7127 | 4.5892 | 4.4719 | 4.3607 | 4.2555
WA | Commercial | Restaurant | Existing | Water Heating | Water Heater | 3.9054 | 3.7991 | 3.6874 | 3.5707 | 3.4516 | 3.3278 | 3.2058 | 3.0839 | 2.9622 | 2.8416 | 2.7257 | 2.6117 | 2.5057 | 2.4064 | 2.3155 | 2.2318 | 2.1497 | 2.0735 | 2.0025 | 1.9278 | 1.858 | 1.7927
WA | Commercial | Restaurant | Existing | Interior Lighting | General Service Lighting | 3.0808 | 2.9438 | 2.7745 | 2.5835 | 2.3356 | 2.0769 | 1.8764 | 1.7177 | 1.5895 | 1.4798 | 1.3906 | 1.3162 | 1.2562 | 1.2047 | 1.1556 | 1.1115 | 1.0717 | 1.0353 | 1.0024 | 0.967 | 0.93251 | 0.89923
WA | Commercial | Restaurant | Existing | Interior Lighting | Exempted Lighting | 0.025686 | 0.024249 | 0.02218 | 0.019732 | 0.016422 | 0.014196 | 0.012613 | 0.011413 | 0.010439 | 0.0096429 | 0.009004 | 0.00847 | 0.0080762 | 0.0077535 | 0.0074297 | 0.0071098 | 0.0068034 | 0.0065159 | 0.0062948 | 0.0061026 | 0.0059266 | 0.0057594
WA | Commercial | Restaurant | Existing | Interior Lighting | High-Bay Lighting | 0.055548 | 0.054512 | 0.053487 | 0.052476 | 0.051462 | 0.050467 | 0.049492 | 0.048539 | 0.047608 | 0.046689 | 0.045795 | 0.044926 | 0.044083 | 0.043264 | 0.042459 | 0.041677 | 0.040916 | 0.040175 | 0.039453 | 0.038749 | 0.038063 | 0.037393
WA | Commercial | Restaurant | Existing | Interior Lighting | Linear Lighting | 2.7219 | 2.6759 | 2.6302 | 2.5847 | 2.5372 | 2.4901 | 2.4435 | 2.3974 | 2.3518 | 2.3051 | 2.2591 | 2.2139 | 2.1693 | 2.1256 | 2.0813 | 2.0378 | 1.9951 | 1.9532 | 1.9122 | 1.8719 | 1.8338 | 1.7975
WA | Commercial | Restaurant | Existing | Exterior Lighting | General Service Lighting | 0.36744 | 0.35118 | 0.33111 | 0.30847 | 0.27745 | 0.24463 | 0.21909 | 0.19941 | 0.18407 | 0.17064 | 0.15954 | 0.15016 | 0.1428 | 0.13649 | 0.13036 | 0.12489 | 0.11994 | 0.11543 | 0.11136 | 0.10694 | 0.10262 | 0.098464
WA | Commercial | Restaurant | Existing | Exterior Lighting | Area Lighting | 0.10567 | 0.10397 | 0.10229 | 0.10064 | 0.098907 | 0.097196 | 0.095509 | 0.093845 | 0.092205 | 0.090509 | 0.088839 | 0.087193 | 0.085585 | 0.084012 | 0.082417 | 0.080865 | 0.079351 | 0.077874 | 0.076431 | 0.075021 | 0.073648 | 0.072309
WA | Commercial | Restaurant | Existing | Exterior Lighting | Linear Lighting | 0.26961 | 0.26506 | 0.26053 | 0.25602 | 0.25132 | 0.24666 | 0.24203 | 0.23747 | 0.23296 | 0.22833 | 0.22378 | 0.21929 | 0.21488 | 0.21055 | 0.20616 | 0.20185 | 0.19762 | 0.19348 | 0.18941 | 0.18542 | 0.18165 | 0.17804
WA | Commercial | Restaurant | Existing | Refrigeration | Walk-in Refrigerator/Freezer | 5.6198 | 5.5636 | 5.5079 | 5.4528 | 5.3983 | 5.3443 | 5.2908 | 5.2379 | 5.1855 | 5.1336 | 5.0822 | 5.0314 | 4.981 | 4.9312 | 4.8819 | 4.833 | 4.7847 | 4.7368 | 4.6894 | 4.6425 | 4.596 | 4.5501
WA | Commercial | Restaurant | Existing | Refrigeration | Reach-in Refrigerator/Freezer | 0.15682 | 0.16052 | 0.16431 | 0.16818 | 0.17215 | 0.17622 | 0.18037 | 0.18463 | 0.18899 | 0.19345 | 0.19801 | 0.20268 | 0.20747 | 0.21236 | 0.21737 | 0.2225 | 0.22775 | 0.23313 | 0.23863 | 0.24426 | 0.25002 | 0.25592
WA | Commercial | Restaurant | Existing | Refrigeration | Glass Door Display | 0.28528 | 0.29057 | 0.29595 | 0.30144 | 0.30703 | 0.31273 | 0.31853 | 0.32443 | 0.33045 | 0.33658 | 0.34282 | 0.34918 | 0.35565 | 0.36225 | 0.36896 | 0.37581 | 0.38278 | 0.38987 | 0.3971 | 0.40447 | 0.41197 | 0.41961
WA | Commercial | Restaurant | Existing | Refrigeration | Open Display Case | 0.13623 | 0.13876 | 0.14133 | 0.14395 | 0.14662 | 0.14934 | 0.15211 | 0.15493 | 0.15781 | 0.16073 | 0.16371 | 0.16675 | 0.16984 | 0.17299 | 0.1762 | 0.17947 | 0.18279 | 0.18618 | 0.18964 | 0.19315 | 0.19674 | 0.20038
WA | Commercial | Restaurant | Existing | Refrigeration | Icemaker | 8.2998 | 8.1902 | 8.082 | 7.9752 | 7.8698 | 7.7659 | 7.6633 | 7.562 | 7.4621 | 7.3635 | 7.2663 | 7.1703 | 7.0755 | 6.9821 | 6.8898 | 6.7988 | 6.709 | 6.6204 | 6.5329 | 6.4466 | 6.3614 | 6.2774
WA | Commercial | Restaurant | Existing | Refrigeration | Vending Machine | 0.57711 | 0.57054 | 0.56404 | 0.55762 | 0.55127 | 0.545 | 0.5388 | 0.53266 | 0.5266 | 0.5206 | 0.51468 | 0.50882 | 0.50303 | 0.4973 | 0.49164 | 0.48604 | 0.48051 | 0.47504 | 0.46963 | 0.46429 | 0.459 | 0.45378
WA | Commercial | Restaurant | Existing | Food Preparation | Oven | 2.6598 | 2.6169 | 2.5747 | 2.5332 | 2.4923 | 2.4521 | 2.4126 | 2.3736 | 2.3354 | 2.2977 | 2.2606 | 2.2242 | 2.1883 | 2.153 | 2.1183 | 2.0841 | 2.0505 | 2.0174 | 1.9849 | 1.9529 | 1.9214 | 1.8904
WA | Commercial | Restaurant | Existing | Food Preparation | Fryer | 5.695 | 5.6031 | 5.5128 | 5.4239 | 5.3364 | 5.2503 | 5.1656 | 5.0823 | 5.0003 | 4.9197 | 4.8403 | 4.7623 | 4.6854 | 4.6099 | 4.5355 | 4.4624 | 4.3904 | 4.3196 | 4.2499 | 4.1814 | 4.1139 | 4.0476
WA | Commercial | Restaurant | Existing | Food Preparation | Dishwasher | 4.2001 | 4.1324 | 4.0658 | 4.0002 | 3.9357 | 3.8722 | 3.8097 | 3.7483 | 3.6878 | 3.6283 | 3.5698 | 3.5122 | 3.4556 | 3.3999 | 3.345 | 3.2911 | 3.238 | 3.1858 | 3.1344 | 3.0838 | 3.0341 | 2.9851
WA | Commercial | Restaurant | Existing | Food Preparation | Hot Food Container | 0.36239 | 0.35655 | 0.3508 | 0.34514 | 0.33957 | 0.3341 | 0.32871 | 0.32341 | 0.31819 | 0.31306 | 0.30801 | 0.30304 | 0.29815 | 0.29334 | 0.28861 | 0.28396 | 0.27938 | 0.27487 | 0.27044 | 0.26608 | 0.26178 | 0.25756
WA | Commercial | Restaurant | Existing | Food Preparation | Steamer | 1.0971 | 1.0794 | 1.062 | 1.0449 | 1.028 | 1.0115 | 0.99515 | 0.97909 | 0.9633 | 0.94777 | 0.93248 | 0.91744 | 0.90264 | 0.88808 | 0.87376 | 0.85967 | 0.8458 | 0.83216 | 0.81874 | 0.80553 | 0.79254 | 0.77976
WA | Commercial | Restaurant | Existing | Food Preparation | Griddle | 1.1401 | 1.1217 | 1.1037 | 1.0858 | 1.0683 | 1.0511 | 1.0342 | 1.0175 | 1.0011 | 0.98491 | 0.96903 | 0.9534 | 0.93802 | 0.92289 | 0.90801 | 0.89336 | 0.87895 | 0.86478 | 0.85083 | 0.83711 | 0.8236 | 0.81032
WA | Commercial | Restaurant | Existing | Office Equipment | Desktop Computer | 0.068199 | 0.065594 | 0.063088 | 0.060677 | 0.058359 | 0.056129 | 0.053985 | 0.051922 | 0.049939 | 0.048031 | 0.046196 | 0.044431 | 0.042733 | 0.041101 | 0.03953 | 0.03802 | 0.036568 | 0.03517 | 0.033827 | 0.032534 | 0.031291 | 0.030096
WA | Commercial | Restaurant | Existing | Office Equipment | Laptop | 0.017111 | 0.017216 | 0.017322 | 0.017429 | 0.017536 | 0.017644 | 0.017752 | 0.017862 | 0.017971 | 0.018082 | 0.018193 | 0.018305 | 0.018418 | 0.018531 | 0.018645 | 0.018759 | 0.018875 | 0.018991 | 0.019108 | 0.019225 | 0.019343 | 0.019462
WA | Commercial | Restaurant | Existing | Office Equipment | Server | 0.61058 | 0.61405 | 0.61755 | 0.62106 | 0.6246 | 0.62815 | 0.63173 | 0.63532 | 0.63894 | 0.64257 | 0.64623 | 0.64991 | 0.65361 | 0.65733 | 0.66107 | 0.66483 | 0.66861 | 0.67242 | 0.67624 | 0.68009 | 0.68396 | 0.68785
WA | Commercial | Restaurant | Existing | Office Equipment | Monitor | 0.014197 | 0.014034 | 0.013872 | 0.013713 | 0.013555 | 0.013399 | 0.013245 | 0.013093 | 0.012942 | 0.012793 | 0.012646 | 0.0125 | 0.012357 | 0.012214 | 0.012074 | 0.011935 | 0.011798 | 0.011662 | 0.011528 | 0.011395 | 0.011264 | 0.011135
WA | Commercial | Restaurant | Existing | Office Equipment | Printer/Copier/Fax | 0.066593 | 0.066574 | 0.066555 | 0.066537 | 0.066518 | 0.066499 | 0.06648 | 0.066461 | 0.066442 | 0.066423 | 0.066404 | 0.066385 | 0.066366 | 0.066347 | 0.066329 | 0.06631 | 0.066291 | 0.066272 | 0.066253 | 0.066234 | 0.066215 | 0.066197
WA | Commercial | Restaurant | Existing | Office Equipment | POS Terminal | 0.094871 | 0.093433 | 0.092017 | 0.090622 | 0.089248 | 0.087895 | 0.086563 | 0.085251 | 0.083959 | 0.082686 | 0.081433 | 0.080198 | 0.078983 | 0.077786 | 0.076607 | 0.075445 | 0.074302 | 0.073176 | 0.072066 | 0.070974 | 0.069898 | 0.068839
WA | Commercial | Restaurant | Existing | Miscellaneous | Non-HVAC Motors | 0.021898 | 0.021544 | 0.021197 | 0.020855 | 0.020519 | 0.020188 | 0.019862 | 0.019542 | 0.019227 | 0.018916 | 0.018611 | 0.018311 | 0.018016 | 0.017725 | 0.017439 | 0.017158 | 0.016881 | 0.016609 | 0.016341 | 0.016078 | 0.015818 | 0.015563
WA | Commercial | Restaurant | Existing | Miscellaneous | Pool Pump | 0 | 0 | 0 | 0 | 0 | 0 | 0 | 0 | 0 | 0 | 0 | 0 | 0 | 0 | 0 | 0 | 0 | 0 | 0 | 0 | 0 | 0
WA | Commercial | Restaurant | Existing | Miscellaneous | Pool Heater | 0 | 0 | 0 | 0 | 0 | 0 | 0 | 0 | 0 | 0 | 0 | 0 | 0 | 0 | 0 | 0 | 0 | 0 | 0 | 0 | 0 | 0
WA | Commercial | Restaurant | Existing | Miscellaneous | Clothes Washer | 0 | 0 | 0 | 0 | 0 | 0 | 0 | 0 | 0 | 0 | 0 | 0 | 0 | 0 | 0 | 0 | 0 | 0 | 0 | 0 | 0 | 0
WA | Commercial | Restaurant | Existing | Miscellaneous | Clothes Dryer | 0 | 0 | 0 | 0 | 0 | 0 | 0 | 0 | 0 | 0 | 0 | 0 | 0 | 0 | 0 | 0 | 0 | 0 | 0 | 0 | 0 | 0
WA | Commercial | Restaurant | Existing | Miscellaneous | Electric Vehicle Chargers | 0 | 0 | 0 | 0 | 0 | 0 | 0 | 0 | 0 | 0 | 0 | 0 | 0 | 0 | 0 | 0 | 0 | 0 | 0 | 0 | 0 | 0
WA | Commercial | Restaurant | Existing | Miscellaneous | Other Miscellaneous | 1.6016 | 1.6358 | 1.6706 | 1.7062 | 1.7426 | 1.7798 | 1.8177 | 1.8565 | 1.896 | 1.9364 | 1.9777 | 2.0199 | 2.0629 | 2.1069 | 2.1518 | 2.1977 | 2.2445 | 2.2924 | 2.3412 | 2.3912 | 2.4421 | 2.4942
WA | Commercial | Restaurant | Existing | Generation | Solar PV | -0.10677 | -0.10861 | -0.12954 | -0.15062 | -0.17665 | -0.20362 | -0.23391 | -0.26504 | -0.29861 | -0.33685 | -0.38093 | -0.42233 | -0.46201 | -0.49681 | -0.52942 | -0.55924 | -0.58659 | -0.61005 | -0.63042 | -0.64926 | -0.66763 | -0.68813
WA | Commercial | Restaurant | New | Cooling | Air-Cooled Chiller | 0 | 0 | 0 | 0 | 0 | 0 | 0 | 0 | 0 | 0 | 0 | 0 | 0 | 0 | 0 | 0 | 0 | 0 | 0 | 0 | 0 | 0
WA | Commercial | Restaurant | New | Cooling | Water-Cooled Chiller | 0 | 0 | 0 | 0 | 0 | 0 | 0 | 0 | 0 | 0 | 0 | 0 | 0 | 0 | 0 | 0 | 0 | 0 | 0 | 0 | 0 | 0
WA | Commercial | Restaurant | New | Cooling | RTU | 0 | 0.11207 | 0.20913 | 0.31214 | 0.41144 | 0.51176 | 0.61123 | 0.70876 | 0.80268 | 0.89698 | 0.9952 | 1.0958 | 1.1948 | 1.2929 | 1.3907 | 1.4875 | 1.5828 | 1.6751 | 1.765 | 1.854 | 1.9433 | 2.036
WA | Commercial | Restaurant | New | Cooling | Packaged Terminal AC | 0 | 0.01215 | 0.024222 | 0.037036 | 0.049386 | 0.061852 | 0.074212 | 0.086331 | 0.098002 | 0.10972 | 0.12192 | 0.13442 | 0.14673 | 0.15912 | 0.17147 | 0.18367 | 0.19567 | 0.20726 | 0.21856 | 0.22974 | 0.24093 | 0.25254
WA | Commercial | Restaurant | New | Cooling | Packaged Terminal HP | 0 | 0.0039965 | 0.0079678 | 0.012183 | 0.016245 | 0.020345 | 0.024411 | 0.028398 | 0.032237 | 0.036091 | 0.040105 | 0.044216 | 0.048265 | 0.052343 | 0.056403 | 0.060417 | 0.064362 | 0.068177 | 0.071895 | 0.075571 | 0.079252 | 0.083071
WA | Commercial | Restaurant | New | Cooling | Air-Source Heat Pump | 0 | 0.011844 | 0.022528 | 0.033867 | 0.044796 | 0.055836 | 0.066782 | 0.077514 | 0.087849 | 0.098225 | 0.10903 | 0.1201 | 0.13089 | 0.14178 | 0.15262 | 0.16334 | 0.17389 | 0.18409 | 0.19404 | 0.20387 | 0.21373 | 0.22396
WA | Commercial | Restaurant | New | Cooling | Geothermal Heat Pump | 0 | 0 | 0 | 0 | 0 | 0 | 0 | 0 | 0 | 0 | 0 | 0 | 0 | 0 | 0 | 0 | 0 | 0 | 0 | 0 | 0 | 0
WA | Commercial | Restaurant | New | Space Heating | Electric Furnace | 0 | 0.0039911 | 0.0079571 | 0.012211 | 0.016223 | 0.020108 | 0.023877 | 0.027592 | 0.030887 | 0.034227 | 0.037647 | 0.041236 | 0.044394 | 0.047659 | 0.05084 | 0.054063 | 0.056758 | 0.059473 | 0.062041 | 0.064752 | 0.066936 | 0.069417
WA | Commercial | Restaurant | New | Space Heating | Electric Room Heat | 0 | 0.00034444 | 0.00068671 | 0.0010538 | 0.0014001 | 0.0017353 | 0.0020607 | 0.0023812 | 0.0026656 | 0.0029539 | 0.003249 | 0.0035587 | 0.0038313 | 0.0041131 | 0.0043876 | 0.0046657 | 0.0048983 | 0.0051326 | 0.0053543 | 0.0055882 | 0.0057767 | 0.0059908
WA | Commercial | Restaurant | New | Space Heating | Packaged Terminal HP | 0 | 0.0016758 | 0.003341 | 0.0051271 | 0.0068118 | 0.0084429 | 0.010026 | 0.011585 | 0.012969 | 0.014371 | 0.015807 | 0.017314 | 0.01864 | 0.020011 | 0.021347 | 0.0227 | 0.023832 | 0.024972 | 0.02605 | 0.027188 | 0.028105 | 0.029147
WA | Commercial | Restaurant | New | Space Heating | Air-Source Heat Pump | 0 | 0.0079614 | 0.01564 | 0.023877 | 0.031644 | 0.039164 | 0.046461 | 0.053653 | 0.060032 | 0.066497 | 0.073118 | 0.080066 | 0.086157 | 0.09246 | 0.098601 | 0.10483 | 0.11003 | 0.11527 | 0.12023 | 0.12547 | 0.12969 | 0.13448
WA | Commercial | Restaurant | New | Space Heating | Geothermal Heat Pump | 0 | 0 | 0 | 0 | 0 | 0 | 0 | 0 | 0 | 0 | 0 | 0 | 0 | 0 | 0 | 0 | 0 | 0 | 0 | 0 | 0 | 0
WA | Commercial | Restaurant | New | Ventilation | Ventilation | 0 | 0.12561 | 0.25042 | 0.38289 | 0.51057 | 0.63214 | 0.75105 | 0.86602 | 0.97517 | 1.0834 | 1.195 | 1.308 | 1.4177 | 1.5271 | 1.6346 | 1.7374 | 1.8367 | 1.9308 | 2.0206 | 2.1067 | 2.1916 | 2.279
WA | Commercial | Restaurant | New | Water Heating | Water Heater | 0 | 0.060348 | 0.12031 | 0.18396 | 0.23626 | 0.2873 | 0.33722 | 0.38549 | 0.43128 | 0.47667 | 0.52347 | 0.57085 | 0.61563 | 0.65224 | 0.6865 | 0.71893 | 0.75005 | 0.77927 | 0.80701 | 0.82959 | 0.85248 | 0.8766
WA | Commercial | Restaurant | New | Interior Lighting | General Service Lighting | 0 | 0.039629 | 0.079008 | 0.1208 | 0.15335 | 0.18512 | 0.21479 | 0.2425 | 0.26796 | 0.28992 | 0.3129 | 0.33614 | 0.3593 | 0.38228 | 0.40215 | 0.42077 | 0.43843 | 0.45482 | 0.47049 | 0.48346 | 0.4966 | 0.51049
WA | Commercial | Restaurant | New | Interior Lighting | Exempted Lighting | 0 | 0.00029435 | 0.00058685 | 0.00089728 | 0.0011187 | 0.0013348 | 0.0015265 | 0.0016983 | 0.0018497 | 0.0019764 | 0.0021131 | 0.0022532 | 0.0023989 | 0.0025458 | 0.0026681 | 0.0027708 | 0.0028698 | 0.0029617 | 0.0030589 | 0.0031547 | 0.0032494 | 0.0033485
WA | Commercial | Restaurant | New | Interior Lighting | High-Bay Lighting | 0 | 0.0010942 | 0.0021814 | 0.0033353 | 0.0044358 | 0.0055098 | 0.0065603 | 0.0075759 | 0.0085394 | 0.0094885 | 0.010467 | 0.011458 | 0.012419 | 0.013374 | 0.014305 | 0.015194 | 0.016052 | 0.016866 | 0.017644 | 0.0184 | 0.019148 | 0.019918
WA | Commercial | Restaurant | New | Interior Lighting | Linear Lighting | 0 | 0.05835 | 0.11633 | 0.17787 | 0.23549 | 0.29172 | 0.34673 | 0.39991 | 0.45036 | 0.49943 | 0.55001 | 0.60124 | 0.65101 | 0.70054 | 0.74857 | 0.79447 | 0.83883 | 0.88092 | 0.92119 | 0.96038 | 0.99841 | 1.037
WA | Commercial | Restaurant | New | Exterior Lighting | General Service Lighting | 0 | 0.0047553 | 0.0094806 | 0.014496 | 0.018052 | 0.021412 | 0.024601 | 0.027713 | 0.030681 | 0.033067 | 0.035517 | 0.037967 | 0.040469 | 0.04295 | 0.044976 | 0.046862 | 0.048644 | 0.050284 | 0.051847 | 0.053055 | 0.054292 | 0.055616
WA | Commercial | Restaurant | New | Exterior Lighting | Area Lighting | 0 | 0.0023549 | 0.004695 | 0.0071786 | 0.0095044 | 0.011774 | 0.013994 | 0.016141 | 0.018177 | 0.020159 | 0.022203 | 0.024272 | 0.026273 | 0.028255 | 0.030159 | 0.031974 | 0.033723 | 0.035377 | 0.036956 | 0.038491 | 0.040007 | 0.041572
WA | Commercial | Restaurant | New | Exterior Lighting | Linear Lighting | 0 | 0.0057798 | 0.011523 | 0.017619 | 0.023326 | 0.028896 | 0.034345 | 0.039612 | 0.044609 | 0.04947 | 0.054481 | 0.059555 | 0.064485 | 0.069391 | 0.074149 | 0.078695 | 0.083089 | 0.087258 | 0.091247 | 0.09513 | 0.098896 | 0.10272
WA | Commercial | Restaurant | New | Refrigeration | Walk-in Refrigerator/Freezer | 0 | 0.12602 | 0.25281 | 0.38894 | 0.52187 | 0.65326 | 0.78346 | 0.91104 | 1.0338 | 1.1571 | 1.2855 | 1.417 | 1.5465 | 1.6771 | 1.8071 | 1.9333 | 2.0572 | 2.1768 | 2.2931 | 2.4081 | 2.5231 | 2.6425
WA | Commercial | Restaurant | New | Refrigeration | Reach-in Refrigerator/Freezer | 0 | 0.0036359 | 0.0075415 | 0.011996 | 0.016643 | 0.02154 | 0.02671 | 0.032113 | 0.037679 | 0.043603 | 0.050085 | 0.057082 | 0.064416 | 0.072223 | 0.080464 | 0.089007 | 0.097924 | 0.10713 | 0.11669 | 0.1267 | 0.13726 | 0.14863
WA | Commercial | Restaurant | New | Refrigeration | Glass Door Display | 0 | 0.0065269 | 0.01336 | 0.020971 | 0.02871 | 0.036668 | 0.044869 | 0.053235 | 0.061638 | 0.070388 | 0.079787 | 0.089734 | 0.099927 | 0.11056 | 0.12155 | 0.13269 | 0.14405 | 0.15552 | 0.16716 | 0.1791 | 0.19147 | 0.2046
WA | Commercial | Restaurant | New | Refrigeration | Open Display Case | 0 | 0.0031169 | 0.0063799 | 0.010015 | 0.01371 | 0.017511 | 0.021427 | 0.025422 | 0.029435 | 0.033614 | 0.038102 | 0.042852 | 0.04772 | 0.052798 | 0.058048 | 0.063364 | 0.068793 | 0.074269 | 0.079828 | 0.085531 | 0.091438 | 0.097709
WA | Commercial | Restaurant | New | Refrigeration | Icemaker | 0 | 0.18533 | 0.37024 | 0.56722 | 0.75788 | 0.94472 | 1.1283 | 1.3065 | 1.4764 | 1.6454 | 1.8204 | 1.9981 | 2.1717 | 2.3451 | 2.5163 | 2.6808 | 2.8406 | 2.9931 | 3.1398 | 3.2833 | 3.4258 | 3.5728
WA | Commercial | Restaurant | New | Refrigeration | Vending Machine | 0 | 0.012887 | 0.025744 | 0.03944 | 0.052698 | 0.065689 | 0.07845 | 0.090842 | 0.10265 | 0.11441 | 0.12658 | 0.13894 | 0.151 | 0.16306 | 0.17497 | 0.1864 | 0.19751 | 0.20811 | 0.21832 | 0.2283 | 0.2382 | 0.24843
WA | Commercial | Restaurant | New | Food Preparation | Oven | 0 | 0.060373 | 0.1226 | 0.19092 | 0.2593 | 0.32856 | 0.39886 | 0.46949 | 0.53928 | 0.61097 | 0.68707 | 0.7666 | 0.84693 | 0.92964 | 1.014 | 1.0981 | 1.1827 | 1.2668 | 1.3508 | 1.4359 | 1.5229 | 1.6144
WA | Commercial | Restaurant | New | Food Preparation | Fryer | 0 | 0.12691 | 0.25303 | 0.38687 | 0.51588 | 0.64178 | 0.76493 | 0.88398 | 0.99693 | 1.1089 | 1.2243 | 1.3412 | 1.4548 | 1.5678 | 1.6789 | 1.7851 | 1.8877 | 1.985 | 2.0782 | 2.1689 | 2.2584 | 2.3507
WA | Commercial | Restaurant | New | Food Preparation | Dishwasher | 0 | 0.094398 | 0.1898 | 0.29267 | 0.39359 | 0.4938 | 0.59356 | 0.69178 | 0.78681 | 0.88262 | 0.98279 | 1.0858 | 1.1877 | 1.2909 | 1.3941 | 1.4949 | 1.5943 | 1.6908 | 1.7852 | 1.8789 | 1.9732 | 2.0712
WA | Commercial | Restaurant | New | Food Preparation | Hot Food Container | 0 | 0.0081207 | 0.01628 | 0.025029 | 0.03356 | 0.041981 | 0.050314 | 0.058467 | 0.066302 | 0.074157 | 0.082329 | 0.090687 | 0.098911 | 0.10719 | 0.11542 | 0.12339 | 0.13121 | 0.13874 | 0.14606 | 0.15327 | 0.16049 | 0.16796
WA | Commercial | Restaurant | New | Food Preparation | Steamer | 0 | 0.025009 | 0.051001 | 0.079763 | 0.10879 | 0.13844 | 0.16878 | 0.19951 | 0.23015 | 0.26185 | 0.29572 | 0.33136 | 0.36764 | 0.40526 | 0.44391 | 0.48278 | 0.52221 | 0.5617 | 0.60151 | 0.64212 | 0.68393 | 0.72814
WA | Commercial | Restaurant | New | Food Preparation | Griddle | 0 | 0.025408 | 0.050656 | 0.077452 | 0.10328 | 0.12848 | 0.15314 | 0.17697 | 0.19958 | 0.222 | 0.24511 | 0.26851 | 0.29124 | 0.31387 | 0.33611 | 0.35737 | 0.37791 | 0.3974 | 0.41605 | 0.43421 | 0.45214 | 0.4706
WA | Commercial | Restaurant | New | Office Equipment | Desktop Computer | 0 | 0.0014857 | 0.0028956 | 0.004328 | 0.0056418 | 0.0068611 | 0.0079941 | 0.009031 | 0.0099564 | 0.010826 | 0.011685 | 0.012513 | 0.013268 | 0.013978 | 0.014633 | 0.015209 | 0.015722 | 0.016162 | 0.016541 | 0.016876 | 0.017178 | 0.017478
WA | Commercial | Restaurant | New | Office Equipment | Laptop | 0 | 0.00038996 | 0.00079507 | 0.0012432 | 0.0016953 | 0.0021567 | 0.0026288 | 0.0031067 | 0.003583 | 0.0040757 | 0.0046018 | 0.0051553 | 0.0057184 | 0.0063022 | 0.0069017 | 0.0075043 | 0.0081154 | 0.0087272 | 0.0093436 | 0.0099721 | 0.010619 | 0.011303
WA | Commercial | Restaurant | New | Office Equipment | Server | 0 | 0.013826 | 0.028009 | 0.043515 | 0.05896 | 0.074529 | 0.090261 | 0.10599 | 0.12146 | 0.13727 | 0.154 | 0.17142 | 0.18893 | 0.20689 | 0.22512 | 0.24321 | 0.26133 | 0.27924 | 0.29705 | 0.315 | 0.33329 | 0.35249
WA | Commercial | Restaurant | New | Office Equipment | Monitor | 0 | 0.00031787 | 0.00063672 | 0.00097811 | 0.0013104 | 0.0016379 | 0.0019613 | 0.0022772 | 0.0025803 | 0.0028835 | 0.0031987 | 0.0035205 | 0.0038366 | 0.004154 | 0.0044694 | 0.0047743 | 0.0050725 | 0.0053592 | 0.0056371 | 0.0059107 | 0.0061837 | 0.0064665
WA | Commercial | Restaurant | New | Office Equipment | Printer/Copier/Fax | 0 | 0.0014972 | 0.0030116 | 0.0046456 | 0.0062497 | 0.007844 | 0.0094323 | 0.010997 | 0.012513 | 0.014042 | 0.015641 | 0.017287 | 0.018917 | 0.020568 | 0.022221 | 0.023837 | 0.025431 | 0.02698 | 0.028497 | 0.030005 | 0.031522 | 0.033101
WA | Commercial | Restaurant | New | Office Equipment | POS Terminal | 0 | 0.0021142 | 0.0042151 | 0.0064448 | 0.0085939 | 0.010691 | 0.012743 | 0.014726 | 0.016607 | 0.018473 | 0.020396 | 0.022343 | 0.024235 | 0.026117 | 0.027968 | 0.029737 | 0.031446 | 0.033068 | 0.03462 | 0.03613 | 0.037623 | 0.039159
WA | Commercial | Restaurant | New | Miscellaneous | Non-HVAC Motors | 0 | 0.00048799 | 0.00097291 | 0.0014876 | 0.0019836 | 0.0024677 | 0.0029412 | 0.003399 | 0.0038332 | 0.0042638 | 0.0047076 | 0.005157 | 0.0055937 | 0.0060282 | 0.0064555 | 0.0068637 | 0.0072582 | 0.0076326 | 0.0079908 | 0.0083394 | 0.0086838 | 0.0090384
WA | Commercial | Restaurant | New | Miscellaneous | Pool Pump | 0 | 0 | 0 | 0 | 0 | 0 | 0 | 0 | 0 | 0 | 0 | 0 | 0 | 0 | 0 | 0 | 0 | 0 | 0 | 0 | 0 | 0
WA | Commercial | Restaurant | New | Miscellaneous | Pool Heater | 0 | 0 | 0 | 0 | 0 | 0 | 0 | 0 | 0 | 0 | 0 | 0 | 0 | 0 | 0 | 0 | 0 | 0 | 0 | 0 | 0 | 0
WA | Commercial | Restaurant | New | Miscellaneous | Clothes Washer | 0 | 0 | 0 | 0 | 0 | 0 | 0 | 0 | 0 | 0 | 0 | 0 | 0 | 0 | 0 | 0 | 0 | 0 | 0 | 0 | 0 | 0
WA | Commercial | Restaurant | New | Miscellaneous | Clothes Dryer | 0 | 0 | 0 | 0 | 0 | 0 | 0 | 0 | 0 | 0 | 0 | 0 | 0 | 0 | 0 | 0 | 0 | 0 | 0 | 0 | 0 | 0
WA | Commercial | Restaurant | New | Miscellaneous | Electric Vehicle Chargers | 0 | 0 | 0 | 0 | 0 | 0 | 0 | 0 | 0 | 0 | 0 | 0 | 0 | 0 | 0 | 0 | 0 | 0 | 0 | 0 | 0 | 0
WA | Commercial | Restaurant | New | Miscellaneous | Other Miscellaneous | 0 | 0.036836 | 0.075792 | 0.1196 | 0.16459 | 0.21131 | 0.25993 | 0.31001 | 0.36082 | 0.4142 | 0.47196 | 0.53358 | 0.5973 | 0.66433 | 0.7342 | 0.80564 | 0.87924 | 0.95421 | 1.031 | 1.1104 | 1.1933 | 1.2819
WA | Commercial | Restaurant | New | Generation | Solar PV | 0 | -0.0024602 | -0.0059457 | -0.010743 | -0.017078 | -0.024889 | -0.034638 | -0.046099 | -0.059536 | -0.075926 | -0.096354 | -0.11894 | -0.14345 | -0.16896 | -0.19597 | -0.22371 | -0.25221 | -0.28035 | -0.30827 | -0.33677 | -0.36651 | -0.39964
WA | Commercial | Grocery | Existing | Cooling | Air-Cooled Chiller | 0.0070787 | 0.0069491 | 0.0068218 | 0.0066968 | 0.006574 | 0.006497 | 0.0064205 | 0.0063445 | 0.0062691 | 0.0061943 | 0.0061201 | 0.0060465 | 0.0059735 | 0.0059012 | 0.0058295 | 0.0057655 | 0.0057019 | 0.0056387 | 0.0055759 | 0.0055135 | 0.0054514 | 0.0053898
WA | Commercial | Grocery | Existing | Cooling | Water-Cooled Chiller | 0.0047538 | 0.004668 | 0.0045839 | 0.0045012 | 0.0044201 | 0.0043697 | 0.0043197 | 0.0042699 | 0.0042206 | 0.0041715 | 0.0041228 | 0.0040744 | 0.0040263 | 0.0039786 | 0.0039313 | 0.003889 | 0.0038469 | 0.003805 | 0.0037632 | 0.0037217 | 0.0036803 | 0.0036391
WA | Commercial | Grocery | Existing | Cooling | RTU | 0.9899 | 0.97191 | 0.9501 | 0.92833 | 0.90665 | 0.89108 | 0.8754 | 0.85966 | 0.84389 | 0.82813 | 0.81241 | 0.79675 | 0.78116 | 0.76612 | 0.75191 | 0.73935 | 0.72742 | 0.71603 | 0.70512 | 0.69466 | 0.68459 | 0.67486
WA | Commercial | Grocery | Existing | Cooling | Packaged Terminal AC | 0.044956 | 0.044139 | 0.043336 | 0.042548 | 0.041775 | 0.041292 | 0.040812 | 0.040335 | 0.039862 | 0.039392 | 0.038926 | 0.038463 | 0.038004 | 0.037549 | 0.037097 | 0.036694 | 0.036293 | 0.035894 | 0.035497 | 0.035102 | 0.034709 | 0.034319
WA | Commercial | Grocery | Existing | Cooling | Packaged Terminal HP | 0.0079658 | 0.007821 | 0.0076788 | 0.0075391 | 0.0074021 | 0.0073164 | 0.0072314 | 0.007147 | 0.0070631 | 0.0069799 | 0.0068973 | 0.0068153 | 0.006734 | 0.0066533 | 0.0065732 | 0.0065018 | 0.0064308 | 0.00636 | 0.0062897 | 0.0062197 | 0.0061501 | 0.006081
WA | Commercial | Grocery | Existing | Cooling | Air-Source Heat Pump | 0.091483 | 0.089528 | 0.087341 | 0.085171 | 0.083026 | 0.081458 | 0.0799 | 0.078357 | 0.076834 | 0.075335 | 0.073865 | 0.072426 | 0.07104 | 0.069719 | 0.068459 | 0.067337 | 0.06626 | 0.065226 | 0.064229 | 0.063267 | 0.062337 | 0.061435
WA | Commercial | Grocery | Existing | Cooling | Geothermal Heat Pump | 0 | 0 | 0 | 0 | 0 | 0 | 0 | 0 | 0 | 0 | 0 | 0 | 0 | 0 | 0 | 0 | 0 | 0 | 0 | 0 | 0 | 0
WA | Commercial | Grocery | Existing | Space Heating | Electric Furnace | 5.7204 | 5.6164 | 5.5143 | 5.4339 | 5.3156 | 5.1997 | 5.0862 | 4.9934 | 4.8664 | 4.7599 | 4.6557 | 4.5705 | 4.4539 | 4.3561 | 4.2605 | 4.1836 | 4.0779 | 3.9895 | 3.9029 | 3.8322 | 3.7352 | 3.654
WA | Commercial | Grocery | Existing | Space Heating | Electric Room Heat | 1.0032 | 0.98494 | 0.96703 | 0.95293 | 0.93219 | 0.91186 | 0.89196 | 0.87569 | 0.85341 | 0.83474 | 0.81647 | 0.80153 | 0.78107 | 0.76393 | 0.74715 | 0.73367 | 0.71514 | 0.69963 | 0.68445 | 0.67205 | 0.65504 | 0.6408
WA | Commercial | Grocery | Existing | Space Heating | Packaged Terminal HP | 0.050198 | 0.049285 | 0.048389 | 0.047683 | 0.046645 | 0.045628 | 0.044632 | 0.043818 | 0.042703 | 0.041769 | 0.040855 | 0.040107 | 0.039084 | 0.038226 | 0.037386 | 0.036712 | 0.035784 | 0.035009 | 0.034249 | 0.033628 | 0.032777 | 0.032064
WA | Commercial | Grocery | Existing | Space Heating | Air-Source Heat Pump | 0.64055 | 0.6289 | 0.61686 | 0.60721 | 0.5933 | 0.57965 | 0.56626 | 0.55517 | 0.54028 | 0.52768 | 0.51534 | 0.50512 | 0.49149 | 0.48004 | 0.46891 | 0.45993 | 0.44784 | 0.43772 | 0.42786 | 0.41977 | 0.40886 | 0.39971
WA | Commercial | Grocery | Existing | Space Heating | Geothermal Heat Pump | 0 | 0 | 0 | 0 | 0 | 0 | 0 | 0 | 0 | 0 | 0 | 0 | 0 | 0 | 0 | 0 | 0 | 0 | 0 | 0 | 0 | 0
WA | Commercial | Grocery | Existing | Ventilation | Ventilation | 3.9077 | 3.7893 | 3.6706 | 3.5525 | 3.4357 | 3.3192 | 3.2055 | 3.0949 | 2.9879 | 2.885 | 2.7863 | 2.6921 | 2.6024 | 2.5174 | 2.4372 | 2.3616 | 2.2908 | 2.2243 | 2.1615 | 2.1019 | 2.0454 | 1.9918
WA | Commercial | Grocery | Existing | Water Heating | Water Heater | 0.86217 | 0.83276 | 0.8024 | 0.77179 | 0.74 | 0.70896 | 0.67905 | 0.65056 | 0.62374 | 0.59876 | 0.57574 | 0.55476 | 0.53128 | 0.50981 | 0.49001 | 0.47177 | 0.45483 | 0.43901 | 0.42414 | 0.40925 | 0.39506 | 0.3815
WA | Commercial | Grocery | Existing | Interior Lighting | General Service Lighting | 0.88898 | 0.8537 | 0.81159 | 0.76497 | 0.70113 | 0.63496 | 0.58278 | 0.54055 | 0.50548 | 0.47444 | 0.4486 | 0.42652 | 0.40838 | 0.39244 | 0.37684 | 0.36261 | 0.34954 | 0.33745 | 0.32641 | 0.3145 | 0.30285 | 0.29157
WA | Commercial | Grocery | Existing | Interior Lighting | Exempted Lighting | 0.00051088 | 0.00048848 | 0.00045815 | 0.00042314 | 0.00036858 | 0.00033121 | 0.00030336 | 0.00028071 | 0.00026083 | 0.00024357 | 0.00022908 | 0.00021647 | 0.00020695 | 0.00019892 | 0.00019064 | 0.00018232 | 0.00017428 | 0.00016669 | 0.00016078 | 0.0001556 | 0.00015083 | 0.00014629
WA | Commercial | Grocery | Existing | Interior Lighting | High-Bay Lighting | 0.46365 | 0.45405 | 0.44458 | 0.43526 | 0.42611 | 0.41714 | 0.40838 | 0.39983 | 0.39151 | 0.3834 | 0.37553 | 0.3679 | 0.36049 | 0.35329 | 0.34629 | 0.33947 | 0.33284 | 0.32637 | 0.32006 | 0.31391 | 0.30791 | 0.30204
WA | Commercial | Grocery | Existing | Interior Lighting | Linear Lighting | 6.9298 | 6.7997 | 6.6708 | 6.5434 | 6.4116 | 6.2812 | 6.1526 | 6.0258 | 5.9011 | 5.7739 | 5.6489 | 5.5261 | 5.4057 | 5.2877 | 5.1687 | 5.0521 | 4.9379 | 4.8262 | 4.7168 | 4.6097 | 4.508 | 4.4106
WA | Commercial | Grocery | Existing | Exterior Lighting | General Service Lighting | 0.64154 | 0.61571 | 0.5848 | 0.55054 | 0.50078 | 0.44829 | 0.40684 | 0.37452 | 0.34894 | 0.32576 | 0.30622 | 0.28934 | 0.27591 | 0.26418 | 0.25254 | 0.24197 | 0.2323 | 0.2234 | 0.21531 | 0.20649 | 0.19787 | 0.18954
WA | Commercial | Grocery | Existing | Exterior Lighting | Area Lighting | 0.14007 | 0.13753 | 0.13503 | 0.13257 | 0.13001 | 0.1275 | 0.12502 | 0.12259 | 0.1202 | 0.11774 | 0.11532 | 0.11295 | 0.11064 | 0.10838 | 0.1061 | 0.10388 | 0.10173 | 0.099624 | 0.097574 | 0.095574 | 0.093628 | 0.091735
WA | Commercial | Grocery | Existing | Exterior Lighting | Linear Lighting | 0.57928 | 0.56841 | 0.55763 | 0.54698 | 0.53596 | 0.52506 | 0.51431 | 0.50372 | 0.49329 | 0.48265 | 0.4722 | 0.46194 | 0.45188 | 0.44201 | 0.43206 | 0.42232 | 0.41278 | 0.40343 | 0.39429 | 0.38534 | 0.37684 | 0.36869
WA | Commercial | Grocery | Existing | Refrigeration | Walk-in Refrigerator/Freezer | 0.24344 | 0.24448 | 0.24553 | 0.24658 | 0.24763 | 0.24869 | 0.24975 | 0.25082 | 0.25189 | 0.25297 | 0.25405 | 0.25514 | 0.25623 | 0.25732 | 0.25842 | 0.25953 | 0.26064 | 0.26175 | 0.26287 | 0.264 | 0.26512 | 0.26626
WA | Commercial | Grocery | Existing | Refrigeration | Reach-in Refrigerator/Freezer | 0.69896 | 0.69009 | 0.68133 | 0.67269 | 0.66415 | 0.65572 | 0.6474 | 0.63918 | 0.63107 | 0.62306 | 0.61516 | 0.60735 | 0.59964 | 0.59203 | 0.58452 | 0.5771 | 0.56978 | 0.56255 | 0.55541 | 0.54836 | 0.5414 | 0.53453
WA | Commercial | Grocery | Existing | Refrigeration | Glass Door Display | 15.6458 | 15.408 | 15.1739 | 14.9432 | 14.7161 | 14.4924 | 14.2722 | 14.0552 | 13.8416 | 13.6312 | 13.4241 | 13.22 | 13.0191 | 12.8212 | 12.6263 | 12.4344 | 12.2454 | 12.0593 | 11.876 | 11.6955 | 11.5178 | 11.3427
WA | Commercial | Grocery | Existing | Refrigeration | Open Display Case | 14.9434 | 14.7162 | 14.4926 | 14.2723 | 14.0554 | 13.8417 | 13.6314 | 13.4242 | 13.2201 | 13.0192 | 12.8213 | 12.6265 | 12.4345 | 12.2456 | 12.0594 | 11.8761 | 11.6956 | 11.5179 | 11.3428 | 11.1704 | 11.0006 | 10.8334
WA | Commercial | Grocery | Existing | Refrigeration | Icemaker | 2.5353 | 2.4964 | 2.4582 | 2.4206 | 2.3835 | 2.347 | 2.311 | 2.2756 | 2.2408 | 2.2065 | 2.1727 | 2.1394 | 2.1066 | 2.0744 | 2.0426 | 2.0113 | 1.9805 | 1.9502 | 1.9203 | 1.8909 | 1.862 | 1.8334
WA | Commercial | Grocery | Existing | Refrigeration | Vending Machine | 0.70514 | 0.6956 | 0.6862 | 0.67692 | 0.66777 | 0.65875 | 0.64984 | 0.64106 | 0.63239 | 0.62384 | 0.61541 | 0.60709 | 0.59888 | 0.59079 | 0.5828 | 0.57492 | 0.56715 | 0.55948 | 0.55192 | 0.54446 | 0.5371 | 0.52984
WA | Commercial | Grocery | Existing | Food Preparation | Oven | 0.20935 | 0.20554 | 0.2018 | 0.19813 | 0.19453 | 0.19099 | 0.18752 | 0.18411 | 0.18076 | 0.17748 | 0.17425 | 0.17108 | 0.16797 | 0.16492 | 0.16192 | 0.15898 | 0.15609 | 0.15325 | 0.15046 | 0.14773 | 0.14504 | 0.1424
WA | Commercial | Grocery | Existing | Food Preparation | Fryer | 1.1016 | 1.0816 | 1.0619 | 1.0426 | 1.0236 | 1.005 | 0.98675 | 0.96881 | 0.9512 | 0.9339 | 0.91692 | 0.90025 | 0.88388 | 0.86781 | 0.85203 | 0.83654 | 0.82133 | 0.8064 | 0.79174 | 0.77734 | 0.76321 | 0.74933
WA | Commercial | Grocery | Existing | Food Preparation | Dishwasher | 0.78036 | 0.76617 | 0.75224 | 0.73856 | 0.72513 | 0.71195 | 0.699 | 0.68629 | 0.67382 | 0.66156 | 0.64954 | 0.63773 | 0.62613 | 0.61475 | 0.60357 | 0.5926 | 0.58182 | 0.57124 | 0.56086 | 0.55066 | 0.54065 | 0.53082
WA | Commercial | Grocery | Existing | Food Preparation | Hot Food Container | 0.094645 | 0.092924 | 0.091234 | 0.089576 | 0.087947 | 0.086348 | 0.084778 | 0.083237 | 0.081723 | 0.080237 | 0.078778 | 0.077346 | 0.07594 | 0.074559 | 0.073203 | 0.071873 | 0.070566 | 0.069283 | 0.068023 | 0.066786 | 0.065572 | 0.06438
WA | Commercial | Grocery | Existing | Food Preparation | Steamer | 0.31703 | 0.31126 | 0.3056 | 0.30005 | 0.29459 | 0.28924 | 0.28398 | 0.27881 | 0.27374 | 0.26877 | 0.26388 | 0.25908 | 0.25437 | 0.24975 | 0.24521 | 0.24075 | 0.23637 | 0.23207 | 0.22785 | 0.22371 | 0.21964 | 0.21565
WA | Commercial | Grocery | Existing | Food Preparation | Griddle | 0 | 0 | 0 | 0 | 0 | 0 | 0 | 0 | 0 | 0 | 0 | 0 | 0 | 0 | 0 | 0 | 0 | 0 | 0 | 0 | 0 | 0
WA | Commercial | Grocery | Existing | Office Equipment | Desktop Computer | 0.027948 | 0.026824 | 0.025745 | 0.02471 | 0.023717 | 0.022763 | 0.021847 | 0.020969 | 0.020126 | 0.019316 | 0.01854 | 0.017794 | 0.017079 | 0.016392 | 0.015733 | 0.0151 | 0.014493 | 0.01391 | 0.013351 | 0.012814 | 0.012299 | 0.011804
WA | Commercial | Grocery | Existing | Office Equipment | Laptop | 0.0044878 | 0.0045438 | 0.0046006 | 0.004658 | 0.0047162 | 0.004775 | 0.0048347 | 0.004895 | 0.0049561 | 0.005018 | 0.0050807 | 0.0051441 | 0.0052083 | 0.0052734 | 0.0053392 | 0.0054059 | 0.0054734 | 0.0055417 | 0.0056109 | 0.005681 | 0.0057519 | 0.0058237
WA | Commercial | Grocery | Existing | Office Equipment | Server | 0.11009 | 0.11049 | 0.11089 | 0.11129 | 0.11169 | 0.11209 | 0.11249 | 0.11289 | 0.1133 | 0.11371 | 0.11411 | 0.11452 | 0.11494 | 0.11535 | 0.11576 | 0.11618 | 0.1166 | 0.11701 | 0.11744 | 0.11786 | 0.11828 | 0.11871
WA | Commercial | Grocery | Existing | Office Equipment | Monitor | 0.005818 | 0.005739 | 0.0056612 | 0.0055844 | 0.0055086 | 0.0054339 | 0.0053602 | 0.0052874 | 0.0052157 | 0.0051449 | 0.0050751 | 0.0050063 | 0.0049384 | 0.0048714 | 0.0048053 | 0.0047401 | 0.0046758 | 0.0046124 | 0.0045498 | 0.0044881 | 0.0044272 | 0.0043671
WA | Commercial | Grocery | Existing | Office Equipment | Printer/Copier/Fax | 0.02729 | 0.027225 | 0.027161 | 0.027096 | 0.027032 | 0.026968 | 0.026904 | 0.02684 | 0.026777 | 0.026713 | 0.02665 | 0.026587 | 0.026524 | 0.026461 | 0.026398 | 0.026336 | 0.026273 | 0.026211 | 0.026149 | 0.026087 | 0.026025 | 0.025963
WA | Commercial | Grocery | Existing | Office Equipment | POS Terminal | 0.48468 | 0.47634 | 0.46814 | 0.46008 | 0.45216 | 0.44438 | 0.43673 | 0.42921 | 0.42182 | 0.41456 | 0.40743 | 0.40041 | 0.39352 | 0.38675 | 0.38009 | 0.37355 | 0.36712 | 0.3608 | 0.35459 | 0.34849 | 0.34249 | 0.33659
WA | Commercial | Grocery | Existing | Miscellaneous | Non-HVAC Motors | 0.39907 | 0.39182 | 0.38469 | 0.3777 | 0.37083 | 0.36409 | 0.35747 | 0.35097 | 0.34459 | 0.33832 | 0.33217 | 0.32613 | 0.3202 | 0.31438 | 0.30866 | 0.30305 | 0.29754 | 0.29213 | 0.28682 | 0.28161 | 0.27649 | 0.27146
WA | Commercial | Grocery | Existing | Miscellaneous | Pool Pump | 0 | 0 | 0 | 0 | 0 | 0 | 0 | 0 | 0 | 0 | 0 | 0 | 0 | 0 | 0 | 0 | 0 | 0 | 0 | 0 | 0 | 0
WA | Commercial | Grocery | Existing | Miscellaneous | Pool Heater | 0 | 0 | 0 | 0 | 0 | 0 | 0 | 0 | 0 | 0 | 0 | 0 | 0 | 0 | 0 | 0 | 0 | 0 | 0 | 0 | 0 | 0
WA | Commercial | Grocery | Existing | Miscellaneous | Clothes Washer | 0 | 0 | 0 | 0 | 0 | 0 | 0 | 0 | 0 | 0 | 0 | 0 | 0 | 0 | 0 | 0 | 0 | 0 | 0 | 0 | 0 | 0
WA | Commercial | Grocery | Existing | Miscellaneous | Clothes Dryer | 0 | 0 | 0 | 0 | 0 | 0 | 0 | 0 | 0 | 0 | 0 | 0 | 0 | 0 | 0 | 0 | 0 | 0 | 0 | 0 | 0 | 0
WA | Commercial | Grocery | Existing | Miscellaneous | Electric Vehicle Chargers | 0.00074087 | 0.00095128 | 0.0011934 | 0.0014794 | 0.00183 | 0.0023003 | 0.0029264 | 0.003758 | 0.0048346 | 0.0061895 | 0.0077964 | 0.0096693 | 0.011826 | 0.014274 | 0.016997 | 0.019803 | 0.022717 | 0.025661 | 0.028607 | 0.031585 | 0.034829 | 0.038364
WA | Commercial | Grocery | Existing | Miscellaneous | Other Miscellaneous | 1.2595 | 1.2837 | 1.3083 | 1.3334 | 1.359 | 1.385 | 1.4116 | 1.4387 | 1.4663 | 1.4944 | 1.5231 | 1.5523 | 1.5821 | 1.6125 | 1.6434 | 1.6749 | 1.7071 | 1.7398 | 1.7732 | 1.8072 | 1.8419 | 1.8772
WA | Commercial | Grocery | Existing | Generation | Solar PV | -0.10084 | -0.10237 | -0.12184 | -0.14137 | -0.16546 | -0.19032 | -0.21818 | -0.24669 | -0.27736 | -0.31223 | -0.35235 | -0.38983 | -0.42556 | -0.45667 | -0.48562 | -0.5119 | -0.53582 | -0.55609 | -0.57345 | -0.58936 | -0.60477 | -0.62204
WA | Commercial | Grocery | New | Cooling | Air-Cooled Chiller | 0 | 0.00014564 | 0.00029002 | 0.00044212 | 0.00058873 | 0.00073661 | 0.00088309 | 0.0010267 | 0.0011651 | 0.0013038 | 0.0014476 | 0.0015944 | 0.0017389 | 0.0018842 | 0.0020287 | 0.0021715 | 0.0023119 | 0.0024477 | 0.0025801 | 0.0027109 | 0.0028417 | 0.0029768
WA | Commercial | Grocery | New | Cooling | Water-Cooled Chiller | 0 | 9.3426e-05 | 0.00018604 | 0.00028361 | 0.00037766 | 0.00047252 | 0.00056648 | 0.00065859 | 0.00074739 | 0.00083637 | 0.00092863 | 0.0010228 | 0.0011155 | 0.0012087 | 0.0013013 | 0.001393 | 0.001483 | 0.0015701 | 0.0016551 | 0.001739 | 0.0018228 | 0.0019096
WA | Commercial | Grocery | New | Cooling | RTU | 0 | 0.018094 | 0.033729 | 0.050199 | 0.066075 | 0.082105 | 0.097983 | 0.11355 | 0.12855 | 0.14359 | 0.15918 | 0.17509 | 0.19075 | 0.20623 | 0.22164 | 0.2369 | 0.25192 | 0.26646 | 0.28065 | 0.29468 | 0.30873 | 0.32326
WA | Commercial | Grocery | New | Cooling | Packaged Terminal AC | 0 | 0.0010941 | 0.0021788 | 0.0033214 | 0.0044228 | 0.0055338 | 0.0066343 | 0.007713 | 0.0087529 | 0.009795 | 0.010875 | 0.011978 | 0.013064 | 0.014155 | 0.01524 | 0.016314 | 0.017368 | 0.018388 | 0.019383 | 0.020365 | 0.021348 | 0.022363
WA | Commercial | Grocery | New | Cooling | Packaged Terminal HP | 0 | 0.00019387 | 0.00038606 | 0.00058852 | 0.00078368 | 0.00098053 | 0.0011755 | 0.0013667 | 0.0015509 | 0.0017356 | 0.001927 | 0.0021224 | 0.0023148 | 0.0025081 | 0.0027004 | 0.0028906 | 0.0030774 | 0.0032582 | 0.0034344 | 0.0036086 | 0.0037826 | 0.0039626
WA | Commercial | Grocery | New | Cooling | Air-Source Heat Pump | 0 | 0.0015678 | 0.0029788 | 0.0044651 | 0.0058978 | 0.0073439 | 0.0087764 | 0.010181 | 0.011534 | 0.012891 | 0.014297 | 0.015733 | 0.017132 | 0.01854 | 0.019941 | 0.021327 | 0.02269 | 0.024009 | 0.025295 | 0.026566 | 0.027838 | 0.029153
WA | Commercial | Grocery | New | Cooling | Geothermal Heat Pump | 0 | 0 | 0 | 0 | 0 | 0 | 0 | 0 | 0 | 0 | 0 | 0 | 0 | 0 | 0 | 0 | 0 | 0 | 0 | 0 | 0 | 0
WA | Commercial | Grocery | New | Space Heating | Electric Furnace | 0 | 0.13922 | 0.27724 | 0.42418 | 0.56278 | 0.69685 | 0.8268 | 0.95485 | 1.0686 | 1.1836 | 1.3007 | 1.4233 | 1.531 | 1.6422 | 1.7503 | 1.86 | 1.9515 | 2.0438 | 2.1312 | 2.2234 | 2.2973 | 2.3811
WA | Commercial | Grocery | New | Space Heating | Electric Room Heat | 0 | 0.024415 | 0.048619 | 0.074388 | 0.098694 | 0.12221 | 0.145 | 0.16745 | 0.18739 | 0.20756 | 0.22811 | 0.24961 | 0.26849 | 0.28799 | 0.30695 | 0.32618 | 0.34223 | 0.35842 | 0.37374 | 0.38991 | 0.40288 | 0.41757
WA | Commercial | Grocery | New | Space Heating | Packaged Terminal HP | 0 | 0.0012217 | 0.0024328 | 0.0037223 | 0.0049385 | 0.006115 | 0.0072553 | 0.008379 | 0.0093769 | 0.010386 | 0.011414 | 0.01249 | 0.013435 | 0.01441 | 0.015359 | 0.016321 | 0.017125 | 0.017935 | 0.018701 | 0.01951 | 0.02016 | 0.020894
WA | Commercial | Grocery | New | Space Heating | Air-Source Heat Pump | 0 | 0.01559 | 0.03059 | 0.046562 | 0.061623 | 0.076192 | 0.090314 | 0.10423 | 0.11659 | 0.12908 | 0.14182 | 0.15514 | 0.1668 | 0.17884 | 0.19056 | 0.20245 | 0.21237 | 0.22237 | 0.23185 | 0.24185 | 0.24987 | 0.25895
WA | Commercial | Grocery | New | Space Heating | Geothermal Heat Pump | 0 | 0 | 0 | 0 | 0 | 0 | 0 | 0 | 0 | 0 | 0 | 0 | 0 | 0 | 0 | 0 | 0 | 0 | 0 | 0 | 0 | 0
WA | Commercial | Grocery | New | Ventilation | Ventilation | 0 | 0.067089 | 0.1336 | 0.20366 | 0.27119 | 0.3354 | 0.39813 | 0.45878 | 0.51637 | 0.57354 | 0.63219 | 0.69138 | 0.74886 | 0.80593 | 0.86196 | 0.91564 | 0.9675 | 1.0163 | 1.0628 | 1.1076 | 1.1516 | 1.1968
WA | Commercial | Grocery | New | Water Heating | Water Heater | 0 | 0.013477 | 0.026838 | 0.040912 | 0.054479 | 0.067708 | 0.080633 | 0.093127 | 0.10499 | 0.11673 | 0.12878 | 0.14093 | 0.15273 | 0.16445 | 0.17596 | 0.18696 | 0.19758 | 0.20767 | 0.21732 | 0.22671 | 0.23597 | 0.24546
WA | Commercial | Grocery | New | Interior Lighting | General Service Lighting | 0 | 0.014686 | 0.029245 | 0.044581 | 0.056527 | 0.068175 | 0.079037 | 0.089176 | 0.098506 | 0.10653 | 0.11488 | 0.1233 | 0.13168 | 0.13998 | 0.14714 | 0.15384 | 0.1602 | 0.16611 | 0.17175 | 0.1764 | 0.1811 | 0.18605
WA | Commercial | Grocery | New | Interior Lighting | Exempted Lighting | 0 | 8.5342e-06 | 1.6994e-05 | 2.5907e-05 | 3.2264e-05 | 3.8463e-05 | 4.3951e-05 | 4.8862e-05 | 5.32e-05 | 5.6813e-05 | 6.0692e-05 | 6.4654e-05 | 6.8775e-05 | 7.2921e-05 | 7.6362e-05 | 7.9241e-05 | 8.2018e-05 | 8.4599e-05 | 8.7338e-05 | 9.0036e-05 | 9.2696e-05 | 9.5465e-05
WA | Commercial | Grocery | New | Interior Lighting | High-Bay Lighting | 0 | 0.0092665 | 0.018453 | 0.02813 | 0.037108 | 0.045862 | 0.054416 | 0.062684 | 0.070537 | 0.078126 | 0.085912 | 0.093769 | 0.10135 | 0.10883 | 0.11595 | 0.12273 | 0.12926 | 0.13543 | 0.14132 | 0.14704 | 0.15268 | 0.15847
WA | Commercial | Grocery | New | Interior Lighting | Linear Lighting | 0 | 0.16356 | 0.3257 | 0.4965 | 0.65646 | 0.81242 | 0.96481 | 1.1121 | 1.252 | 1.3878 | 1.5272 | 1.6677 | 1.8043 | 1.9399 | 2.0712 | 2.1966 | 2.3179 | 2.433 | 2.5432 | 2.6503 | 2.7539 | 2.8587
WA | Commercial | Grocery | New | Exterior Lighting | General Service Lighting | 0 | 0.010461 | 0.020832 | 0.031757 | 0.039502 | 0.046812 | 0.053742 | 0.060503 | 0.06696 | 0.072132 | 0.077415 | 0.082678 | 0.088051 | 0.093368 | 0.097695 | 0.10172 | 0.10553 | 0.10903 | 0.11237 | 0.11492 | 0.11754 | 0.12033
WA | Commercial | Grocery | New | Exterior Lighting | Area Lighting | 0 | 0.0034091 | 0.0067886 | 0.010349 | 0.013683 | 0.016934 | 0.020111 | 0.023181 | 0.026098 | 0.028931 | 0.031838 | 0.034771 | 0.037606 | 0.040407 | 0.043094 | 0.045655 | 0.048122 | 0.050459 | 0.052688 | 0.054853 | 0.056988 | 0.059182
WA | Commercial | Grocery | New | Exterior Lighting | Linear Lighting | 0 | 0.013672 | 0.027226 | 0.041504 | 0.054875 | 0.067912 | 0.080651 | 0.092965 | 0.10466 | 0.11601 | 0.12766 | 0.13941 | 0.15082 | 0.16216 | 0.17313 | 0.18362 | 0.19376 | 0.20338 | 0.21259 | 0.22154 | 0.23021 | 0.23897
WA | Commercial | Grocery | New | Refrigeration | Walk-in Refrigerator/Freezer | 0 | 0.0060604 | 0.012344 | 0.019248 | 0.026217 | 0.033329 | 0.040599 | 0.047962 | 0.055311 | 0.062901 | 0.070979 | 0.079454 | 0.088078 | 0.097005 | 0.10617 | 0.11538 | 0.12473 | 0.1341 | 0.14354 | 0.15316 | 0.16306 | 0.1735
WA | Commercial | Grocery | New | Refrigeration | Reach-in Refrigerator/Freezer | 0 | 0.017106 | 0.034255 | 0.052511 | 0.070316 | 0.087878 | 0.10524 | 0.12223 | 0.13857 | 0.15493 | 0.17187 | 0.18914 | 0.20613 | 0.22318 | 0.24013 | 0.25657 | 0.27267 | 0.28819 | 0.30328 | 0.31815 | 0.33299 | 0.34832
WA | Commercial | Grocery | New | Refrigeration | Glass Door Display | 0 | 0.38157 | 0.76139 | 1.1631 | 1.5519 | 1.9327 | 2.3064 | 2.6692 | 3.0155 | 3.3596 | 3.7138 | 4.0726 | 4.4228 | 4.7719 | 5.1162 | 5.4472 | 5.7685 | 6.0755 | 6.371 | 6.6599 | 6.946 | 7.2402
WA | Commercial | Grocery | New | Refrigeration | Open Display Case | 0 | 0.36444 | 0.72721 | 1.1108 | 1.4822 | 1.8459 | 2.2028 | 2.5494 | 2.8801 | 3.2087 | 3.547 | 3.8898 | 4.2242 | 4.5576 | 4.8865 | 5.2026 | 5.5095 | 5.8027 | 6.085 | 6.3608 | 6.6341 | 6.9151
WA | Commercial | Grocery | New | Refrigeration | Icemaker | 0 | 0.061825 | 0.12336 | 0.18842 | 0.25139 | 0.31305 | 0.37355 | 0.43228 | 0.48832 | 0.54399 | 0.6013 | 0.65935 | 0.71597 | 0.77243 | 0.8281 | 0.8816 | 0.93353 | 0.98313 | 1.0309 | 1.0775 | 1.1237 | 1.1712
WA | Commercial | Grocery | New | Refrigeration | Vending Machine | 0 | 0.017195 | 0.034309 | 0.052405 | 0.069921 | 0.087069 | 0.1039 | 0.12023 | 0.13582 | 0.1513 | 0.16724 | 0.18338 | 0.19913 | 0.21484 | 0.23032 | 0.2452 | 0.25964 | 0.27344 | 0.28672 | 0.29969 | 0.31254 | 0.32575
WA | Commercial | Grocery | New | Food Preparation | Oven | 0 | 0.005248 | 0.010764 | 0.016901 | 0.023181 | 0.029674 | 0.0364 | 0.043301 | 0.050284 | 0.057583 | 0.06543 | 0.073754 | 0.082329 | 0.091306 | 0.10063 | 0.11012 | 0.11987 | 0.12978 | 0.13988 | 0.1503 | 0.16114 | 0.17265
WA | Commercial | Grocery | New | Food Preparation | Fryer | 0 | 0.026811 | 0.053389 | 0.081387 | 0.10838 | 0.13469 | 0.1604 | 0.18526 | 0.20886 | 0.23222 | 0.25618 | 0.28035 | 0.30383 | 0.32715 | 0.35003 | 0.37191 | 0.39305 | 0.41312 | 0.43232 | 0.451 | 0.46941 | 0.48829
WA | Commercial | Grocery | New | Food Preparation | Dishwasher | 0 | 0.019148 | 0.038441 | 0.05908 | 0.079315 | 0.099379 | 0.11932 | 0.13893 | 0.15792 | 0.17701 | 0.19687 | 0.21721 | 0.23733 | 0.25763 | 0.27791 | 0.2977 | 0.31719 | 0.33611 | 0.35461 | 0.37295 | 0.39135 | 0.41042
WA | Commercial | Grocery | New | Food Preparation | Hot Food Container | 0 | 0.002318 | 0.004645 | 0.0071255 | 0.0095483 | 0.011942 | 0.014311 | 0.016632 | 0.01887 | 0.021112 | 0.023437 | 0.025811 | 0.028149 | 0.030499 | 0.032839 | 0.035112 | 0.037341 | 0.039495 | 0.041591 | 0.043662 | 0.045731 | 0.04787
WA | Commercial | Grocery | New | Food Preparation | Steamer | 0 | 0.0078644 | 0.015962 | 0.024802 | 0.033663 | 0.042642 | 0.051761 | 0.060933 | 0.07002 | 0.079348 | 0.089221 | 0.099522 | 0.10993 | 0.12065 | 0.13158 | 0.14249 | 0.15349 | 0.16444 | 0.17539 | 0.1865 | 0.19785 | 0.20977
WA | Commercial | Grocery | New | Food Preparation | Griddle | 0 | 0 | 0 | 0 | 0 | 0 | 0 | 0 | 0 | 0 | 0 | 0 | 0 | 0 | 0 | 0 | 0 | 0 | 0 | 0 | 0 | 0
WA | Commercial | Grocery | New | Office Equipment | Desktop Computer | 0 | 0.00066494 | 0.0012944 | 0.0019289 | 0.002511 | 0.0030506 | 0.0035515 | 0.0040097 | 0.0044192 | 0.0048031 | 0.0051797 | 0.0055414 | 0.0058707 | 0.0061794 | 0.0064634 | 0.0067132 | 0.0069356 | 0.0071261 | 0.0072901 | 0.0074343 | 0.0075642 | 0.0076919
WA | Commercial | Grocery | New | Office Equipment | Laptop | 0 | 0.00011264 | 0.0002313 | 0.00036361 | 0.00049932 | 0.00063994 | 0.00078591 | 0.00093604 | 0.0010883 | 0.0012477 | 0.0014195 | 0.001602 | 0.0017904 | 0.0019879 | 0.0021935 | 0.0024034 | 0.0026193 | 0.002839 | 0.0030638 | 0.003296 | 0.0035377 | 0.0037949
WA | Commercial | Grocery | New | Office Equipment | Server | 0 | 0.0027226 | 0.005509 | 0.0085333 | 0.011546 | 0.014581 | 0.017644 | 0.020706 | 0.02372 | 0.026797 | 0.030038 | 0.033402 | 0.036782 | 0.040242 | 0.043751 | 0.047235 | 0.050723 | 0.054171 | 0.057602 | 0.061058 | 0.064575 | 0.068254
WA | Commercial | Grocery | New | Office Equipment | Monitor | 0 | 0.00014226 | 0.00028463 | 0.00043593 | 0.00058322 | 0.00072824 | 0.00087134 | 0.0010111 | 0.0011453 | 0.0012793 | 0.0014179 | 0.001559 | 0.0016976 | 0.0018364 | 0.0019741 | 0.0021074 | 0.0022376 | 0.0023629 | 0.0024844 | 0.0026039 | 0.0027229 | 0.0028458
WA | Commercial | Grocery | New | Office Equipment | Printer/Copier/Fax | 0 | 0.00067009 | 0.0013462 | 0.0020705 | 0.0027816 | 0.0034877 | 0.0041904 | 0.0048827 | 0.0055538 | 0.0062297 | 0.0069335 | 0.0076553 | 0.0083702 | 0.0090925 | 0.0098152 | 0.010521 | 0.011218 | 0.011896 | 0.012559 | 0.013218 | 0.01388 | 0.014567
WA | Commercial | Grocery | New | Office Equipment | POS Terminal | 0 | 0.011796 | 0.02349 | 0.035809 | 0.047683 | 0.059261 | 0.070575 | 0.08151 | 0.091896 | 0.10217 | 0.11271 | 0.12335 | 0.13368 | 0.14394 | 0.15401 | 0.16363 | 0.17293 | 0.18176 | 0.19021 | 0.19843 | 0.20653 | 0.21484
WA | Commercial | Grocery | New | Miscellaneous | Non-HVAC Motors | 0 | 0.0097126 | 0.019341 | 0.029484 | 0.039261 | 0.048794 | 0.058109 | 0.067113 | 0.075665 | 0.084124 | 0.092804 | 0.10156 | 0.11007 | 0.11851 | 0.12681 | 0.13473 | 0.14239 | 0.14966 | 0.15662 | 0.16338 | 0.17005 | 0.17689
WA | Commercial | Grocery | New | Miscellaneous | Pool Pump | 0 | 0 | 0 | 0 | 0 | 0 | 0 | 0 | 0 | 0 | 0 | 0 | 0 | 0 | 0 | 0 | 0 | 0 | 0 | 0 | 0 | 0
WA | Commercial | Grocery | New | Miscellaneous | Pool Heater | 0 | 0 | 0 | 0 | 0 | 0 | 0 | 0 | 0 | 0 | 0 | 0 | 0 | 0 | 0 | 0 | 0 | 0 | 0 | 0 | 0 | 0
WA | Commercial | Grocery | New | Miscellaneous | Clothes Washer | 0 | 0 | 0 | 0 | 0 | 0 | 0 | 0 | 0 | 0 | 0 | 0 | 0 | 0 | 0 | 0 | 0 | 0 | 0 | 0 | 0 | 0
WA | Commercial | Grocery | New | Miscellaneous | Clothes Dryer | 0 | 0 | 0 | 0 | 0 | 0 | 0 | 0 | 0 | 0 | 0 | 0 | 0 | 0 | 0 | 0 | 0 | 0 | 0 | 0 | 0 | 0
WA | Commercial | Grocery | New | Miscellaneous | Electric Vehicle Chargers | 0 | 2.5429e-05 | 6.3376e-05 | 0.0001201 | 0.00019914 | 0.00031403 | 0.00048146 | 0.00072409 | 0.0010666 | 0.0015436 | 0.0021823 | 0.0030148 | 0.0040683 | 0.005384 | 0.0069851 | 0.0088061 | 0.010873 | 0.013148 | 0.015622 | 0.018326 | 0.021422 | 0.025
WA | Commercial | Grocery | New | Miscellaneous | Other Miscellaneous | 0 | 0.031636 | 0.065015 | 0.10229 | 0.14057 | 0.1803 | 0.22159 | 0.26413 | 0.30732 | 0.35263 | 0.40147 | 0.45344 | 0.50716 | 0.56356 | 0.62231 | 0.68239 | 0.74427 | 0.80733 | 0.87193 | 0.93873 | 1.0084 | 1.0825
WA | Commercial | Grocery | New | Generation | Solar PV | 0 | -0.0025376 | -0.0061257 | -0.011036 | -0.017518 | -0.025506 | -0.035466 | -0.047174 | -0.060904 | -0.077636 | -0.098442 | -0.1214 | -0.14629 | -0.17215 | -0.19951 | -0.22758 | -0.25641 | -0.28488 | -0.31313 | -0.34193 | -0.37196 | -0.40535
WA | Commercial | Health | Existing | Cooling | Air-Cooled Chiller | 1.6924 | 1.642 | 1.5915 | 1.5412 | 1.4914 | 1.4521 | 1.4132 | 1.3749 | 1.3372 | 1.3005 | 1.2648 | 1.2302 | 1.1968 | 1.1646 | 1.1339 | 1.1059 | 1.0792 | 1.0542 | 1.0307 | 1.0085 | 0.98753 | 0.96766
WA | Commercial | Health | Existing | Cooling | Water-Cooled Chiller | 8.9052 | 8.7372 | 8.5723 | 8.4106 | 8.2519 | 8.1507 | 8.0504 | 7.9508 | 7.8521 | 7.7537 | 7.6561 | 7.5594 | 7.4635 | 7.3685 | 7.2742 | 7.1898 | 7.1058 | 7.0223 | 6.9394 | 6.8449 | 6.7516 | 6.6593
WA | Commercial | Health | Existing | Cooling | RTU | 0.78135 | 0.76661 | 0.74889 | 0.73121 | 0.71364 | 0.70089 | 0.68808 | 0.67524 | 0.66239 | 0.64957 | 0.63679 | 0.62407 | 0.61144 | 0.59924 | 0.58772 | 0.5775 | 0.56778 | 0.5585 | 0.54961 | 0.54108 | 0.53286 | 0.52492
WA | Commercial | Health | Existing | Cooling | Packaged Terminal AC | 0.026872 | 0.026365 | 0.025867 | 0.025379 | 0.0249 | 0.024595 | 0.024292 | 0.023992 | 0.023694 | 0.023398 | 0.023105 | 0.022815 | 0.022527 | 0.022241 | 0.021958 | 0.021704 | 0.021452 | 0.021202 | 0.020952 | 0.020705 | 0.020459 | 0.020215
WA | Commercial | Health | Existing | Cooling | Packaged Terminal HP | 0 | 0 | 0 | 0 | 0 | 0 | 0 | 0 | 0 | 0 | 0 | 0 | 0 | 0 | 0 | 0 | 0 | 0 | 0 | 0 | 0 | 0
WA | Commercial | Health | Existing | Cooling | Air-Source Heat Pump | 0.041104 | 0.040197 | 0.039188 | 0.038187 | 0.0372 | 0.036472 | 0.035749 | 0.035034 | 0.034329 | 0.033636 | 0.032957 | 0.032292 | 0.031652 | 0.031042 | 0.030459 | 0.029939 | 0.02944 | 0.02896 | 0.028497 | 0.028051 | 0.027619 | 0.027201
WA | Commercial | Health | Existing | Cooling | Geothermal Heat Pump | 0.048056 | 0.046755 | 0.045453 | 0.044163 | 0.042896 | 0.041942 | 0.04101 | 0.040106 | 0.039237 | 0.038407 | 0.037619 | 0.036877 | 0.036175 | 0.035509 | 0.034876 | 0.034313 | 0.033774 | 0.033256 | 0.032756 | 0.032274 | 0.031807 | 0.031354
WA | Commercial | Health | Existing | Space Heating | Electric Furnace | 1.9965 | 1.9588 | 1.9219 | 1.8925 | 1.85 | 1.8084 | 1.7677 | 1.7343 | 1.689 | 1.6509 | 1.6136 | 1.583 | 1.5415 | 1.5066 | 1.4725 | 1.4449 | 1.4074 | 1.3759 | 1.3451 | 1.3198 | 1.2855 | 1.2567
WA | Commercial | Health | Existing | Space Heating | Electric Room Heat | 0.039178 | 0.038439 | 0.037713 | 0.037138 | 0.036304 | 0.035487 | 0.034688 | 0.034032 | 0.033143 | 0.032395 | 0.031664 | 0.031063 | 0.030249 | 0.029564 | 0.028895 | 0.028354 | 0.027618 | 0.027 | 0.026396 | 0.0259 | 0.025227 | 0.024661
WA | Commercial | Health | Existing | Space Heating | Packaged Terminal HP | 0 | 0 | 0 | 0 | 0 | 0 | 0 | 0 | 0 | 0 | 0 | 0 | 0 | 0 | 0 | 0 | 0 | 0 | 0 | 0 | 0 | 0
WA | Commercial | Health | Existing | Space Heating | Air-Source Heat Pump | 0.090827 | 0.089114 | 0.087346 | 0.08592 | 0.083893 | 0.081905 | 0.079957 | 0.078337 | 0.076182 | 0.074354 | 0.072565 | 0.071075 | 0.069108 | 0.067452 | 0.065842 | 0.064535 | 0.062796 | 0.061334 | 0.059909 | 0.058737 | 0.05717 | 0.055851
WA | Commercial | Health | Existing | Space Heating | Geothermal Heat Pump | 0.11684 | 0.11443 | 0.11206 | 0.11013 | 0.10743 | 0.1048 | 0.10224 | 0.1001 | 0.097307 | 0.094947 | 0.092656 | 0.090768 | 0.088279 | 0.086185 | 0.08415 | 0.082501 | 0.080297 | 0.078446 | 0.076643 | 0.07516 | 0.07317 | 0.071498
WA | Commercial | Health | Existing | Ventilation | Ventilation | 14.0284 | 13.5939 | 13.1588 | 12.7265 | 12.2996 | 11.8743 | 11.4593 | 11.0562 | 10.6666 | 10.2922 | 9.9333 | 9.5906 | 9.2647 | 8.9557 | 8.6641 | 8.3898 | 8.1328 | 7.8911 | 7.663 | 7.4463 | 7.2408 | 7.0463
WA | Commercial | Health | Existing | Water Heating | Water Heater | 0.78818 | 0.76419 | 0.73912 | 0.71329 | 0.68697 | 0.66037 | 0.63368 | 0.60704 | 0.58059 | 0.5544 | 0.52857 | 0.50316 | 0.48069 | 0.4607 | 0.44283 | 0.42675 | 0.40064 | 0.37625 | 0.3533 | 0.32967 | 0.30707 | 0.28543
WA | Commercial | Health | Existing | Interior Lighting | General Service Lighting | 2.8768 | 2.7549 | 2.609 | 2.4473 | 2.2313 | 2.0078 | 1.8323 | 1.6913 | 1.575 | 1.4732 | 1.3889 | 1.3173 | 1.2586 | 1.2073 | 1.1575 | 1.1123 | 1.0709 | 1.0328 | 0.99798 | 0.9607 | 0.9243 | 0.88915
WA | Commercial | Health | Existing | Interior Lighting | Exempted Lighting | 0.021765 | 0.02088 | 0.01971 | 0.018373 | 0.016176 | 0.01466 | 0.013513 | 0.012559 | 0.011704 | 0.01095 | 0.01031 | 0.0097482 | 0.0093215 | 0.0089591 | 0.0085839 | 0.0082062 | 0.0078405 | 0.0074946 | 0.0072244 | 0.0069872 | 0.0067686 | 0.0065606
WA | Commercial | Health | Existing | Interior Lighting | High-Bay Lighting | 1.8044 | 1.7658 | 1.7277 | 1.6903 | 1.6531 | 1.6166 | 1.581 | 1.5462 | 1.5123 | 1.479 | 1.4466 | 1.4152 | 1.3848 | 1.3553 | 1.3264 | 1.2983 | 1.2711 | 1.2446 | 1.2188 | 1.1937 | 1.1693 | 1.1456
WA | Commercial | Health | Existing | Interior Lighting | Linear Lighting | 10.2614 | 10.0594 | 9.859 | 9.6607 | 9.4558 | 9.2533 | 9.0535 | 8.8567 | 8.6632 | 8.4663 | 8.2729 | 8.0833 | 7.8975 | 7.7154 | 7.5324 | 7.3533 | 7.1781 | 7.0067 | 6.8391 | 6.6752 | 6.5203 | 6.3725
WA | Commercial | Health | Existing | Exterior Lighting | General Service Lighting | 0.15228 | 0.14576 | 0.13793 | 0.12926 | 0.11701 | 0.10412 | 0.093991 | 0.086117 | 0.079908 | 0.074347 | 0.069687 | 0.065685 | 0.062505 | 0.059739 | 0.057018 | 0.054557 | 0.052316 | 0.050257 | 0.048386 | 0.046362 | 0.044388 | 0.042484
WA | Commercial | Health | Existing | Exterior Lighting | Area Lighting | 0.071802 | 0.070448 | 0.069118 | 0.067814 | 0.06646 | 0.065129 | 0.06382 | 0.062533 | 0.06127 | 0.059976 | 0.058705 | 0.057457 | 0.05624 | 0.055053 | 0.053858 | 0.052696 | 0.051565 | 0.050465 | 0.049392 | 0.048346 | 0.047328 | 0.046339
WA | Commercial | Health | Existing | Exterior Lighting | Linear Lighting | 0.2394 | 0.23469 | 0.23001 | 0.22538 | 0.2206 | 0.21588 | 0.21122 | 0.20663 | 0.20211 | 0.19752 | 0.19301 | 0.18858 | 0.18425 | 0.18 | 0.17573 | 0.17155 | 0.16746 | 0.16346 | 0.15955 | 0.15573 | 0.15212 | 0.14867
WA | Commercial | Health | Existing | Refrigeration | Walk-in Refrigerator/Freezer | 0.42622 | 0.42352 | 0.42084 | 0.41817 | 0.41552 | 0.41289 | 0.41027 | 0.40768 | 0.40509 | 0.40253 | 0.39998 | 0.39744 | 0.39493 | 0.39242 | 0.38994 | 0.38747 | 0.38501 | 0.38257 | 0.38015 | 0.37774 | 0.37535 | 0.37297
WA | Commercial | Health | Existing | Refrigeration | Reach-in Refrigerator/Freezer | 1.0716 | 1.0607 | 1.0499 | 1.0393 | 1.0287 | 1.0183 | 1.008 | 0.99774 | 0.98762 | 0.97759 | 0.96767 | 0.95786 | 0.94814 | 0.93852 | 0.92899 | 0.91957 | 0.91024 | 0.901 | 0.89186 | 0.88281 | 0.87385 | 0.86498
WA | Commercial | Health | Existing | Refrigeration | Glass Door Display | 0.27561 | 0.27132 | 0.2671 | 0.26294 | 0.25885 | 0.25482 | 0.25086 | 0.24695 | 0.24311 | 0.23933 | 0.23561 | 0.23194 | 0.22833 | 0.22478 | 0.22128 | 0.21784 | 0.21445 | 0.21111 | 0.20783 | 0.20459 | 0.20141 | 0.19828
WA | Commercial | Health | Existing | Refrigeration | Open Display Case | 0.7897 | 0.77741 | 0.76531 | 0.75341 | 0.74168 | 0.73014 | 0.71878 | 0.7076 | 0.69659 | 0.68575 | 0.67508 | 0.66458 | 0.65424 | 0.64406 | 0.63403 | 0.62417 | 0.61446 | 0.6049 | 0.59548 | 0.58622 | 0.5771 | 0.56812
WA | Commercial | Health | Existing | Refrigeration | Icemaker | 1.8525 | 1.8236 | 1.7953 | 1.7673 | 1.7398 | 1.7128 | 1.6861 | 1.6599 | 1.634 | 1.6086 | 1.5836 | 1.5589 | 1.5347 | 1.5108 | 1.4873 | 1.4642 | 1.4414 | 1.4189 | 1.3969 | 1.3751 | 1.3537 | 1.3327
WA | Commercial | Health | Existing | Refrigeration | Vending Machine | 0.51522 | 0.50827 | 0.5014 | 0.49463 | 0.48795 | 0.48136 | 0.47486 | 0.46845 | 0.46212 | 0.45588 | 0.44972 | 0.44365 | 0.43766 | 0.43175 | 0.42592 | 0.42016 | 0.41449 | 0.40889 | 0.40337 | 0.39792 | 0.39255 | 0.38725
WA | Commercial | Health | Existing | Food Preparation | Oven | 1.126 | 1.1048 | 1.0839 | 1.0635 | 1.0434 | 1.0237 | 1.0044 | 0.98547 | 0.96688 | 0.94864 | 0.93074 | 0.91318 | 0.89595 | 0.87904 | 0.86246 | 0.84618 | 0.83022 | 0.81455 | 0.79918 | 0.78411 | 0.76931 | 0.7548
WA | Commercial | Health | Existing | Food Preparation | Fryer | 0.19064 | 0.18704 | 0.18351 | 0.18005 | 0.17665 | 0.17332 | 0.17005 | 0.16684 | 0.16369 | 0.16061 | 0.15757 | 0.1546 | 0.15168 | 0.14882 | 0.14601 | 0.14326 | 0.14056 | 0.1379 | 0.1353 | 0.13275 | 0.13025 | 0.12779
WA | Commercial | Health | Existing | Food Preparation | Dishwasher | 0.59317 | 0.58198 | 0.571 | 0.56022 | 0.54965 | 0.53928 | 0.52911 | 0.51913 | 0.50933 | 0.49972 | 0.49029 | 0.48104 | 0.47196 | 0.46306 | 0.45432 | 0.44575 | 0.43734 | 0.42909 | 0.42099 | 0.41305 | 0.40526 | 0.39761
WA | Commercial | Health | Existing | Food Preparation | Hot Food Container | 0.010815 | 0.010611 | 0.01041 | 0.010214 | 0.010021 | 0.0098322 | 0.0096467 | 0.0094646 | 0.0092861 | 0.0091109 | 0.008939 | 0.0087703 | 0.0086048 | 0.0084425 | 0.0082832 | 0.0081269 | 0.0079735 | 0.0078231 | 0.0076755 | 0.0075307 | 0.0073886 | 0.0072492
WA | Commercial | Health | Existing | Food Preparation | Steamer | 0.13222 | 0.12973 | 0.12728 | 0.12488 | 0.12252 | 0.12021 | 0.11794 | 0.11572 | 0.11353 | 0.11139 | 0.10929 | 0.10723 | 0.1052 | 0.10322 | 0.10127 | 0.099361 | 0.097486 | 0.095647 | 0.093842 | 0.092072 | 0.090335 | 0.08863
WA | Commercial | Health | Existing | Food Preparation | Griddle | 0.1429 | 0.1402 | 0.13756 | 0.13496 | 0.13242 | 0.12992 | 0.12747 | 0.12506 | 0.1227 | 0.12039 | 0.11812 | 0.11589 | 0.1137 | 0.11156 | 0.10945 | 0.10739 | 0.10536 | 0.10337 | 0.10142 | 0.099508 | 0.09763 | 0.095788
WA | Commercial | Health | Existing | Office Equipment | Desktop Computer | 0.67694 | 0.64927 | 0.62272 | 0.59726 | 0.57285 | 0.54943 | 0.52696 | 0.50542 | 0.48476 | 0.46494 | 0.44593 | 0.4277 | 0.41021 | 0.39344 | 0.37736 | 0.36193 | 0.34713 | 0.33294 | 0.31933 | 0.30628 | 0.29375 | 0.28174
WA | Commercial | Health | Existing | Office Equipment | Laptop | 0.16984 | 0.17041 | 0.17098 | 0.17156 | 0.17213 | 0.17271 | 0.17329 | 0.17387 | 0.17445 | 0.17503 | 0.17562 | 0.17621 | 0.1768 | 0.17739 | 0.17798 | 0.17858 | 0.17918 | 0.17978 | 0.18038 | 0.18098 | 0.18159 | 0.1822
WA | Commercial | Health | Existing | Office Equipment | Server | 1.3084 | 1.3122 | 1.316 | 1.3198 | 1.3236 | 1.3274 | 1.3313 | 1.3351 | 1.339 | 1.3428 | 1.3467 | 1.3506 | 1.3545 | 1.3584 | 1.3624 | 1.3663 | 1.3703 | 1.3742 | 1.3782 | 1.3822 | 1.3862 | 1.3902
WA | Commercial | Health | Existing | Office Equipment | Monitor | 0.14092 | 0.13891 | 0.13693 | 0.13498 | 0.13305 | 0.13116 | 0.12929 | 0.12744 | 0.12563 | 0.12384 | 0.12207 | 0.12033 | 0.11862 | 0.11692 | 0.11526 | 0.11361 | 0.11199 | 0.1104 | 0.10882 | 0.10727 | 0.10574 | 0.10424
WA | Commercial | Health | Existing | Office Equipment | Printer/Copier/Fax | 0.2193 | 0.21863 | 0.21796 | 0.21729 | 0.21663 | 0.21596 | 0.2153 | 0.21464 | 0.21398 | 0.21332 | 0.21267 | 0.21202 | 0.21137 | 0.21072 | 0.21007 | 0.20943 | 0.20878 | 0.20814 | 0.20751 | 0.20687 | 0.20623 | 0.2056
WA | Commercial | Health | Existing | Office Equipment | POS Terminal | 0.19362 | 0.19015 | 0.18675 | 0.18341 | 0.18012 | 0.1769 | 0.17373 | 0.17062 | 0.16757 | 0.16457 | 0.16162 | 0.15873 | 0.15589 | 0.1531 | 0.15036 | 0.14767 | 0.14502 | 0.14243 | 0.13988 | 0.13737 | 0.13492 | 0.1325
WA | Commercial | Health | Existing | Miscellaneous | Non-HVAC Motors | 6.2111 | 6.0939 | 5.9789 | 5.8661 | 5.7554 | 5.6468 | 5.5403 | 5.4357 | 5.3332 | 5.2325 | 5.1338 | 5.037 | 4.9419 | 4.8487 | 4.7572 | 4.6674 | 4.5794 | 4.493 | 4.4082 | 4.325 | 4.2434 | 4.1633
WA | Commercial | Health | Existing | Miscellaneous | Pool Pump | 0 | 0 | 0 | 0 | 0 | 0 | 0 | 0 | 0 | 0 | 0 | 0 | 0 | 0 | 0 | 0 | 0 | 0 | 0 | 0 | 0 | 0
WA | Commercial | Health | Existing | Miscellaneous | Pool Heater | 0 | 0 | 0 | 0 | 0 | 0 | 0 | 0 | 0 | 0 | 0 | 0 | 0 | 0 | 0 | 0 | 0 | 0 | 0 | 0 | 0 | 0
WA | Commercial | Health | Existing | Miscellaneous | Clothes Washer | 0.0051243 | 0.0050276 | 0.0049327 | 0.0048397 | 0.0047483 | 0.0046587 | 0.0045708 | 0.0044846 | 0.0044 | 0.004317 | 0.0042355 | 0.0041556 | 0.0040772 | 0.0040003 | 0.0039248 | 0.0038507 | 0.0037781 | 0.0037068 | 0.0036369 | 0.0035682 | 0.0035009 | 0.0034349
WA | Commercial | Health | Existing | Miscellaneous | Clothes Dryer | 0.090684 | 0.088973 | 0.087294 | 0.085647 | 0.084031 | 0.082445 | 0.08089 | 0.079364 | 0.077866 | 0.076397 | 0.074956 | 0.073541 | 0.072154 | 0.070792 | 0.069457 | 0.068146 | 0.06686 | 0.065599 | 0.064361 | 0.063147 | 0.061955 | 0.060786
WA | Commercial | Health | Existing | Miscellaneous | Electric Vehicle Chargers | 0.00033405 | 0.00042859 | 0.00053728 | 0.0006656 | 0.00082276 | 0.0010335 | 0.0013139 | 0.0016861 | 0.0021676 | 0.0027732 | 0.0034907 | 0.0043263 | 0.0052875 | 0.0063778 | 0.0075889 | 0.0088355 | 0.010129 | 0.011433 | 0.012737 | 0.014053 | 0.015486 | 0.017046
WA | Commercial | Health | Existing | Miscellaneous | Other Miscellaneous | 8.4609 | 8.6172 | 8.7764 | 8.9385 | 9.1037 | 9.2718 | 9.4431 | 9.6176 | 9.7952 | 9.9762 | 10.1605 | 10.3482 | 10.5393 | 10.734 | 10.9323 | 11.1343 | 11.34 | 11.5494 | 11.7628 | 11.9801 | 12.2014 | 12.4268
WA | Commercial | Health | Existing | Generation | Solar PV | -0.18677 | -0.18947 | -0.22534 | -0.26128 | -0.30559 | -0.35125 | -0.4024 | -0.45468 | -0.51084 | -0.57465 | -0.64805 | -0.71648 | -0.78161 | -0.83815 | -0.89067 | -0.93821 | -0.98135 | -1.0178 | -1.0488 | -1.0772 | -1.1046 | -1.1353
WA | Commercial | Health | New | Cooling | Air-Cooled Chiller | 0 | 0.031273 | 0.062251 | 0.094809 | 0.12619 | 0.15784 | 0.18917 | 0.21988 | 0.2495 | 0.27915 | 0.30986 | 0.34117 | 0.37198 | 0.40293 | 0.4337 | 0.46414 | 0.49403 | 0.52296 | 0.55116 | 0.57901 | 0.60684 | 0.63558
WA | Commercial | Health | New | Cooling | Water-Cooled Chiller | 0 | 0.20812 | 0.41427 | 0.63094 | 0.83979 | 1.0504 | 1.2589 | 1.4633 | 1.6604 | 1.8575 | 2.0615 | 2.2696 | 2.4744 | 2.6801 | 2.8845 | 3.0868 | 3.2855 | 3.4777 | 3.665 | 3.8403 | 4.0211 | 4.2076
WA | Commercial | Health | New | Cooling | RTU | 0 | 0.014438 | 0.026903 | 0.040005 | 0.052633 | 0.06538 | 0.078001 | 0.090372 | 0.1023 | 0.11425 | 0.12662 | 0.13923 | 0.15164 | 0.16389 | 0.17608 | 0.18817 | 0.20005 | 0.21156 | 0.22279 | 0.23389 | 0.245 | 0.25648
WA | Commercial | Health | New | Cooling | Packaged Terminal AC | 0 | 0.00067244 | 0.0013385 | 0.0020386 | 0.0027134 | 0.0033938 | 0.0040676 | 0.004728 | 0.0053648 | 0.0060024 | 0.0066627 | 0.0073358 | 0.0079985 | 0.008664 | 0.0093256 | 0.0099799 | 0.010623 | 0.011245 | 0.011851 | 0.01245 | 0.013048 | 0.013666
WA | Commercial | Health | New | Cooling | Packaged Terminal HP | 0 | 0 | 0 | 0 | 0 | 0 | 0 | 0 | 0 | 0 | 0 | 0 | 0 | 0 | 0 | 0 | 0 | 0 | 0 | 0 | 0 | 0
WA | Commercial | Health | New | Cooling | Air-Source Heat Pump | 0 | 0.00071264 | 0.0013535 | 0.002027 | 0.0026762 | 0.0033312 | 0.0039799 | 0.0046156 | 0.0052287 | 0.0058426 | 0.0064783 | 0.0071263 | 0.0077579 | 0.0083929 | 0.0090244 | 0.0096496 | 0.010264 | 0.010859 | 0.011439 | 0.012012 | 0.012584 | 0.013176
WA | Commercial | Health | New | Cooling | Geothermal Heat Pump | 0 | 0.00086136 | 0.0017146 | 0.0026113 | 0.0034757 | 0.0043473 | 0.0052104 | 0.0060563 | 0.006872 | 0.0076888 | 0.0085345 | 0.0093968 | 0.010246 | 0.011098 | 0.011945 | 0.012784 | 0.013607 | 0.014404 | 0.015181 | 0.015948 | 0.016714 | 0.017506
WA | Commercial | Health | New | Space Heating | Electric Furnace | 0 | 0.049961 | 0.099449 | 0.15202 | 0.2016 | 0.24954 | 0.296 | 0.34176 | 0.38242 | 0.4235 | 0.4653 | 0.50898 | 0.54733 | 0.58689 | 0.62536 | 0.66438 | 0.69693 | 0.72977 | 0.76084 | 0.79363 | 0.8199 | 0.84961
WA | Commercial | Health | New | Space Heating | Electric Room Heat | 0 | 0.00098039 | 0.0019515 | 0.0029831 | 0.003956 | 0.0048968 | 0.0058084 | 0.0067065 | 0.0075042 | 0.0083105 | 0.0091307 | 0.0099879 | 0.01074 | 0.011517 | 0.012272 | 0.013037 | 0.013676 | 0.01432 | 0.01493 | 0.015574 | 0.016089 | 0.016672
WA | Commercial | Health | New | Space Heating | Packaged Terminal HP | 0 | 0 | 0 | 0 | 0 | 0 | 0 | 0 | 0 | 0 | 0 | 0 | 0 | 0 | 0 | 0 | 0 | 0 | 0 | 0 | 0 | 0
WA | Commercial | Health | New | Space Heating | Air-Source Heat Pump | 0 | 0.0022729 | 0.0044581 | 0.0067795 | 0.0089685 | 0.011085 | 0.013136 | 0.015157 | 0.016952 | 0.018765 | 0.020611 | 0.02254 | 0.024226 | 0.025968 | 0.027661 | 0.02938 | 0.030813 | 0.032259 | 0.033628 | 0.035073 | 0.03623 | 0.037539
WA | Commercial | Health | New | Space Heating | Geothermal Heat Pump | 0 | 0.0028324 | 0.0056381 | 0.0086184 | 0.011429 | 0.014147 | 0.016781 | 0.019376 | 0.02168 | 0.02401 | 0.026379 | 0.028856 | 0.03103 | 0.033273 | 0.035454 | 0.037666 | 0.039511 | 0.041373 | 0.043134 | 0.044994 | 0.046483 | 0.048167
WA | Commercial | Health | New | Ventilation | Ventilation | 0 | 0.24764 | 0.49293 | 0.75074 | 0.99866 | 1.2348 | 1.4655 | 1.6885 | 1.9 | 2.1097 | 2.3246 | 2.5412 | 2.7517 | 2.9606 | 3.1655 | 3.3615 | 3.5509 | 3.7304 | 3.9009 | 4.065 | 4.2267 | 4.3924
WA | Commercial | Health | New | Water Heating | Water Heater | 0 | 0.019724 | 0.039261 | 0.059795 | 0.079588 | 0.09888 | 0.11772 | 0.13594 | 0.15324 | 0.17034 | 0.18786 | 0.20553 | 0.22267 | 0.23969 | 0.25638 | 0.27234 | 0.28776 | 0.3024 | 0.31641 | 0.33002 | 0.34344 | 0.35718
WA | Commercial | Health | New | Interior Lighting | General Service Lighting | 0 | 0.046709 | 0.092976 | 0.1416 | 0.17948 | 0.2164 | 0.2508 | 0.28291 | 0.31247 | 0.33786 | 0.36425 | 0.39082 | 0.41727 | 0.44344 | 0.46599 | 0.48711 | 0.50714 | 0.52573 | 0.54351 | 0.55811 | 0.57287 | 0.5884
WA | Commercial | Health | New | Interior Lighting | Exempted Lighting | 0 | 0.00039936 | 0.00079495 | 0.0012107 | 0.0015073 | 0.0017964 | 0.0020521 | 0.0022808 | 0.002483 | 0.0026511 | 0.0028313 | 0.0030152 | 0.0032064 | 0.0033987 | 0.003558 | 0.0036912 | 0.0038197 | 0.0039392 | 0.0040661 | 0.004191 | 0.0043141 | 0.004442
WA | Commercial | Health | New | Interior Lighting | High-Bay Lighting | 0 | 0.039909 | 0.079441 | 0.12099 | 0.16062 | 0.19924 | 0.23697 | 0.27343 | 0.30807 | 0.3421 | 0.37696 | 0.4121 | 0.44615 | 0.47989 | 0.51273 | 0.54408 | 0.57434 | 0.60305 | 0.6305 | 0.65716 | 0.68344 | 0.71037
WA | Commercial | Health | New | Interior Lighting | Linear Lighting | 0 | 0.24618 | 0.49004 | 0.74634 | 0.98635 | 1.2203 | 1.4488 | 1.6696 | 1.8794 | 2.0829 | 2.2914 | 2.5016 | 2.7056 | 2.908 | 3.104 | 3.2913 | 3.4722 | 3.644 | 3.8084 | 3.9682 | 4.1227 | 4.2787
WA | Commercial | Health | New | Exterior Lighting | General Service Lighting | 0 | 0.0024455 | 0.0048679 | 0.0074139 | 0.0092184 | 0.010921 | 0.012535 | 0.014108 | 0.015612 | 0.016815 | 0.018041 | 0.019262 | 0.020508 | 0.02174 | 0.022741 | 0.023674 | 0.024553 | 0.025363 | 0.026136 | 0.026726 | 0.027329 | 0.027971
WA | Commercial | Health | New | Exterior Lighting | Area Lighting | 0 | 0.0017968 | 0.0035766 | 0.0054472 | 0.0071991 | 0.0089067 | 0.010575 | 0.012187 | 0.013718 | 0.015205 | 0.016728 | 0.018263 | 0.019746 | 0.021211 | 0.022615 | 0.023953 | 0.025242 | 0.026463 | 0.027628 | 0.028758 | 0.029873 | 0.031016
WA | Commercial | Health | New | Exterior Lighting | Linear Lighting | 0 | 0.0057435 | 0.011433 | 0.017412 | 0.023011 | 0.028469 | 0.0338 | 0.038952 | 0.043847 | 0.048595 | 0.053458 | 0.058361 | 0.063121 | 0.067844 | 0.072416 | 0.076786 | 0.081006 | 0.085014 | 0.08885 | 0.092578 | 0.096183 | 0.099823
WA | Commercial | Health | New | Refrigeration | Walk-in Refrigerator/Freezer | 0 | 0.010802 | 0.021777 | 0.03359 | 0.04528 | 0.056974 | 0.068698 | 0.080339 | 0.091722 | 0.10326 | 0.11534 | 0.12779 | 0.14023 | 0.15287 | 0.16561 | 0.17816 | 0.19065 | 0.20291 | 0.21502 | 0.22714 | 0.23939 | 0.25215
WA | Commercial | Health | New | Refrigeration | Reach-in Refrigerator/Freezer | 0 | 0.027054 | 0.05433 | 0.083481 | 0.1121 | 0.14051 | 0.16878 | 0.19662 | 0.22362 | 0.25079 | 0.27904 | 0.30799 | 0.33665 | 0.3656 | 0.39454 | 0.42283 | 0.45073 | 0.47787 | 0.50445 | 0.53084 | 0.55733 | 0.58478
WA | Commercial | Health | New | Refrigeration | Glass Door Display | 0 | 0.0069126 | 0.013791 | 0.021052 | 0.028084 | 0.034972 | 0.041731 | 0.048297 | 0.054568 | 0.060797 | 0.067204 | 0.07369 | 0.080021 | 0.086332 | 0.092556 | 0.098542 | 0.10436 | 0.10992 | 0.11527 | 0.1205 | 0.12569 | 0.13102
WA | Commercial | Health | New | Refrigeration | Open Display Case | 0 | 0.019807 | 0.039516 | 0.060321 | 0.08047 | 0.1002 | 0.11957 | 0.13839 | 0.15635 | 0.1742 | 0.19256 | 0.21114 | 0.22928 | 0.24737 | 0.2652 | 0.28235 | 0.29901 | 0.31494 | 0.33028 | 0.34528 | 0.36014 | 0.3754
WA | Commercial | Health | New | Refrigeration | Icemaker | 0 | 0.046462 | 0.092695 | 0.1415 | 0.18877 | 0.23506 | 0.28049 | 0.32462 | 0.36677 | 0.40864 | 0.4517 | 0.4953 | 0.53785 | 0.58026 | 0.6221 | 0.66234 | 0.70142 | 0.73878 | 0.77477 | 0.80996 | 0.84481 | 0.88061
WA | Commercial | Health | New | Refrigeration | Vending Machine | 0 | 0.012922 | 0.025781 | 0.039355 | 0.052501 | 0.065377 | 0.078013 | 0.090287 | 0.10201 | 0.11366 | 0.12563 | 0.13776 | 0.14959 | 0.16139 | 0.17303 | 0.18422 | 0.19509 | 0.20548 | 0.21549 | 0.22527 | 0.23497 | 0.24492
WA | Commercial | Health | New | Food Preparation | Oven | 0 | 0.028363 | 0.05683 | 0.087123 | 0.11672 | 0.14597 | 0.17493 | 0.20332 | 0.23071 | 0.25815 | 0.28658 | 0.31558 | 0.34416 | 0.37289 | 0.40149 | 0.42929 | 0.45658 | 0.48296 | 0.50865 | 0.53403 | 0.5594 | 0.58561
WA | Commercial | Health | New | Food Preparation | Fryer | 0 | 0.0047706 | 0.0094961 | 0.014463 | 0.01925 | 0.023916 | 0.028474 | 0.032879 | 0.037064 | 0.041201 | 0.045439 | 0.049711 | 0.053858 | 0.057974 | 0.062012 | 0.065872 | 0.069601 | 0.073142 | 0.07653 | 0.079823 | 0.083069 | 0.086392
WA | Commercial | Health | New | Food Preparation | Dishwasher | 0 | 0.014978 | 0.030083 | 0.04623 | 0.062089 | 0.077836 | 0.093505 | 0.10895 | 0.12392 | 0.139 | 0.15468 | 0.17075 | 0.18667 | 0.20274 | 0.21882 | 0.23454 | 0.25006 | 0.26515 | 0.27994 | 0.29462 | 0.30937 | 0.32465
WA | Commercial | Health | New | Food Preparation | Hot Food Container | 0 | 0.00027307 | 0.00054847 | 0.00084287 | 0.001132 | 0.0014191 | 0.0017048 | 0.0019863 | 0.0022593 | 0.0025342 | 0.0028201 | 0.0031131 | 0.0034033 | 0.0036964 | 0.0039896 | 0.0042762 | 0.004559 | 0.0048342 | 0.0051038 | 0.0053715 | 0.0056404 | 0.005919
WA | Commercial | Health | New | Food Preparation | Steamer | 0 | 0.0033386 | 0.0067057 | 0.010305 | 0.01384 | 0.01735 | 0.020843 | 0.024285 | 0.027623 | 0.030983 | 0.034479 | 0.038061 | 0.041609 | 0.045193 | 0.048778 | 0.052282 | 0.05574 | 0.059104 | 0.062401 | 0.065674 | 0.068961 | 0.072367
WA | Commercial | Health | New | Food Preparation | Griddle | 0 | 0.003576 | 0.0071182 | 0.010841 | 0.01443 | 0.017927 | 0.021344 | 0.024646 | 0.027783 | 0.030883 | 0.03406 | 0.037263 | 0.040372 | 0.043456 | 0.046484 | 0.049377 | 0.052172 | 0.054826 | 0.057366 | 0.059835 | 0.062267 | 0.064759
WA | Commercial | Health | New | Office Equipment | Desktop Computer | 0 | 0.01656 | 0.032223 | 0.047975 | 0.062423 | 0.075814 | 0.088237 | 0.099601 | 0.10976 | 0.11927 | 0.12859 | 0.13752 | 0.14565 | 0.15327 | 0.16026 | 0.16642 | 0.17189 | 0.17659 | 0.18062 | 0.18417 | 0.18735 | 0.19048
WA | Commercial | Health | New | Office Equipment | Laptop | 0 | 0.0043465 | 0.0088478 | 0.01378 | 0.018757 | 0.023832 | 0.029016 | 0.034263 | 0.039499 | 0.044902 | 0.050642 | 0.056658 | 0.062775 | 0.069102 | 0.075589 | 0.082113 | 0.088725 | 0.09535 | 0.10203 | 0.10883 | 0.11582 | 0.12318
WA | Commercial | Health | New | Office Equipment | Server | 0 | 0.033269 | 0.06729 | 0.10413 | 0.14084 | 0.17779 | 0.21508 | 0.25236 | 0.28906 | 0.3265 | 0.36588 | 0.40673 | 0.44776 | 0.48973 | 0.53228 | 0.57452 | 0.61682 | 0.65864 | 0.70025 | 0.74214 | 0.78475 | 0.82929
WA | Commercial | Health | New | Office Equipment | Monitor | 0 | 0.003543 | 0.0070856 | 0.010842 | 0.014499 | 0.018098 | 0.021648 | 0.025115 | 0.028445 | 0.031768 | 0.035201 | 0.038691 | 0.042116 | 0.045548 | 0.04895 | 0.052241 | 0.055458 | 0.058553 | 0.061553 | 0.064504 | 0.067442 | 0.07047
WA | Commercial | Health | New | Office Equipment | Printer/Copier/Fax | 0 | 0.0055367 | 0.011119 | 0.017085 | 0.022942 | 0.028757 | 0.034542 | 0.04024 | 0.045765 | 0.051325 | 0.057108 | 0.063032 | 0.068898 | 0.074822 | 0.080746 | 0.086534 | 0.092245 | 0.0978 | 0.10324 | 0.10864 | 0.11406 | 0.11968
WA | Commercial | Health | New | Office Equipment | POS Terminal | 0 | 0.0048451 | 0.0096444 | 0.014689 | 0.019551 | 0.02429 | 0.028919 | 0.033392 | 0.037643 | 0.041844 | 0.046148 | 0.050487 | 0.0547 | 0.058879 | 0.062981 | 0.066901 | 0.070688 | 0.074284 | 0.077725 | 0.08107 | 0.084366 | 0.087742
WA | Commercial | Health | New | Miscellaneous | Non-HVAC Motors | 0 | 0.15543 | 0.30938 | 0.4712 | 0.62717 | 0.77919 | 0.92769 | 1.0712 | 1.2075 | 1.3423 | 1.4804 | 1.6196 | 1.7547 | 1.8888 | 2.0204 | 2.1461 | 2.2676 | 2.383 | 2.4934 | 2.6007 | 2.7064 | 2.8147
WA | Commercial | Health | New | Miscellaneous | Pool Pump | 0 | 0 | 0 | 0 | 0 | 0 | 0 | 0 | 0 | 0 | 0 | 0 | 0 | 0 | 0 | 0 | 0 | 0 | 0 | 0 | 0 | 0
WA | Commercial | Health | New | Miscellaneous | Pool Heater | 0 | 0 | 0 | 0 | 0 | 0 | 0 | 0 | 0 | 0 | 0 | 0 | 0 | 0 | 0 | 0 | 0 | 0 | 0 | 0 | 0 | 0
WA | Commercial | Health | New | Miscellaneous | Clothes Washer | 0 | 0.00012823 | 0.00025525 | 0.00038875 | 0.00051743 | 0.00064285 | 0.00076536 | 0.00088376 | 0.00099625 | 0.0011074 | 0.0012214 | 0.0013362 | 0.0014477 | 0.0015583 | 0.0016669 | 0.0017706 | 0.0018708 | 0.001966 | 0.0020571 | 0.0021456 | 0.0022328 | 0.0023222
WA | Commercial | Health | New | Miscellaneous | Clothes Dryer | 0 | 0.0022693 | 0.0045171 | 0.0068796 | 0.0091569 | 0.011377 | 0.013545 | 0.01564 | 0.017631 | 0.019598 | 0.021614 | 0.023646 | 0.025619 | 0.027577 | 0.029498 | 0.031334 | 0.033108 | 0.034792 | 0.036404 | 0.037971 | 0.039514 | 0.041095
WA | Commercial | Health | New | Miscellaneous | Electric Vehicle Chargers | 0 | 1.1789e-05 | 2.9369e-05 | 5.5606e-05 | 9.2156e-05 | 0.00014528 | 0.00022267 | 0.00033482 | 0.00049314 | 0.00071353 | 0.0010085 | 0.0013928 | 0.0018789 | 0.0024858 | 0.0032241 | 0.0040637 | 0.0050164 | 0.0060648 | 0.007205 | 0.0084508 | 0.009877 | 0.011524
WA | Commercial | Health | New | Miscellaneous | Other Miscellaneous | 0 | 0.21851 | 0.44889 | 0.70556 | 0.9692 | 1.2427 | 1.5269 | 1.8196 | 2.1169 | 2.4286 | 2.7642 | 3.121 | 3.4897 | 3.8767 | 4.2796 | 4.6916 | 5.116 | 5.5485 | 5.9915 | 6.4496 | 6.9268 | 7.4347
WA | Commercial | Health | New | Generation | Solar PV | 0 | -0.0048325 | -0.011661 | -0.020988 | -0.0333 | -0.048469 | -0.067379 | -0.089601 | -0.11567 | -0.14742 | -0.18687 | -0.23038 | -0.27752 | -0.3265 | -0.37826 | -0.4314 | -0.48595 | -0.5398 | -0.59323 | -0.6477 | -0.70447 | -0.76753
WA | Commercial | College | Existing | Cooling | Air-Cooled Chiller | 0.64747 | 0.62747 | 0.60746 | 0.58759 | 0.56797 | 0.55239 | 0.53697 | 0.5218 | 0.50693 | 0.49244 | 0.47836 | 0.46473 | 0.45159 | 0.43897 | 0.42688 | 0.41586 | 0.40536 | 0.39551 | 0.38623 | 0.37748 | 0.3692 | 0.36136
WA | Commercial | College | Existing | Cooling | Water-Cooled Chiller | 2.2034 | 2.1593 | 2.1161 | 2.0738 | 2.0323 | 2.0051 | 1.9781 | 1.9514 | 1.9249 | 1.8987 | 1.8728 | 1.8471 | 1.8217 | 1.7965 | 1.7716 | 1.7491 | 1.7268 | 1.7047 | 1.6827 | 1.6609 | 1.6393 | 1.6178
WA | Commercial | College | Existing | Cooling | RTU | 1.1561 | 1.133 | 1.1055 | 1.0782 | 1.0511 | 1.0311 | 1.0111 | 0.99106 | 0.97108 | 0.95118 | 0.93139 | 0.91174 | 0.89225 | 0.87345 | 0.85566 | 0.83981 | 0.82472 | 0.81031 | 0.79649 | 0.78322 | 0.77043 | 0.75808
WA | Commercial | College | Existing | Cooling | Packaged Terminal AC | 0.14035 | 0.13754 | 0.13479 | 0.13209 | 0.12945 | 0.12772 | 0.126 | 0.1243 | 0.12261 | 0.12094 | 0.11929 | 0.11765 | 0.11603 | 0.11443 | 0.11285 | 0.11141 | 0.10999 | 0.10858 | 0.10718 | 0.10579 | 0.10441 | 0.10305
WA | Commercial | College | Existing | Cooling | Packaged Terminal HP | 0.10008 | 0.098083 | 0.096121 | 0.094199 | 0.092315 | 0.091078 | 0.089853 | 0.088639 | 0.087437 | 0.086247 | 0.085068 | 0.083902 | 0.082747 | 0.081604 | 0.080472 | 0.079451 | 0.078437 | 0.077431 | 0.076433 | 0.075442 | 0.07446 | 0.073486
WA | Commercial | College | Existing | Cooling | Air-Source Heat Pump | 0.37283 | 0.36419 | 0.35464 | 0.34518 | 0.33587 | 0.32892 | 0.32203 | 0.31522 | 0.30852 | 0.30195 | 0.2955 | 0.28921 | 0.28315 | 0.27737 | 0.27185 | 0.2669 | 0.26215 | 0.25758 | 0.25317 | 0.24892 | 0.2448 | 0.24082
WA | Commercial | College | Existing | Cooling | Geothermal Heat Pump | 0.21039 | 0.20446 | 0.19853 | 0.19268 | 0.18694 | 0.18257 | 0.1783 | 0.17417 | 0.1702 | 0.16641 | 0.16281 | 0.15941 | 0.1562 | 0.15314 | 0.15024 | 0.14764 | 0.14516 | 0.14276 | 0.14046 | 0.13823 | 0.13607 | 0.13398
WA | Commercial | College | Existing | Space Heating | Electric Furnace | 0 | 0 | 0 | 0 | 0 | 0 | 0 | 0 | 0 | 0 | 0 | 0 | 0 | 0 | 0 | 0 | 0 | 0 | 0 | 0 | 0 | 0
WA | Commercial | College | Existing | Space Heating | Electric Room Heat | 4.454 | 4.3649 | 4.2776 | 4.2074 | 4.1082 | 4.0112 | 3.9164 | 3.8378 | 3.7333 | 3.6448 | 3.5584 | 3.4868 | 3.3916 | 3.311 | 3.2323 | 3.1681 | 3.0823 | 3.0099 | 2.9392 | 2.8806 | 2.8024 | 2.7364
WA | Commercial | College | Existing | Space Heating | Packaged Terminal HP | 0.13969 | 0.1369 | 0.13416 | 0.13196 | 0.12885 | 0.12581 | 0.12283 | 0.12037 | 0.11709 | 0.11432 | 0.11161 | 0.10936 | 0.10637 | 0.10385 | 0.10138 | 0.099363 | 0.096674 | 0.094403 | 0.092183 | 0.090345 | 0.087896 | 0.085825
WA | Commercial | College | Existing | Space Heating | Air-Source Heat Pump | 0.57821 | 0.56664 | 0.55476 | 0.54507 | 0.5316 | 0.51841 | 0.5055 | 0.49468 | 0.48052 | 0.46844 | 0.45664 | 0.44675 | 0.43389 | 0.423 | 0.41243 | 0.40378 | 0.39244 | 0.38286 | 0.37354 | 0.36581 | 0.35564 | 0.34703
WA | Commercial | College | Existing | Space Heating | Geothermal Heat Pump | 0.36022 | 0.3524 | 0.34469 | 0.33836 | 0.3297 | 0.32125 | 0.31302 | 0.30614 | 0.29725 | 0.2897 | 0.28239 | 0.27632 | 0.26843 | 0.26176 | 0.25528 | 0.24999 | 0.24303 | 0.23716 | 0.23144 | 0.2267 | 0.22044 | 0.21515
WA | Commercial | College | Existing | Ventilation | Ventilation | 21.1111 | 20.4515 | 19.7931 | 19.1405 | 18.4986 | 17.8447 | 17.2071 | 16.5882 | 15.9898 | 15.4148 | 14.8635 | 14.3368 | 13.8349 | 13.3588 | 12.9086 | 12.4845 | 12.0862 | 11.7103 | 11.3555 | 11.0177 | 10.6974 | 10.3943
WA | Commercial | College | Existing | Water Heating | Water Heater | 1.5468 | 1.5047 | 1.4614 | 1.4176 | 1.3731 | 1.3276 | 1.2818 | 1.2366 | 1.1915 | 1.1474 | 1.1035 | 1.0607 | 1.0217 | 0.98528 | 0.95165 | 0.92047 | 0.89081 | 0.86317 | 0.83727 | 0.81125 | 0.7867 | 0.7635
WA | Commercial | College | Existing | Interior Lighting | General Service Lighting | 1.5658 | 1.4977 | 1.4168 | 1.3274 | 1.2089 | 1.0865 | 0.99043 | 0.91313 | 0.84937 | 0.79355 | 0.74728 | 0.70793 | 0.67561 | 0.64733 | 0.61992 | 0.59502 | 0.57222 | 0.5512 | 0.53202 | 0.51155 | 0.4916 | 0.47236
WA | Commercial | College | Existing | Interior Lighting | Exempted Lighting | 0.011847 | 0.011352 | 0.010703 | 0.0099656 | 0.0087637 | 0.0079333 | 0.0073039 | 0.0067805 | 0.0063116 | 0.0058982 | 0.0055472 | 0.0052389 | 0.0050038 | 0.0048037 | 0.0045972 | 0.0043899 | 0.0041894 | 0.0039999 | 0.0038513 | 0.0037205 | 0.0036 | 0.0034853
WA | Commercial | College | Existing | Interior Lighting | High-Bay Lighting | 0.98209 | 0.95998 | 0.93822 | 0.91685 | 0.89562 | 0.87484 | 0.85457 | 0.83481 | 0.81558 | 0.79669 | 0.77835 | 0.76058 | 0.74337 | 0.72669 | 0.71036 | 0.69453 | 0.67917 | 0.66425 | 0.64975 | 0.63564 | 0.62193 | 0.60858
WA | Commercial | College | Existing | Interior Lighting | Linear Lighting | 5.5851 | 5.4692 | 5.3544 | 5.241 | 5.1243 | 5.0092 | 4.8959 | 4.7844 | 4.6749 | 4.5639 | 4.455 | 4.3484 | 4.244 | 4.1418 | 4.0394 | 3.9392 | 3.8414 | 3.7458 | 3.6524 | 3.5613 | 3.475 | 3.3926
WA | Commercial | College | Existing | Exterior Lighting | General Service Lighting | 0.31856 | 0.30457 | 0.28789 | 0.26947 | 0.24365 | 0.21656 | 0.19527 | 0.1787 | 0.16563 | 0.15392 | 0.14411 | 0.13568 | 0.12896 | 0.12311 | 0.11737 | 0.11217 | 0.10744 | 0.10309 | 0.09914 | 0.094883 | 0.090737 | 0.086746
WA | Commercial | College | Existing | Exterior Lighting | Area Lighting | 0.0064571 | 0.0063279 | 0.0062014 | 0.0060773 | 0.0059491 | 0.0058232 | 0.0056996 | 0.0055783 | 0.0054592 | 0.0053378 | 0.0052186 | 0.0051018 | 0.004988 | 0.0048771 | 0.0047657 | 0.0046575 | 0.0045523 | 0.00445 | 0.0043504 | 0.0042533 | 0.004159 | 0.0040674
WA | Commercial | College | Existing | Exterior Lighting | Linear Lighting | 0.52197 | 0.51113 | 0.5004 | 0.4898 | 0.4789 | 0.46814 | 0.45755 | 0.44713 | 0.4369 | 0.42652 | 0.41635 | 0.40638 | 0.39662 | 0.38708 | 0.3775 | 0.36815 | 0.359 | 0.35007 | 0.34134 | 0.33282 | 0.32476 | 0.31706
WA | Commercial | College | Existing | Refrigeration | Walk-in Refrigerator/Freezer | 0.1217 | 0.12381 | 0.12595 | 0.12813 | 0.13035 | 0.1326 | 0.13489 | 0.13723 | 0.1396 | 0.14202 | 0.14447 | 0.14697 | 0.14951 | 0.1521 | 0.15473 | 0.15741 | 0.16013 | 0.1629 | 0.16572 | 0.16858 | 0.1715 | 0.17447
WA | Commercial | College | Existing | Refrigeration | Reach-in Refrigerator/Freezer | 0.23383 | 0.23515 | 0.23647 | 0.23779 | 0.23913 | 0.24047 | 0.24182 | 0.24318 | 0.24454 | 0.24592 | 0.2473 | 0.24869 | 0.25008 | 0.25149 | 0.2529 | 0.25432 | 0.25575 | 0.25718 | 0.25863 | 0.26008 | 0.26154 | 0.26301
WA | Commercial | College | Existing | Refrigeration | Glass Door Display | 0.30401 | 0.30088 | 0.29778 | 0.29471 | 0.29167 | 0.28866 | 0.28569 | 0.28274 | 0.27983 | 0.27694 | 0.27409 | 0.27126 | 0.26847 | 0.2657 | 0.26296 | 0.26025 | 0.25757 | 0.25491 | 0.25229 | 0.24969 | 0.24711 | 0.24456
WA | Commercial | College | Existing | Refrigeration | Open Display Case | 0.87108 | 0.8621 | 0.85322 | 0.84442 | 0.83572 | 0.82711 | 0.81858 | 0.81014 | 0.80179 | 0.79353 | 0.78535 | 0.77725 | 0.76924 | 0.76131 | 0.75346 | 0.7457 | 0.73801 | 0.7304 | 0.72288 | 0.71542 | 0.70805 | 0.70075
WA | Commercial | College | Existing | Refrigeration | Icemaker | 0.70905 | 0.70174 | 0.69451 | 0.68735 | 0.68026 | 0.67325 | 0.66631 | 0.65944 | 0.65264 | 0.64592 | 0.63926 | 0.63267 | 0.62615 | 0.6197 | 0.61331 | 0.60699 | 0.60073 | 0.59454 | 0.58841 | 0.58234 | 0.57634 | 0.5704
WA | Commercial | College | Existing | Refrigeration | Vending Machine | 0.24651 | 0.24528 | 0.24405 | 0.24283 | 0.24161 | 0.24041 | 0.2392 | 0.23801 | 0.23682 | 0.23563 | 0.23445 | 0.23328 | 0.23211 | 0.23095 | 0.2298 | 0.22865 | 0.22751 | 0.22637 | 0.22524 | 0.22411 | 0.22299 | 0.22187
WA | Commercial | College | Existing | Food Preparation | Oven | 0.29159 | 0.28576 | 0.28004 | 0.27444 | 0.26895 | 0.26357 | 0.2583 | 0.25314 | 0.24807 | 0.24311 | 0.23825 | 0.23348 | 0.22881 | 0.22424 | 0.21975 | 0.21536 | 0.21105 | 0.20683 | 0.20269 | 0.19864 | 0.19467 | 0.19077
WA | Commercial | College | Existing | Food Preparation | Fryer | 0.12182 | 0.11938 | 0.117 | 0.11466 | 0.11236 | 0.11012 | 0.10791 | 0.10576 | 0.10364 | 0.10157 | 0.099537 | 0.097546 | 0.095595 | 0.093683 | 0.091809 | 0.089973 | 0.088174 | 0.08641 | 0.084682 | 0.082988 | 0.081329 | 0.079702
WA | Commercial | College | Existing | Food Preparation | Dishwasher | 0.24553 | 0.24062 | 0.23581 | 0.23109 | 0.22647 | 0.22194 | 0.2175 | 0.21315 | 0.20889 | 0.20471 | 0.20062 | 0.1966 | 0.19267 | 0.18882 | 0.18504 | 0.18134 | 0.17771 | 0.17416 | 0.17068 | 0.16726 | 0.16392 | 0.16064
WA | Commercial | College | Existing | Food Preparation | Hot Food Container | 0.011351 | 0.011124 | 0.010902 | 0.010683 | 0.01047 | 0.01026 | 0.010055 | 0.0098541 | 0.009657 | 0.0094639 | 0.0092746 | 0.0090891 | 0.0089073 | 0.0087292 | 0.0085546 | 0.0083835 | 0.0082159 | 0.0080515 | 0.0078905 | 0.0077327 | 0.007578 | 0.0074265
WA | Commercial | College | Existing | Food Preparation | Steamer | 0.13878 | 0.136 | 0.13328 | 0.13062 | 0.12801 | 0.12545 | 0.12294 | 0.12048 | 0.11807 | 0.11571 | 0.11339 | 0.11113 | 0.1089 | 0.10673 | 0.10459 | 0.1025 | 0.10045 | 0.09844 | 0.096471 | 0.094542 | 0.092651 | 0.090798
WA | Commercial | College | Existing | Food Preparation | Griddle | 0.14999 | 0.14699 | 0.14405 | 0.14117 | 0.13834 | 0.13558 | 0.13287 | 0.13021 | 0.1276 | 0.12505 | 0.12255 | 0.1201 | 0.1177 | 0.11534 | 0.11304 | 0.11078 | 0.10856 | 0.10639 | 0.10426 | 0.10218 | 0.10013 | 0.098131
WA | Commercial | College | Existing | Office Equipment | Desktop Computer | 7.8156 | 7.4874 | 7.173 | 6.8718 | 6.5833 | 6.3068 | 6.042 | 5.7883 | 5.5453 | 5.3124 | 5.0894 | 4.8757 | 4.6709 | 4.4748 | 4.2869 | 4.1069 | 3.9345 | 3.7692 | 3.611 | 3.4594 | 3.3141 | 3.1749
WA | Commercial | College | Existing | Office Equipment | Laptop | 1.9609 | 1.9652 | 1.9695 | 1.9738 | 1.9782 | 1.9825 | 1.9869 | 1.9912 | 1.9956 | 1.9999 | 2.0043 | 2.0087 | 2.0131 | 2.0175 | 2.0219 | 2.0264 | 2.0308 | 2.0353 | 2.0397 | 2.0442 | 2.0487 | 2.0532
WA | Commercial | College | Existing | Office Equipment | Server | 3.2055 | 3.211 | 3.2166 | 3.2222 | 3.2277 | 3.2333 | 3.239 | 3.2446 | 3.2502 | 3.2558 | 3.2615 | 3.2671 | 3.2728 | 3.2785 | 3.2842 | 3.2898 | 3.2956 | 3.3013 | 3.307 | 3.3127 | 3.3185 | 3.3242
WA | Commercial | College | Existing | Office Equipment | Monitor | 1.627 | 1.6019 | 1.5773 | 1.553 | 1.5291 | 1.5055 | 1.4824 | 1.4596 | 1.4371 | 1.415 | 1.3932 | 1.3717 | 1.3506 | 1.3298 | 1.3094 | 1.2892 | 1.2694 | 1.2498 | 1.2306 | 1.2116 | 1.193 | 1.1746
WA | Commercial | College | Existing | Office Equipment | Printer/Copier/Fax | 1.5267 | 1.5202 | 1.5138 | 1.5074 | 1.5011 | 1.4948 | 1.4885 | 1.4822 | 1.4759 | 1.4697 | 1.4635 | 1.4573 | 1.4512 | 1.4451 | 1.439 | 1.4329 | 1.4269 | 1.4208 | 1.4148 | 1.4089 | 1.4029 | 1.397
WA | Commercial | College | Existing | Office Equipment | POS Terminal | 0.29317 | 0.28759 | 0.28212 | 0.27675 | 0.27148 | 0.26631 | 0.26124 | 0.25627 | 0.25139 | 0.24661 | 0.24192 | 0.23731 | 0.23279 | 0.22836 | 0.22402 | 0.21975 | 0.21557 | 0.21147 | 0.20744 | 0.2035 | 0.19962 | 0.19582
WA | Commercial | College | Existing | Miscellaneous | Non-HVAC Motors | 0.60802 | 0.59586 | 0.58394 | 0.57226 | 0.56082 | 0.5496 | 0.53861 | 0.52784 | 0.51728 | 0.50693 | 0.4968 | 0.48686 | 0.47712 | 0.46758 | 0.45823 | 0.44906 | 0.44008 | 0.43128 | 0.42266 | 0.4142 | 0.40592 | 0.3978
WA | Commercial | College | Existing | Miscellaneous | Pool Pump | 0.25988 | 0.25187 | 0.24292 | 0.23338 | 0.22351 | 0.21348 | 0.20342 | 0.1951 | 0.18808 | 0.18202 | 0.17669 | 0.17192 | 0.16757 | 0.16354 | 0.15978 | 0.15622 | 0.15283 | 0.14958 | 0.14644 | 0.14341 | 0.14046 | 0.1376
WA | Commercial | College | Existing | Miscellaneous | Pool Heater | 0.74326 | 0.72839 | 0.71383 | 0.69955 | 0.68556 | 0.67185 | 0.65841 | 0.64524 | 0.63234 | 0.61969 | 0.6073 | 0.59515 | 0.58325 | 0.57158 | 0.56015 | 0.54895 | 0.53797 | 0.52721 | 0.51667 | 0.50633 | 0.49621 | 0.48628
WA | Commercial | College | Existing | Miscellaneous | Clothes Washer | 0.00074726 | 0.00073231 | 0.00071767 | 0.00070331 | 0.00068925 | 0.00067546 | 0.00066195 | 0.00064871 | 0.00063574 | 0.00062302 | 0.00061056 | 0.00059835 | 0.00058639 | 0.00057466 | 0.00056316 | 0.0005519 | 0.00054086 | 0.00053005 | 0.00051945 | 0.00050906 | 0.00049888 | 0.0004889
WA | Commercial | College | Existing | Miscellaneous | Clothes Dryer | 0.010534 | 0.010323 | 0.010117 | 0.0099142 | 0.009716 | 0.0095216 | 0.0093312 | 0.0091446 | 0.0089617 | 0.0087825 | 0.0086068 | 0.0084347 | 0.008266 | 0.0081007 | 0.0079386 | 0.0077799 | 0.0076243 | 0.0074718 | 0.0073224 | 0.0071759 | 0.0070324 | 0.0068917
WA | Commercial | College | Existing | Miscellaneous | Electric Vehicle Chargers | 0 | 0 | 0 | 0 | 0 | 0 | 0 | 0 | 0 | 0 | 0 | 0 | 0 | 0 | 0 | 0 | 0 | 0 | 0 | 0 | 0 | 0
WA | Commercial | College | Existing | Miscellaneous | Other Miscellaneous | 4.4712 | 4.5485 | 4.6272 | 4.7073 | 4.7887 | 4.8715 | 4.9558 | 5.0415 | 5.1287 | 5.2174 | 5.3077 | 5.3995 | 5.4929 | 5.5879 | 5.6846 | 5.7829 | 5.8829 | 5.9847 | 6.0882 | 6.1936 | 6.3007 | 6.4097
WA | Commercial | College | Existing | Generation | Solar PV | -0.37177 | -0.37671 | -0.44752 | -0.5183 | -0.60549 | -0.69516 | -0.79546 | -0.89777 | -1.0075 | -1.132 | -1.2752 | -1.4082 | -1.5344 | -1.6435 | -1.7445 | -1.8355 | -1.9177 | -1.9865 | -2.0448 | -2.0976 | -2.1485 | -2.2057
WA | Commercial | College | New | Cooling | Air-Cooled Chiller | 0 | 0.010006 | 0.019904 | 0.03027 | 0.04026 | 0.050328 | 0.060292 | 0.070054 | 0.079472 | 0.088891 | 0.098622 | 0.10853 | 0.11827 | 0.12805 | 0.13777 | 0.14737 | 0.15681 | 0.16594 | 0.17484 | 0.18363 | 0.1924 | 0.20144
WA | Commercial | College | New | Cooling | Water-Cooled Chiller | 0 | 0.046377 | 0.092257 | 0.1403 | 0.18661 | 0.23328 | 0.27946 | 0.32471 | 0.36836 | 0.41202 | 0.45713 | 0.50304 | 0.54822 | 0.59354 | 0.63856 | 0.6831 | 0.72683 | 0.76916 | 0.81041 | 0.85113 | 0.89179 | 0.9337
WA | Commercial | College | New | Cooling | RTU | 0 | 0.027979 | 0.052104 | 0.077369 | 0.10172 | 0.12628 | 0.15059 | 0.17441 | 0.19739 | 0.22037 | 0.24411 | 0.26828 | 0.29206 | 0.31549 | 0.33881 | 0.36191 | 0.38462 | 0.40663 | 0.42809 | 0.4493 | 0.4705 | 0.49237
WA | Commercial | College | New | Cooling | Packaged Terminal AC | 0 | 0.003671 | 0.0073026 | 0.011106 | 0.014771 | 0.018465 | 0.02212 | 0.025702 | 0.029157 | 0.032613 | 0.036183 | 0.039818 | 0.043394 | 0.046981 | 0.050545 | 0.05407 | 0.057532 | 0.060882 | 0.064147 | 0.067371 | 0.070589 | 0.073906
WA | Commercial | College | New | Cooling | Packaged Terminal HP | 0 | 0.0026178 | 0.0052076 | 0.0079197 | 0.010533 | 0.013168 | 0.015774 | 0.018329 | 0.020793 | 0.023257 | 0.025803 | 0.028395 | 0.030945 | 0.033503 | 0.036045 | 0.038558 | 0.041027 | 0.043416 | 0.045745 | 0.048043 | 0.050338 | 0.052704
WA | Commercial | College | New | Cooling | Air-Source Heat Pump | 0 | 0.0084614 | 0.01606 | 0.024018 | 0.031688 | 0.039422 | 0.047077 | 0.054577 | 0.061811 | 0.069048 | 0.076524 | 0.084133 | 0.091546 | 0.098989 | 0.10639 | 0.11371 | 0.12091 | 0.12787 | 0.13466 | 0.14137 | 0.14807 | 0.15498
WA | Commercial | College | New | Cooling | Geothermal Heat Pump | 0 | 0.0043836 | 0.0087202 | 0.013262 | 0.017638 | 0.02205 | 0.026415 | 0.030692 | 0.034817 | 0.038944 | 0.043208 | 0.047547 | 0.051818 | 0.056102 | 0.060357 | 0.064567 | 0.0687 | 0.072701 | 0.0766 | 0.080449 | 0.084292 | 0.088253
WA | Commercial | College | New | Space Heating | Electric Furnace | 0 | 0 | 0 | 0 | 0 | 0 | 0 | 0 | 0 | 0 | 0 | 0 | 0 | 0 | 0 | 0 | 0 | 0 | 0 | 0 | 0 | 0
WA | Commercial | College | New | Space Heating | Electric Room Heat | 0 | 0.1165 | 0.23175 | 0.35373 | 0.46876 | 0.57992 | 0.68756 | 0.79358 | 0.88777 | 0.98285 | 1.0794 | 1.18 | 1.2683 | 1.3594 | 1.4478 | 1.5375 | 1.6122 | 1.6877 | 1.7591 | 1.8344 | 1.8946 | 1.9625
WA | Commercial | College | New | Space Heating | Packaged Terminal HP | 0 | 0.0036539 | 0.0072686 | 0.011094 | 0.014702 | 0.018189 | 0.021565 | 0.02489 | 0.027844 | 0.030826 | 0.033853 | 0.037011 | 0.03978 | 0.042635 | 0.045408 | 0.048222 | 0.050566 | 0.052933 | 0.055171 | 0.057534 | 0.059422 | 0.061553
WA | Commercial | College | New | Space Heating | Air-Source Heat Pump | 0 | 0.015124 | 0.029645 | 0.045017 | 0.059509 | 0.073513 | 0.087074 | 0.10043 | 0.1123 | 0.12428 | 0.13643 | 0.14912 | 0.1602 | 0.17164 | 0.18274 | 0.19402 | 0.20341 | 0.21289 | 0.22186 | 0.23133 | 0.2389 | 0.24744
WA | Commercial | College | New | Space Heating | Geothermal Heat Pump | 0 | 0.0091277 | 0.018157 | 0.027715 | 0.036727 | 0.045437 | 0.05387 | 0.062177 | 0.069557 | 0.077006 | 0.084567 | 0.092457 | 0.099375 | 0.10651 | 0.11343 | 0.12046 | 0.12632 | 0.13223 | 0.13782 | 0.14372 | 0.14844 | 0.15377
WA | Commercial | College | New | Ventilation | Ventilation | 0 | 0.40364 | 0.8031 | 1.2203 | 1.625 | 1.9944 | 2.3549 | 2.7033 | 3.0344 | 3.3619 | 3.6966 | 4.0347 | 4.3628 | 4.688 | 5.0068 | 5.3115 | 5.6057 | 5.8832 | 6.1468 | 6.3999 | 6.6471 | 6.9008
WA | Commercial | College | New | Water Heating | Water Heater | 0 | 0.02888 | 0.057451 | 0.087371 | 0.11621 | 0.1443 | 0.17172 | 0.19821 | 0.22338 | 0.24824 | 0.27365 | 0.29922 | 0.32403 | 0.34861 | 0.37272 | 0.39577 | 0.41802 | 0.43531 | 0.45164 | 0.46652 | 0.48118 | 0.4962
WA | Commercial | College | New | Interior Lighting | General Service Lighting | 0 | 0.026573 | 0.052861 | 0.080391 | 0.10183 | 0.12272 | 0.14216 | 0.1603 | 0.177 | 0.19133 | 0.20618 | 0.2211 | 0.23596 | 0.25064 | 0.26326 | 0.27509 | 0.28629 | 0.29669 | 0.30664 | 0.31478 | 0.323 | 0.33163
WA | Commercial | College | New | Interior Lighting | Exempted Lighting | 0 | 0.0002272 | 0.00045197 | 0.00068735 | 0.00085522 | 0.0010188 | 0.0011632 | 0.0012924 | 0.0014065 | 0.0015013 | 0.0016026 | 0.0017057 | 0.0018131 | 0.0019208 | 0.0020099 | 0.0020843 | 0.002156 | 0.0022227 | 0.0022936 | 0.0023635 | 0.0024322 | 0.0025034
WA | Commercial | College | New | Interior Lighting | High-Bay Lighting | 0 | 0.019904 | 0.039595 | 0.060215 | 0.079277 | 0.097845 | 0.11597 | 0.13348 | 0.15013 | 0.16614 | 0.18251 | 0.19899 | 0.21486 | 0.23048 | 0.24528 | 0.25937 | 0.27292 | 0.28573 | 0.29795 | 0.30978 | 0.32144 | 0.33339
WA | Commercial | College | New | Interior Lighting | Linear Lighting | 0 | 0.1404 | 0.2793 | 0.42475 | 0.56094 | 0.69361 | 0.8231 | 0.94822 | 1.0671 | 1.1823 | 1.3001 | 1.4185 | 1.5335 | 1.6475 | 1.7577 | 1.863 | 1.9647 | 2.0613 | 2.1537 | 2.2435 | 2.3302 | 2.4175
WA | Commercial | College | New | Exterior Lighting | General Service Lighting | 0 | 0.0053474 | 0.010637 | 0.016177 | 0.020102 | 0.023803 | 0.027307 | 0.030725 | 0.033991 | 0.036599 | 0.039251 | 0.041885 | 0.044573 | 0.047228 | 0.049382 | 0.051386 | 0.053277 | 0.055017 | 0.056677 | 0.057936 | 0.059224 | 0.060594
WA | Commercial | College | New | Exterior Lighting | Area Lighting | 0 | 0.00016889 | 0.00033597 | 0.00051094 | 0.00067479 | 0.00083439 | 0.00099019 | 0.0011407 | 0.0012838 | 0.0014225 | 0.0015642 | 0.0017069 | 0.0018446 | 0.0019805 | 0.0021106 | 0.0022346 | 0.002354 | 0.0024671 | 0.002575 | 0.0026796 | 0.0027827 | 0.0028882
WA | Commercial | College | New | Exterior Lighting | Linear Lighting | 0 | 0.013121 | 0.026102 | 0.039695 | 0.052423 | 0.064822 | 0.076924 | 0.088617 | 0.09973 | 0.1105 | 0.1215 | 0.13257 | 0.14332 | 0.15397 | 0.16427 | 0.17411 | 0.18361 | 0.19264 | 0.20128 | 0.20967 | 0.21777 | 0.22593
WA | Commercial | College | New | Refrigeration | Walk-in Refrigerator/Freezer | 0 | 0.0033045 | 0.0068237 | 0.010772 | 0.014873 | 0.019171 | 0.023682 | 0.028376 | 0.033197 | 0.038296 | 0.043822 | 0.04974 | 0.055914 | 0.062446 | 0.069306 | 0.076392 | 0.083757 | 0.09134 | 0.099181 | 0.10736 | 0.11594 | 0.12513
WA | Commercial | College | New | Refrigeration | Reach-in Refrigerator/Freezer | 0 | 0.0062761 | 0.012811 | 0.019992 | 0.027285 | 0.034767 | 0.042454 | 0.050285 | 0.058153 | 0.066313 | 0.075011 | 0.084163 | 0.093524 | 0.10325 | 0.11328 | 0.12342 | 0.13377 | 0.1442 | 0.15479 | 0.16562 | 0.17681 | 0.18863
WA | Commercial | College | New | Refrigeration | Glass Door Display | 0 | 0.0080064 | 0.016036 | 0.024555 | 0.032884 | 0.041113 | 0.049261 | 0.057251 | 0.064967 | 0.072692 | 0.080682 | 0.088826 | 0.096852 | 0.10492 | 0.11294 | 0.12075 | 0.12841 | 0.13583 | 0.14306 | 0.1502 | 0.15734 | 0.1647
WA | Commercial | College | New | Refrigeration | Open Display Case | 0 | 0.022941 | 0.045949 | 0.070358 | 0.094222 | 0.1178 | 0.14115 | 0.16404 | 0.18615 | 0.20828 | 0.23118 | 0.25451 | 0.27751 | 0.30062 | 0.32362 | 0.34598 | 0.36794 | 0.3892 | 0.40991 | 0.43037 | 0.45082 | 0.47191
WA | Commercial | College | New | Refrigeration | Icemaker | 0 | 0.018673 | 0.037402 | 0.05727 | 0.076695 | 0.095888 | 0.11489 | 0.13353 | 0.15152 | 0.16954 | 0.18818 | 0.20717 | 0.22589 | 0.2447 | 0.26342 | 0.28163 | 0.2995 | 0.3168 | 0.33366 | 0.35032 | 0.36696 | 0.38413
WA | Commercial | College | New | Refrigeration | Vending Machine | 0 | 0.006492 | 0.013003 | 0.019911 | 0.026664 | 0.033337 | 0.039944 | 0.046423 | 0.052679 | 0.058943 | 0.065422 | 0.072025 | 0.078533 | 0.085073 | 0.091581 | 0.097911 | 0.10413 | 0.11014 | 0.116 | 0.12179 | 0.12758 | 0.13355
WA | Commercial | College | New | Food Preparation | Oven | 0 | 0.007768 | 0.015738 | 0.024378 | 0.033023 | 0.041764 | 0.050619 | 0.059509 | 0.068308 | 0.077314 | 0.086804 | 0.096669 | 0.10662 | 0.11683 | 0.12722 | 0.13759 | 0.14801 | 0.15837 | 0.16873 | 0.1792 | 0.18988 | 0.20106
WA | Commercial | College | New | Food Preparation | Fryer | 0 | 0.0031864 | 0.0063386 | 0.0096396 | 0.012821 | 0.01592 | 0.018945 | 0.021868 | 0.024646 | 0.027389 | 0.030192 | 0.033012 | 0.03575 | 0.038463 | 0.041123 | 0.043665 | 0.04612 | 0.048451 | 0.050682 | 0.052849 | 0.054982 | 0.057162
WA | Commercial | College | New | Food Preparation | Dishwasher | 0 | 0.006541 | 0.013252 | 0.020527 | 0.027807 | 0.035167 | 0.042623 | 0.050109 | 0.057519 | 0.065102 | 0.073092 | 0.0814 | 0.08978 | 0.098379 | 0.10713 | 0.11586 | 0.12463 | 0.13336 | 0.14208 | 0.15089 | 0.15988 | 0.1693
WA | Commercial | College | New | Food Preparation | Hot Food Container | 0 | 0.00030239 | 0.00061267 | 0.00094897 | 0.0012855 | 0.0016258 | 0.0019705 | 0.0023166 | 0.0026591 | 0.0030097 | 0.0033791 | 0.0037632 | 0.0041506 | 0.0045481 | 0.0049526 | 0.0053561 | 0.0057619 | 0.0061651 | 0.0065682 | 0.0069757 | 0.0073915 | 0.0078267
WA | Commercial | College | New | Food Preparation | Steamer | 0 | 0.0036971 | 0.0074906 | 0.011602 | 0.015717 | 0.019877 | 0.024092 | 0.028323 | 0.032511 | 0.036797 | 0.041314 | 0.046009 | 0.050746 | 0.055607 | 0.060552 | 0.065485 | 0.070446 | 0.075376 | 0.080305 | 0.085287 | 0.090371 | 0.095692
WA | Commercial | College | New | Food Preparation | Griddle | 0 | 0.0039231 | 0.0078042 | 0.011869 | 0.015786 | 0.019601 | 0.023326 | 0.026925 | 0.030345 | 0.033721 | 0.037173 | 0.040646 | 0.044016 | 0.047356 | 0.050631 | 0.053761 | 0.056784 | 0.059654 | 0.062401 | 0.065069 | 0.067695 | 0.070379
WA | Commercial | College | New | Office Equipment | Desktop Computer | 0 | 0.19984 | 0.38861 | 0.57774 | 0.75117 | 0.91182 | 1.0607 | 1.1969 | 1.3187 | 1.4325 | 1.5437 | 1.6501 | 1.7468 | 1.8372 | 1.9202 | 1.9931 | 2.0579 | 2.1135 | 2.1612 | 2.203 | 2.2405 | 2.277
WA | Commercial | College | New | Office Equipment | Laptop | 0 | 0.052452 | 0.1067 | 0.16595 | 0.22572 | 0.28662 | 0.34881 | 0.41174 | 0.47455 | 0.5393 | 0.60796 | 0.67981 | 0.75285 | 0.82832 | 0.90566 | 0.98343 | 1.0622 | 1.1412 | 1.2208 | 1.3018 | 1.385 | 1.4725
WA | Commercial | College | New | Office Equipment | Server | 0 | 0.085193 | 0.1722 | 0.2661 | 0.35962 | 0.45374 | 0.54866 | 0.6435 | 0.73692 | 0.83211 | 0.93205 | 1.0355 | 1.1395 | 1.2457 | 1.3533 | 1.4601 | 1.567 | 1.6727 | 1.7779 | 1.8838 | 1.9914 | 2.1037
WA | Commercial | College | New | Office Equipment | Monitor | 0 | 0.042756 | 0.085453 | 0.13057 | 0.17447 | 0.21767 | 0.26024 | 0.30181 | 0.34174 | 0.38156 | 0.42258 | 0.46424 | 0.50509 | 0.54598 | 0.58648 | 0.62567 | 0.66395 | 0.70079 | 0.7365 | 0.7716 | 0.80651 | 0.84243
WA | Commercial | College | New | Office Equipment | Printer/Copier/Fax | 0 | 0.040287 | 0.080855 | 0.12406 | 0.16647 | 0.20854 | 0.25037 | 0.29157 | 0.33153 | 0.3717 | 0.41338 | 0.45602 | 0.49822 | 0.54079 | 0.58333 | 0.6249 | 0.6659 | 0.70578 | 0.74484 | 0.78359 | 0.82246 | 0.86267
WA | Commercial | College | New | Office Equipment | POS Terminal | 0 | 0.0076682 | 0.015254 | 0.023198 | 0.030855 | 0.038313 | 0.045593 | 0.052627 | 0.059312 | 0.065912 | 0.072658 | 0.079446 | 0.086034 | 0.092562 | 0.098964 | 0.10508 | 0.11099 | 0.1166 | 0.12197 | 0.12718 | 0.13232 | 0.13756
WA | Commercial | College | New | Miscellaneous | Non-HVAC Motors | 0 | 0.015903 | 0.031636 | 0.048112 | 0.063991 | 0.079459 | 0.094558 | 0.10915 | 0.12301 | 0.1367 | 0.15069 | 0.16477 | 0.17843 | 0.19197 | 0.20525 | 0.21794 | 0.23019 | 0.24182 | 0.25296 | 0.26377 | 0.27442 | 0.2853
WA | Commercial | College | New | Miscellaneous | Pool Pump | 0 | 0.0054941 | 0.010929 | 0.016621 | 0.022107 | 0.027451 | 0.032667 | 0.037706 | 0.042496 | 0.047225 | 0.052058 | 0.056922 | 0.061642 | 0.066319 | 0.070906 | 0.07529 | 0.079522 | 0.083542 | 0.087388 | 0.091125 | 0.094803 | 0.098561
WA | Commercial | College | New | Miscellaneous | Pool Heater | 0 | 0.019441 | 0.038673 | 0.058814 | 0.078224 | 0.097133 | 0.11559 | 0.13342 | 0.15037 | 0.1671 | 0.18421 | 0.20142 | 0.21812 | 0.23467 | 0.2509 | 0.26641 | 0.28139 | 0.29561 | 0.30922 | 0.32244 | 0.33546 | 0.34876
WA | Commercial | College | New | Miscellaneous | Clothes Washer | 0 | 1.9545e-05 | 3.8881e-05 | 5.913e-05 | 7.8645e-05 | 9.7656e-05 | 0.00011621 | 0.00013414 | 0.00015118 | 0.000168 | 0.0001852 | 0.0002025 | 0.00021929 | 0.00023593 | 0.00025225 | 0.00026784 | 0.0002829 | 0.0002972 | 0.00031089 | 0.00032418 | 0.00033726 | 0.00035063
WA | Commercial | College | New | Miscellaneous | Clothes Dryer | 0 | 0.00027552 | 0.00054809 | 0.00083353 | 0.0011086 | 0.0013766 | 0.0016382 | 0.0018909 | 0.0021311 | 0.0023683 | 0.0026106 | 0.0028545 | 0.0030912 | 0.0033258 | 0.0035558 | 0.0037757 | 0.0039879 | 0.0041895 | 0.0043824 | 0.0045698 | 0.0047542 | 0.0049427
WA | Commercial | College | New | Miscellaneous | Electric Vehicle Chargers | 0 | 0 | 0 | 0 | 0 | 0 | 0 | 0 | 0 | 0 | 0 | 0 | 0 | 0 | 0 | 0 | 0 | 0 | 0 | 0 | 0 | 0
WA | Commercial | College | New | Miscellaneous | Other Miscellaneous | 0 | 0.1207 | 0.24779 | 0.38891 | 0.53383 | 0.68411 | 0.84018 | 1.0009 | 1.1641 | 1.3351 | 1.5189 | 1.714 | 1.9156 | 2.127 | 2.347 | 2.5719 | 2.8035 | 3.0396 | 3.2814 | 3.5313 | 3.7915 | 4.0681
WA | Commercial | College | New | Generation | Solar PV | 0 | -0.010054 | -0.024246 | -0.043575 | -0.069088 | -0.1005 | -0.13965 | -0.18564 | -0.23959 | -0.30526 | -0.38678 | -0.47657 | -0.57383 | -0.67476 | -0.78138 | -0.89078 | -1.003 | -1.1139 | -1.2238 | -1.3358 | -1.4525 | -1.5819
WA | Commercial | School | Existing | Cooling | Air-Cooled Chiller | 0.6411 | 0.62245 | 0.60372 | 0.58505 | 0.56656 | 0.55204 | 0.53763 | 0.52341 | 0.50944 | 0.4958 | 0.48251 | 0.46964 | 0.45721 | 0.44525 | 0.43379 | 0.42338 | 0.41346 | 0.40415 | 0.39541 | 0.38716 | 0.37938 | 0.372
WA | Commercial | School | Existing | Cooling | Water-Cooled Chiller | 2.1817 | 2.142 | 2.1031 | 2.0648 | 2.0273 | 2.0039 | 1.9806 | 1.9574 | 1.9345 | 1.9117 | 1.8891 | 1.8666 | 1.8443 | 1.8222 | 1.8003 | 1.7807 | 1.7613 | 1.7419 | 1.7226 | 1.7035 | 1.6844 | 1.6654
WA | Commercial | School | Existing | Cooling | RTU | 3.5461 | 3.4816 | 3.4035 | 3.3255 | 3.2478 | 3.192 | 3.1359 | 3.0795 | 3.023 | 2.9666 | 2.9102 | 2.8541 | 2.7983 | 2.7444 | 2.6935 | 2.6485 | 2.6058 | 2.565 | 2.5259 | 2.4884 | 2.4523 | 2.4175
WA | Commercial | School | Existing | Cooling | Packaged Terminal AC | 0.22594 | 0.22183 | 0.2178 | 0.21384 | 0.20995 | 0.20752 | 0.20511 | 0.20272 | 0.20034 | 0.19798 | 0.19564 | 0.19331 | 0.191 | 0.18871 | 0.18644 | 0.18442 | 0.1824 | 0.1804 | 0.1784 | 0.17642 | 0.17444 | 0.17248
WA | Commercial | School | Existing | Cooling | Packaged Terminal HP | 0.16112 | 0.15819 | 0.15532 | 0.15249 | 0.14972 | 0.14799 | 0.14627 | 0.14456 | 0.14287 | 0.14118 | 0.13951 | 0.13785 | 0.13621 | 0.13458 | 0.13296 | 0.13151 | 0.13007 | 0.12864 | 0.12722 | 0.12581 | 0.1244 | 0.123
WA | Commercial | School | Existing | Cooling | Air-Source Heat Pump | 0.60022 | 0.58739 | 0.57304 | 0.5588 | 0.54473 | 0.53444 | 0.52422 | 0.5141 | 0.5041 | 0.49427 | 0.48463 | 0.47519 | 0.46609 | 0.45743 | 0.44916 | 0.44179 | 0.43473 | 0.42794 | 0.4214 | 0.41509 | 0.40899 | 0.40307
WA | Commercial | School | Existing | Cooling | Geothermal Heat Pump | 0.3387 | 0.32976 | 0.3208 | 0.31192 | 0.30318 | 0.29665 | 0.29026 | 0.28406 | 0.2781 | 0.2724 | 0.267 | 0.26192 | 0.25711 | 0.25256 | 0.24822 | 0.24439 | 0.24072 | 0.23719 | 0.23379 | 0.23051 | 0.22734 | 0.22425
WA | Commercial | School | Existing | Space Heating | Electric Furnace | 0 | 0 | 0 | 0 | 0 | 0 | 0 | 0 | 0 | 0 | 0 | 0 | 0 | 0 | 0 | 0 | 0 | 0 | 0 | 0 | 0 | 0
WA | Commercial | School | Existing | Space Heating | Electric Room Heat | 3.1944 | 3.1363 | 3.0793 | 3.0344 | 2.9684 | 2.9036 | 2.8403 | 2.7884 | 2.7175 | 2.6581 | 2.5999 | 2.5523 | 2.4872 | 2.4326 | 2.3792 | 2.3362 | 2.2772 | 2.2278 | 2.1795 | 2.14 | 2.0858 | 2.0405
WA | Commercial | School | Existing | Space Heating | Packaged Terminal HP | 0.32047 | 0.31464 | 0.30892 | 0.30442 | 0.29779 | 0.2913 | 0.28494 | 0.27974 | 0.27263 | 0.26666 | 0.26083 | 0.25605 | 0.24952 | 0.24404 | 0.23868 | 0.23438 | 0.22845 | 0.2235 | 0.21865 | 0.21469 | 0.20926 | 0.20471
WA | Commercial | School | Existing | Space Heating | Air-Source Heat Pump | 1.3265 | 1.3023 | 1.2774 | 1.2574 | 1.2286 | 1.2003 | 1.1726 | 1.1497 | 1.1188 | 1.0927 | 1.0672 | 1.046 | 1.0178 | 0.99408 | 0.97103 | 0.95242 | 0.9274 | 0.90644 | 0.88601 | 0.86928 | 0.84667 | 0.82773
WA | Commercial | School | Existing | Space Heating | Geothermal Heat Pump | 0.82639 | 0.80994 | 0.7937 | 0.78056 | 0.76199 | 0.74384 | 0.72614 | 0.71149 | 0.6921 | 0.67578 | 0.65994 | 0.64695 | 0.62965 | 0.61514 | 0.60103 | 0.58967 | 0.57432 | 0.56147 | 0.54895 | 0.5387 | 0.52481 | 0.51317
WA | Commercial | School | Existing | Ventilation | Ventilation | 6.981 | 6.7754 | 6.5695 | 6.3646 | 6.1626 | 5.9558 | 5.7536 | 5.557 | 5.3665 | 5.1831 | 5.007 | 4.8385 | 4.6778 | 4.5252 | 4.3808 | 4.2448 | 4.1169 | 3.9963 | 3.8824 | 3.7739 | 3.671 | 3.5736
WA | Commercial | School | Existing | Water Heating | Water Heater | 0.79315 | 0.773 | 0.75212 | 0.73093 | 0.70934 | 0.68708 | 0.66462 | 0.64239 | 0.62011 | 0.59824 | 0.5764 | 0.55508 | 0.53569 | 0.51754 | 0.50081 | 0.48529 | 0.47053 | 0.45677 | 0.44389 | 0.43089 | 0.41863 | 0.40704
WA | Commercial | School | Existing | Interior Lighting | General Service Lighting | 1.0678 | 1.0339 | 0.99503 | 0.95286 | 0.88836 | 0.82173 | 0.76779 | 0.72269 | 0.68386 | 0.64792 | 0.61724 | 0.59033 | 0.56786 | 0.54767 | 0.52734 | 0.50851 | 0.49097 | 0.47459 | 0.4595 | 0.44306 | 0.42687 | 0.41115
WA | Commercial | School | Existing | Interior Lighting | Exempted Lighting | 0.0060695 | 0.0058266 | 0.0055036 | 0.0051337 | 0.0045226 | 0.0041015 | 0.0037829 | 0.0035182 | 0.003281 | 0.0030717 | 0.0028943 | 0.0027384 | 0.0026204 | 0.0025203 | 0.0024164 | 0.0023117 | 0.0022102 | 0.0021142 | 0.0020394 | 0.0019738 | 0.0019134 | 0.0018559
WA | Commercial | School | Existing | Interior Lighting | High-Bay Lighting | 1.5574 | 1.5252 | 1.4934 | 1.4621 | 1.4309 | 1.4004 | 1.3706 | 1.3415 | 1.3131 | 1.2852 | 1.2581 | 1.2318 | 1.2063 | 1.1816 | 1.1573 | 1.1338 | 1.1109 | 1.0887 | 1.067 | 1.0459 | 1.0254 | 1.0053
WA | Commercial | School | Existing | Interior Lighting | Linear Lighting | 9.7098 | 9.5258 | 9.3431 | 9.1622 | 8.9749 | 8.7896 | 8.6066 | 8.4263 | 8.2488 | 8.0678 | 7.8899 | 7.7153 | 7.5441 | 7.3762 | 7.2071 | 7.0415 | 6.8793 | 6.7206 | 6.5652 | 6.4132 | 6.2694 | 6.1321
WA | Commercial | School | Existing | Exterior Lighting | General Service Lighting | 0.33942 | 0.32803 | 0.3148 | 0.30038 | 0.27705 | 0.25239 | 0.23253 | 0.2168 | 0.20414 | 0.19217 | 0.18187 | 0.17276 | 0.16544 | 0.15893 | 0.15231 | 0.14622 | 0.1406 | 0.13537 | 0.13058 | 0.12532 | 0.12015 | 0.11514
WA | Commercial | School | Existing | Exterior Lighting | Area Lighting | 0.017061 | 0.016751 | 0.016446 | 0.016147 | 0.015836 | 0.015529 | 0.015228 | 0.014931 | 0.01464 | 0.014341 | 0.014047 | 0.013758 | 0.013476 | 0.0132 | 0.012923 | 0.012653 | 0.01239 | 0.012134 | 0.011885 | 0.011641 | 0.011404 | 0.011173
WA | Commercial | School | Existing | Exterior Lighting | Linear Lighting | 0.6535 | 0.64112 | 0.62883 | 0.61665 | 0.60405 | 0.59157 | 0.57926 | 0.56712 | 0.55518 | 0.54299 | 0.53102 | 0.51927 | 0.50775 | 0.49645 | 0.48506 | 0.47392 | 0.463 | 0.45232 | 0.44186 | 0.43163 | 0.42196 | 0.41271
WA | Commercial | School | Existing | Refrigeration | Walk-in Refrigerator/Freezer | 0.089613 | 0.089747 | 0.089882 | 0.090018 | 0.090153 | 0.090288 | 0.090424 | 0.09056 | 0.090696 | 0.090833 | 0.090969 | 0.091106 | 0.091243 | 0.09138 | 0.091518 | 0.091655 | 0.091793 | 0.091931 | 0.092069 | 0.092208 | 0.092346 | 0.092485
WA | Commercial | School | Existing | Refrigeration | Reach-in Refrigerator/Freezer | 0.34435 | 0.34241 | 0.34048 | 0.33856 | 0.33665 | 0.33475 | 0.33286 | 0.33098 | 0.32912 | 0.32726 | 0.32542 | 0.32358 | 0.32176 | 0.31994 | 0.31814 | 0.31634 | 0.31456 | 0.31278 | 0.31102 | 0.30927 | 0.30752 | 0.30579
WA | Commercial | School | Existing | Refrigeration | Glass Door Display | 0.22385 | 0.22073 | 0.21765 | 0.21461 | 0.21162 | 0.20867 | 0.20576 | 0.20289 | 0.20006 | 0.19727 | 0.19452 | 0.19181 | 0.18913 | 0.18649 | 0.18389 | 0.18133 | 0.1788 | 0.17631 | 0.17385 | 0.17142 | 0.16903 | 0.16668
WA | Commercial | School | Existing | Refrigeration | Open Display Case | 0.64139 | 0.63245 | 0.62363 | 0.61493 | 0.60635 | 0.5979 | 0.58956 | 0.58134 | 0.57323 | 0.56524 | 0.55736 | 0.54958 | 0.54192 | 0.53436 | 0.52691 | 0.51956 | 0.51232 | 0.50517 | 0.49813 | 0.49118 | 0.48433 | 0.47758
WA | Commercial | School | Existing | Refrigeration | Icemaker | 1.0755 | 1.0605 | 1.0457 | 1.0311 | 1.0167 | 1.0026 | 0.98858 | 0.97479 | 0.9612 | 0.94779 | 0.93458 | 0.92154 | 0.90869 | 0.89602 | 0.88352 | 0.8712 | 0.85905 | 0.84707 | 0.83526 | 0.82361 | 0.81213 | 0.8008
WA | Commercial | School | Existing | Refrigeration | Vending Machine | 0.58083 | 0.57423 | 0.5677 | 0.56125 | 0.55487 | 0.54857 | 0.54233 | 0.53617 | 0.53008 | 0.52405 | 0.5181 | 0.51221 | 0.50639 | 0.50063 | 0.49494 | 0.48932 | 0.48376 | 0.47826 | 0.47283 | 0.46745 | 0.46214 | 0.45689
WA | Commercial | School | Existing | Food Preparation | Oven | 0.24311 | 0.23869 | 0.23435 | 0.23008 | 0.2259 | 0.22179 | 0.21776 | 0.2138 | 0.20991 | 0.2061 | 0.20235 | 0.19867 | 0.19506 | 0.19151 | 0.18803 | 0.18461 | 0.18126 | 0.17796 | 0.17472 | 0.17155 | 0.16843 | 0.16537
WA | Commercial | School | Existing | Food Preparation | Fryer | 0.13742 | 0.13492 | 0.13247 | 0.13006 | 0.12769 | 0.12537 | 0.12309 | 0.12085 | 0.11866 | 0.1165 | 0.11438 | 0.1123 | 0.11026 | 0.10826 | 0.10629 | 0.10435 | 0.10246 | 0.10059 | 0.098766 | 0.09697 | 0.095207 | 0.093476
WA | Commercial | School | Existing | Food Preparation | Dishwasher | 0.17495 | 0.17177 | 0.16865 | 0.16558 | 0.16257 | 0.15962 | 0.15672 | 0.15387 | 0.15107 | 0.14832 | 0.14562 | 0.14298 | 0.14038 | 0.13783 | 0.13532 | 0.13286 | 0.13044 | 0.12807 | 0.12574 | 0.12346 | 0.12121 | 0.11901
WA | Commercial | School | Existing | Food Preparation | Hot Food Container | 0.011795 | 0.011581 | 0.01137 | 0.011164 | 0.010961 | 0.010761 | 0.010566 | 0.010374 | 0.010185 | 0.0099998 | 0.009818 | 0.0096395 | 0.0094642 | 0.0092921 | 0.0091232 | 0.0089573 | 0.0087944 | 0.0086345 | 0.0084775 | 0.0083234 | 0.0081721 | 0.0080235
WA | Commercial | School | Existing | Food Preparation | Steamer | 0.14421 | 0.14159 | 0.13902 | 0.13649 | 0.13401 | 0.13157 | 0.12918 | 0.12683 | 0.12452 | 0.12226 | 0.12004 | 0.11785 | 0.11571 | 0.11361 | 0.11154 | 0.10951 | 0.10752 | 0.10557 | 0.10365 | 0.10176 | 0.099914 | 0.098097
WA | Commercial | School | Existing | Food Preparation | Griddle | 0.15586 | 0.15303 | 0.15024 | 0.14751 | 0.14483 | 0.1422 | 0.13961 | 0.13707 | 0.13458 | 0.13213 | 0.12973 | 0.12737 | 0.12506 | 0.12278 | 0.12055 | 0.11836 | 0.11621 | 0.11409 | 0.11202 | 0.10998 | 0.10798 | 0.10602
WA | Commercial | School | Existing | Office Equipment | Desktop Computer | 2.4466 | 2.3482 | 2.2538 | 2.1631 | 2.0762 | 1.9927 | 1.9125 | 1.8356 | 1.7618 | 1.691 | 1.623 | 1.5577 | 1.4951 | 1.435 | 1.3773 | 1.3219 | 1.2687 | 1.2177 | 1.1687 | 1.1217 | 1.0766 | 1.0333
WA | Commercial | School | Existing | Office Equipment | Laptop | 0.61385 | 0.61634 | 0.61883 | 0.62134 | 0.62386 | 0.62638 | 0.62892 | 0.63147 | 0.63402 | 0.63659 | 0.63917 | 0.64176 | 0.64436 | 0.64697 | 0.64959 | 0.65222 | 0.65486 | 0.65752 | 0.66018 | 0.66285 | 0.66554 | 0.66823
WA | Commercial | School | Existing | Office Equipment | Server | 2.0022 | 2.0094 | 2.0166 | 2.0238 | 2.0311 | 2.0384 | 2.0457 | 2.0531 | 2.0604 | 2.0678 | 2.0753 | 2.0827 | 2.0902 | 2.0977 | 2.1053 | 2.1128 | 2.1204 | 2.128 | 2.1357 | 2.1433 | 2.151 | 2.1588
WA | Commercial | School | Existing | Office Equipment | Monitor | 0.50931 | 0.5024 | 0.49558 | 0.48886 | 0.48223 | 0.47568 | 0.46923 | 0.46287 | 0.45659 | 0.45039 | 0.44428 | 0.43825 | 0.43231 | 0.42644 | 0.42066 | 0.41495 | 0.40932 | 0.40377 | 0.39829 | 0.39289 | 0.38756 | 0.3823
WA | Commercial | School | Existing | Office Equipment | Printer/Copier/Fax | 0.41283 | 0.41185 | 0.41087 | 0.4099 | 0.40893 | 0.40796 | 0.40699 | 0.40602 | 0.40506 | 0.4041 | 0.40314 | 0.40219 | 0.40123 | 0.40028 | 0.39933 | 0.39839 | 0.39744 | 0.3965 | 0.39556 | 0.39462 | 0.39369 | 0.39276
WA | Commercial | School | Existing | Office Equipment | POS Terminal | 0.015555 | 0.015313 | 0.015075 | 0.01484 | 0.01461 | 0.014382 | 0.014159 | 0.013939 | 0.013722 | 0.013509 | 0.013299 | 0.013092 | 0.012888 | 0.012688 | 0.012491 | 0.012296 | 0.012105 | 0.011917 | 0.011732 | 0.011549 | 0.01137 | 0.011193
WA | Commercial | School | Existing | Miscellaneous | Non-HVAC Motors | 0.89093 | 0.87473 | 0.85883 | 0.84322 | 0.82788 | 0.81283 | 0.79805 | 0.78354 | 0.7693 | 0.75531 | 0.74158 | 0.72809 | 0.71486 | 0.70186 | 0.6891 | 0.67657 | 0.66427 | 0.65219 | 0.64033 | 0.62869 | 0.61726 | 0.60604
WA | Commercial | School | Existing | Miscellaneous | Pool Pump | 0.01287 | 0.012496 | 0.012074 | 0.011622 | 0.011151 | 0.01067 | 0.010186 | 0.0097878 | 0.0094528 | 0.0091653 | 0.0089135 | 0.0086887 | 0.0084845 | 0.0082963 | 0.0081204 | 0.0079543 | 0.0077961 | 0.0076444 | 0.007498 | 0.0073563 | 0.0072185 | 0.0070843
WA | Commercial | School | Existing | Miscellaneous | Pool Heater | 0.015302 | 0.015024 | 0.014751 | 0.014482 | 0.014219 | 0.013961 | 0.013707 | 0.013458 | 0.013213 | 0.012973 | 0.012737 | 0.012505 | 0.012278 | 0.012055 | 0.011835 | 0.01162 | 0.011409 | 0.011202 | 0.010998 | 0.010798 | 0.010602 | 0.010409
WA | Commercial | School | Existing | Miscellaneous | Clothes Washer | 0.00089107 | 0.00087486 | 0.00085896 | 0.00084334 | 0.00082801 | 0.00081295 | 0.00079817 | 0.00078366 | 0.00076941 | 0.00075542 | 0.00074169 | 0.0007282 | 0.00071496 | 0.00070196 | 0.0006892 | 0.00067667 | 0.00066436 | 0.00065229 | 0.00064043 | 0.00062878 | 0.00061735 | 0.00060612
WA | Commercial | School | Existing | Miscellaneous | Clothes Dryer | 0.012561 | 0.012333 | 0.012108 | 0.011888 | 0.011672 | 0.01146 | 0.011251 | 0.011047 | 0.010846 | 0.010649 | 0.010455 | 0.010265 | 0.010078 | 0.0098952 | 0.0097153 | 0.0095386 | 0.0093652 | 0.0091949 | 0.0090278 | 0.0088636 | 0.0087025 | 0.0085442
WA | Commercial | School | Existing | Miscellaneous | Electric Vehicle Chargers | 0 | 0 | 0 | 0 | 0 | 0 | 0 | 0 | 0 | 0 | 0 | 0 | 0 | 0 | 0 | 0 | 0 | 0 | 0 | 0 | 0 | 0
WA | Commercial | School | Existing | Miscellaneous | Other Miscellaneous | 1.6481 | 1.6797 | 1.7119 | 1.7448 | 1.7783 | 1.8124 | 1.8471 | 1.8826 | 1.9187 | 1.9555 | 1.993 | 2.0313 | 2.0702 | 2.11 | 2.1504 | 2.1917 | 2.2337 | 2.2766 | 2.3203 | 2.3648 | 2.4102 | 2.4564
WA | Commercial | School | Existing | Generation | Solar PV | -0.44331 | -0.45004 | -0.53563 | -0.62149 | -0.72739 | -0.83666 | -0.95915 | -1.0845 | -1.2193 | -1.3726 | -1.549 | -1.7138 | -1.8709 | -2.0076 | -2.1349 | -2.2504 | -2.3556 | -2.4447 | -2.521 | -2.5909 | -2.6587 | -2.7346
WA | Commercial | School | New | Cooling | Air-Cooled Chiller | 0 | 0.0092185 | 0.018357 | 0.027984 | 0.037264 | 0.046624 | 0.055896 | 0.064984 | 0.073746 | 0.082526 | 0.091629 | 0.10092 | 0.11007 | 0.11926 | 0.1284 | 0.13745 | 0.14633 | 0.15493 | 0.16331 | 0.17159 | 0.17986 | 0.18842
WA | Commercial | School | New | Cooling | Water-Cooled Chiller | 0 | 0.042729 | 0.085087 | 0.12971 | 0.17272 | 0.21611 | 0.25908 | 0.30121 | 0.34182 | 0.38252 | 0.42471 | 0.46777 | 0.51017 | 0.55279 | 0.59517 | 0.63708 | 0.67826 | 0.71811 | 0.75694 | 0.79532 | 0.83369 | 0.87334
WA | Commercial | School | New | Cooling | RTU | 0 | 0.079852 | 0.14885 | 0.22153 | 0.2916 | 0.36234 | 0.43241 | 0.5011 | 0.56732 | 0.63367 | 0.70247 | 0.77269 | 0.84182 | 0.91009 | 0.97811 | 1.0455 | 1.1117 | 1.1759 | 1.2385 | 1.3005 | 1.3624 | 1.4266
WA | Commercial | School | New | Cooling | Packaged Terminal AC | 0 | 0.005499 | 0.01095 | 0.016693 | 0.022228 | 0.027812 | 0.033343 | 0.038764 | 0.043991 | 0.049228 | 0.054658 | 0.0602 | 0.065657 | 0.071141 | 0.076595 | 0.081989 | 0.087289 | 0.092417 | 0.097415 | 0.10235 | 0.10729 | 0.11239
WA | Commercial | School | New | Cooling | Packaged Terminal HP | 0 | 0.0039214 | 0.0078089 | 0.011904 | 0.015852 | 0.019833 | 0.023777 | 0.027643 | 0.031371 | 0.035105 | 0.038978 | 0.04293 | 0.046821 | 0.050732 | 0.054621 | 0.058468 | 0.062247 | 0.065905 | 0.069469 | 0.07299 | 0.076512 | 0.080151
WA | Commercial | School | New | Cooling | Air-Source Heat Pump | 0 | 0.012675 | 0.024082 | 0.036098 | 0.047681 | 0.059372 | 0.070952 | 0.082304 | 0.093249 | 0.10421 | 0.11559 | 0.12719 | 0.1385 | 0.14988 | 0.16121 | 0.17242 | 0.18343 | 0.1941 | 0.2045 | 0.21477 | 0.22505 | 0.23569
WA | Commercial | School | New | Cooling | Geothermal Heat Pump | 0 | 0.0065665 | 0.013076 | 0.019933 | 0.026544 | 0.033211 | 0.039815 | 0.046289 | 0.052531 | 0.058784 | 0.065269 | 0.071887 | 0.078403 | 0.084951 | 0.091464 | 0.097906 | 0.10423 | 0.11036 | 0.11633 | 0.12222 | 0.12812 | 0.13421
WA | Commercial | School | New | Space Heating | Electric Furnace | 0 | 0 | 0 | 0 | 0 | 0 | 0 | 0 | 0 | 0 | 0 | 0 | 0 | 0 | 0 | 0 | 0 | 0 | 0 | 0 | 0 | 0
WA | Commercial | School | New | Space Heating | Electric Room Heat | 0 | 0.077746 | 0.15482 | 0.23687 | 0.31427 | 0.38914 | 0.46171 | 0.53321 | 0.59672 | 0.66094 | 0.72637 | 0.79483 | 0.85496 | 0.91703 | 0.97741 | 1.0387 | 1.0898 | 1.1413 | 1.1901 | 1.2416 | 1.2829 | 1.3297
WA | Commercial | School | New | Space Heating | Packaged Terminal HP | 0 | 0.0077996 | 0.015532 | 0.023764 | 0.031528 | 0.039039 | 0.04632 | 0.053493 | 0.059864 | 0.066306 | 0.072871 | 0.079739 | 0.085771 | 0.091998 | 0.098056 | 0.1042 | 0.10933 | 0.1145 | 0.11939 | 0.12456 | 0.1287 | 0.13339
WA | Commercial | School | New | Space Heating | Air-Source Heat Pump | 0 | 0.032284 | 0.063346 | 0.09642 | 0.12761 | 0.15778 | 0.18702 | 0.21584 | 0.24143 | 0.26731 | 0.29368 | 0.32127 | 0.34541 | 0.37035 | 0.39461 | 0.41923 | 0.43977 | 0.4605 | 0.48011 | 0.50082 | 0.51743 | 0.53623
WA | Commercial | School | New | Space Heating | Geothermal Heat Pump | 0 | 0.019484 | 0.038799 | 0.059364 | 0.07876 | 0.097523 | 0.11571 | 0.13363 | 0.14954 | 0.16564 | 0.18204 | 0.19919 | 0.21426 | 0.22982 | 0.24495 | 0.2603 | 0.27311 | 0.28603 | 0.29825 | 0.31116 | 0.32151 | 0.33323
WA | Commercial | School | New | Ventilation | Ventilation | 0 | 0.1242 | 0.24736 | 0.37676 | 0.50229 | 0.617 | 0.72907 | 0.83741 | 0.94031 | 1.0423 | 1.1469 | 1.2529 | 1.3558 | 1.4579 | 1.5583 | 1.6542 | 1.7468 | 1.8342 | 1.9172 | 1.997 | 2.0751 | 2.1555
WA | Commercial | School | New | Water Heating | Water Heater | 0 | 0.01378 | 0.02744 | 0.04183 | 0.055701 | 0.069226 | 0.082441 | 0.095215 | 0.10735 | 0.11935 | 0.13166 | 0.14409 | 0.15616 | 0.16814 | 0.1799 | 0.19115 | 0.20201 | 0.21046 | 0.21845 | 0.22575 | 0.23294 | 0.24035
WA | Commercial | School | New | Interior Lighting | General Service Lighting | 0 | 0.020737 | 0.041294 | 0.06295 | 0.079818 | 0.096265 | 0.1116 | 0.12592 | 0.13909 | 0.15042 | 0.16221 | 0.1741 | 0.18594 | 0.19766 | 0.20776 | 0.21723 | 0.22621 | 0.23455 | 0.24252 | 0.24908 | 0.25572 | 0.26271
WA | Commercial | School | New | Interior Lighting | Exempted Lighting | 0 | 0.00010827 | 0.00021561 | 0.00032868 | 0.00040934 | 0.00048798 | 0.00055761 | 0.00061992 | 0.00067495 | 0.00072079 | 0.00077 | 0.00082027 | 0.00087255 | 0.00092515 | 0.0009688 | 0.0010053 | 0.0010406 | 0.0010733 | 0.0011081 | 0.0011423 | 0.001176 | 0.0012112
WA | Commercial | School | New | Interior Lighting | High-Bay Lighting | 0 | 0.030621 | 0.060977 | 0.092955 | 0.12277 | 0.15184 | 0.18025 | 0.2077 | 0.23378 | 0.25906 | 0.28499 | 0.31117 | 0.33644 | 0.3614 | 0.38526 | 0.40799 | 0.42989 | 0.45062 | 0.47039 | 0.48958 | 0.50852 | 0.52797
WA | Commercial | School | New | Interior Lighting | Linear Lighting | 0 | 0.22712 | 0.45227 | 0.68945 | 0.91157 | 1.1281 | 1.3398 | 1.5443 | 1.7386 | 1.9272 | 2.1206 | 2.3159 | 2.5055 | 2.6937 | 2.876 | 3.0503 | 3.2186 | 3.3785 | 3.5315 | 3.6802 | 3.8242 | 3.9697
WA | Commercial | School | New | Exterior Lighting | General Service Lighting | 0 | 0.0063631 | 0.012671 | 0.019316 | 0.024026 | 0.028473 | 0.032688 | 0.0368 | 0.040728 | 0.043873 | 0.047087 | 0.050288 | 0.053556 | 0.05679 | 0.059422 | 0.061872 | 0.064185 | 0.066315 | 0.068346 | 0.069901 | 0.071493 | 0.07319
WA | Commercial | School | New | Exterior Lighting | Area Lighting | 0 | 0.00041523 | 0.00082685 | 0.0012605 | 0.0016666 | 0.0020626 | 0.0024495 | 0.0028235 | 0.0031787 | 0.0035238 | 0.0038779 | 0.0042351 | 0.0045804 | 0.0049216 | 0.0052488 | 0.0055607 | 0.0058613 | 0.0061459 | 0.0064174 | 0.006681 | 0.0069411 | 0.0072083
WA | Commercial | School | New | Exterior Lighting | Linear Lighting | 0 | 0.015286 | 0.03044 | 0.046403 | 0.061352 | 0.075928 | 0.090171 | 0.10394 | 0.11701 | 0.1297 | 0.14273 | 0.15587 | 0.16863 | 0.1813 | 0.19357 | 0.2053 | 0.21663 | 0.22739 | 0.23768 | 0.24769 | 0.25738 | 0.26718
WA | Commercial | School | New | Refrigeration | Walk-in Refrigerator/Freezer | 0 | 0.0022247 | 0.004519 | 0.007027 | 0.0095448 | 0.0121 | 0.014699 | 0.017317 | 0.019915 | 0.022586 | 0.025416 | 0.028372 | 0.031365 | 0.034448 | 0.037598 | 0.040748 | 0.043928 | 0.047096 | 0.050274 | 0.053497 | 0.056797 | 0.060267
WA | Commercial | School | New | Refrigeration | Reach-in Refrigerator/Freezer | 0 | 0.0084879 | 0.017118 | 0.026429 | 0.035642 | 0.044862 | 0.054109 | 0.063292 | 0.072268 | 0.081374 | 0.090917 | 0.10077 | 0.1106 | 0.12061 | 0.1307 | 0.14064 | 0.15053 | 0.16024 | 0.16983 | 0.17943 | 0.18914 | 0.19926
WA | Commercial | School | New | Refrigeration | Glass Door Display | 0 | 0.005464 | 0.010912 | 0.016684 | 0.022282 | 0.027773 | 0.033172 | 0.038424 | 0.043447 | 0.048446 | 0.053601 | 0.058832 | 0.063946 | 0.069054 | 0.074102 | 0.078964 | 0.083696 | 0.088227 | 0.092599 | 0.096882 | 0.10113 | 0.10551
WA | Commercial | School | New | Refrigeration | Open Display Case | 0 | 0.015656 | 0.031267 | 0.047804 | 0.063843 | 0.079578 | 0.095047 | 0.1101 | 0.12449 | 0.13881 | 0.15358 | 0.16857 | 0.18322 | 0.19786 | 0.21232 | 0.22626 | 0.23981 | 0.2528 | 0.26532 | 0.2776 | 0.28978 | 0.30231
WA | Commercial | School | New | Refrigeration | Icemaker | 0 | 0.026252 | 0.052429 | 0.080159 | 0.10705 | 0.13344 | 0.15938 | 0.18461 | 0.20874 | 0.23276 | 0.25753 | 0.28266 | 0.30723 | 0.33177 | 0.35603 | 0.37939 | 0.40212 | 0.42389 | 0.4449 | 0.46548 | 0.4859 | 0.50692
WA | Commercial | School | New | Refrigeration | Vending Machine | 0 | 0.014178 | 0.028315 | 0.04329 | 0.057815 | 0.072064 | 0.086072 | 0.0997 | 0.11273 | 0.12571 | 0.13908 | 0.15265 | 0.16592 | 0.17918 | 0.19228 | 0.20489 | 0.21717 | 0.22893 | 0.24027 | 0.25138 | 0.26241 | 0.27377
WA | Commercial | School | New | Food Preparation | Oven | 0 | 0.0059769 | 0.012023 | 0.018515 | 0.024905 | 0.031268 | 0.037616 | 0.043886 | 0.049982 | 0.056135 | 0.062557 | 0.069158 | 0.075713 | 0.082352 | 0.08901 | 0.095536 | 0.10199 | 0.10829 | 0.11448 | 0.12064 | 0.12684 | 0.13329
WA | Commercial | School | New | Food Preparation | Fryer | 0 | 0.0033445 | 0.00666 | 0.010153 | 0.013519 | 0.016802 | 0.02001 | 0.02311 | 0.026055 | 0.028968 | 0.031957 | 0.034973 | 0.037902 | 0.04081 | 0.043665 | 0.046395 | 0.049031 | 0.051535 | 0.05393 | 0.05626 | 0.058557 | 0.060912
WA | Commercial | School | New | Food Preparation | Dishwasher | 0 | 0.0043077 | 0.0086782 | 0.013384 | 0.01803 | 0.022669 | 0.027311 | 0.031911 | 0.036397 | 0.040939 | 0.045689 | 0.050585 | 0.055461 | 0.060413 | 0.065394 | 0.070292 | 0.075153 | 0.079912 | 0.084602 | 0.089287 | 0.094016 | 0.098939
WA | Commercial | School | New | Food Preparation | Hot Food Container | 0 | 0.00029043 | 0.00058508 | 0.00090231 | 0.0012155 | 0.0015283 | 0.0018413 | 0.0021514 | 0.0024539 | 0.0027601 | 0.0030804 | 0.0034104 | 0.0037391 | 0.004073 | 0.0044088 | 0.004739 | 0.0050668 | 0.0053876 | 0.0057039 | 0.0060197 | 0.0063385 | 0.0066704
WA | Commercial | School | New | Food Preparation | Steamer | 0 | 0.0035508 | 0.0071533 | 0.011032 | 0.014862 | 0.018686 | 0.022512 | 0.026304 | 0.030002 | 0.033745 | 0.037661 | 0.041696 | 0.045716 | 0.049798 | 0.053903 | 0.057941 | 0.061948 | 0.06587 | 0.069737 | 0.073598 | 0.077496 | 0.081554
WA | Commercial | School | New | Food Preparation | Griddle | 0 | 0.0037933 | 0.0075538 | 0.011515 | 0.015334 | 0.019057 | 0.022695 | 0.026211 | 0.029551 | 0.032855 | 0.036245 | 0.039666 | 0.042988 | 0.046286 | 0.049525 | 0.05262 | 0.055611 | 0.05845 | 0.061168 | 0.06381 | 0.066415 | 0.069086
WA | Commercial | School | New | Office Equipment | Desktop Computer | 0 | 0.058209 | 0.11331 | 0.16886 | 0.21981 | 0.26705 | 0.3109 | 0.35102 | 0.38686 | 0.42046 | 0.45344 | 0.4851 | 0.51393 | 0.54095 | 0.56581 | 0.58768 | 0.60714 | 0.62382 | 0.63818 | 0.65081 | 0.66218 | 0.67336
WA | Commercial | School | New | Office Equipment | Laptop | 0 | 0.015278 | 0.031113 | 0.048503 | 0.06605 | 0.083946 | 0.10224 | 0.12075 | 0.13922 | 0.15829 | 0.17858 | 0.19986 | 0.2215 | 0.24389 | 0.26687 | 0.28997 | 0.31338 | 0.33684 | 0.36049 | 0.38457 | 0.40934 | 0.43544
WA | Commercial | School | New | Office Equipment | Server | 0 | 0.049514 | 0.10019 | 0.15519 | 0.20998 | 0.26516 | 0.32087 | 0.37655 | 0.43137 | 0.48733 | 0.54626 | 0.60745 | 0.66892 | 0.73185 | 0.79566 | 0.85901 | 0.92244 | 0.98516 | 1.0476 | 1.1104 | 1.1744 | 1.2413
WA | Commercial | School | New | Office Equipment | Monitor | 0 | 0.012454 | 0.024916 | 0.038161 | 0.051055 | 0.06375 | 0.076277 | 0.08851 | 0.10026 | 0.11199 | 0.12413 | 0.13648 | 0.1486 | 0.16076 | 0.17282 | 0.18448 | 0.19588 | 0.20685 | 0.21748 | 0.22794 | 0.23837 | 0.24912
WA | Commercial | School | New | Office Equipment | Printer/Copier/Fax | 0 | 0.010137 | 0.020365 | 0.031321 | 0.042078 | 0.052759 | 0.06339 | 0.073863 | 0.084015 | 0.094239 | 0.10489 | 0.11581 | 0.12662 | 0.13755 | 0.14848 | 0.15916 | 0.1697 | 0.17995 | 0.18999 | 0.19996 | 0.20997 | 0.22036
WA | Commercial | School | New | Office Equipment | POS Terminal | 0 | 0.00037857 | 0.00075386 | 0.0011492 | 0.0015303 | 0.0019019 | 0.0022649 | 0.0026159 | 0.0029492 | 0.003279 | 0.0036173 | 0.0039586 | 0.0042902 | 0.0046194 | 0.0049426 | 0.0052515 | 0.0055499 | 0.0058333 | 0.0061045 | 0.0063682 | 0.0066282 | 0.0068948
WA | Commercial | School | New | Miscellaneous | Non-HVAC Motors | 0 | 0.021684 | 0.043179 | 0.065823 | 0.087651 | 0.10893 | 0.12973 | 0.14983 | 0.16892 | 0.18781 | 0.20719 | 0.22674 | 0.24573 | 0.26458 | 0.2831 | 0.30079 | 0.31788 | 0.33412 | 0.34965 | 0.36475 | 0.37964 | 0.39491
WA | Commercial | School | New | Miscellaneous | Pool Pump | 0 | 0.00025316 | 0.00050412 | 0.00076849 | 0.0010233 | 0.0012718 | 0.0015146 | 0.0017493 | 0.0019722 | 0.0021927 | 0.0024189 | 0.0026472 | 0.0028689 | 0.0030891 | 0.0033052 | 0.0035118 | 0.0037113 | 0.0039008 | 0.0040822 | 0.0042585 | 0.0044324 | 0.0046107
WA | Commercial | School | New | Miscellaneous | Pool Heater | 0 | 0.00037242 | 0.00074162 | 0.0011305 | 0.0015054 | 0.001871 | 0.0022282 | 0.0025734 | 0.0029013 | 0.0032257 | 0.0035585 | 0.0038943 | 0.0042205 | 0.0045443 | 0.0048623 | 0.0051662 | 0.0054598 | 0.0057386 | 0.0060053 | 0.0062647 | 0.0065205 | 0.0067828
WA | Commercial | School | New | Miscellaneous | Clothes Washer | 0 | 2.1687e-05 | 4.3186e-05 | 6.5833e-05 | 8.7664e-05 | 0.00010895 | 0.00012975 | 0.00014985 | 0.00016895 | 0.00018784 | 0.00020722 | 0.00022677 | 0.00024577 | 0.00026462 | 0.00028314 | 0.00030084 | 0.00031793 | 0.00033417 | 0.0003497 | 0.00036481 | 0.0003797 | 0.00039497
WA | Commercial | School | New | Miscellaneous | Clothes Dryer | 0 | 0.00030571 | 0.00060876 | 0.00092802 | 0.0012358 | 0.0015358 | 0.001829 | 0.0021124 | 0.0023816 | 0.0026478 | 0.002921 | 0.0031967 | 0.0034644 | 0.0037303 | 0.0039913 | 0.0042407 | 0.0044817 | 0.0047106 | 0.0049295 | 0.0051425 | 0.0053524 | 0.0055677
WA | Commercial | School | New | Miscellaneous | Electric Vehicle Chargers | 0 | 0 | 0 | 0 | 0 | 0 | 0 | 0 | 0 | 0 | 0 | 0 | 0 | 0 | 0 | 0 | 0 | 0 | 0 | 0 | 0 | 0
WA | Commercial | School | New | Miscellaneous | Other Miscellaneous | 0 | 0.041396 | 0.085074 | 0.13384 | 0.18394 | 0.23592 | 0.28996 | 0.34562 | 0.40214 | 0.46143 | 0.52534 | 0.59334 | 0.66363 | 0.73744 | 0.81431 | 0.89293 | 0.9739 | 1.0564 | 1.1409 | 1.2284 | 1.3195 | 1.4165
WA | Commercial | School | New | Generation | Solar PV | 0 | -0.011156 | -0.02693 | -0.048515 | -0.077011 | -0.11213 | -0.15592 | -0.20738 | -0.26775 | -0.3413 | -0.43277 | -0.5337 | -0.64311 | -0.75682 | -0.87706 | -1.0005 | -1.1272 | -1.2524 | -1.3766 | -1.5032 | -1.6352 | -1.782
WA | Commercial | Lodging | Existing | Cooling | Air-Cooled Chiller | 0.026285 | 0.025593 | 0.024894 | 0.024193 | 0.023496 | 0.022959 | 0.022424 | 0.021893 | 0.021369 | 0.020856 | 0.020355 | 0.019869 | 0.019398 | 0.018945 | 0.01851 | 0.018117 | 0.017742 | 0.017393 | 0.017065 | 0.016756 | 0.016466 | 0.016192
WA | Commercial | Lodging | Existing | Cooling | Water-Cooled Chiller | 0.11725 | 0.11546 | 0.1137 | 0.11197 | 0.11026 | 0.10932 | 0.10837 | 0.10743 | 0.10649 | 0.10555 | 0.10462 | 0.10368 | 0.10275 | 0.10182 | 0.1009 | 0.1001 | 0.099297 | 0.098495 | 0.097691 | 0.096888 | 0.096084 | 0.09528
WA | Commercial | Lodging | Existing | Cooling | RTU | 0.38447 | 0.37856 | 0.37112 | 0.36365 | 0.35617 | 0.35105 | 0.34586 | 0.3406 | 0.33531 | 0.32999 | 0.32464 | 0.31929 | 0.31394 | 0.30877 | 0.3039 | 0.29968 | 0.29568 | 0.29188 | 0.28826 | 0.28479 | 0.28146 | 0.27825
WA | Commercial | Lodging | Existing | Cooling | Packaged Terminal AC | 0.9378 | 0.92337 | 0.90917 | 0.89518 | 0.88141 | 0.87369 | 0.866 | 0.85832 | 0.85067 | 0.84304 | 0.83544 | 0.82786 | 0.82031 | 0.81279 | 0.8053 | 0.79882 | 0.79234 | 0.78586 | 0.77938 | 0.77291 | 0.76644 | 0.75998
WA | Commercial | Lodging | Existing | Cooling | Packaged Terminal HP | 0.31818 | 0.31328 | 0.30846 | 0.30372 | 0.29904 | 0.29643 | 0.29382 | 0.29121 | 0.28862 | 0.28603 | 0.28345 | 0.28088 | 0.27832 | 0.27576 | 0.27322 | 0.27102 | 0.26883 | 0.26663 | 0.26443 | 0.26223 | 0.26004 | 0.25785
WA | Commercial | Lodging | Existing | Cooling | Air-Source Heat Pump | 0.12426 | 0.12195 | 0.11931 | 0.11668 | 0.11407 | 0.11223 | 0.1104 | 0.10857 | 0.10677 | 0.10498 | 0.10323 | 0.1015 | 0.099845 | 0.098268 | 0.096767 | 0.095452 | 0.094193 | 0.092986 | 0.091826 | 0.090709 | 0.089629 | 0.088585
WA | Commercial | Lodging | Existing | Cooling | Geothermal Heat Pump | 0.12991 | 0.12684 | 0.12375 | 0.12066 | 0.11762 | 0.11541 | 0.11325 | 0.11114 | 0.10912 | 0.10719 | 0.10537 | 0.10365 | 0.10204 | 0.10052 | 0.099076 | 0.097823 | 0.096628 | 0.095484 | 0.094384 | 0.093325 | 0.092301 | 0.091309
WA | Commercial | Lodging | Existing | Space Heating | Electric Furnace | 0.073712 | 0.072578 | 0.071462 | 0.070621 | 0.06928 | 0.067962 | 0.066669 | 0.065639 | 0.064151 | 0.062927 | 0.061725 | 0.060767 | 0.059385 | 0.058248 | 0.057131 | 0.05626 | 0.054995 | 0.053956 | 0.052935 | 0.052124 | 0.05095 | 0.049984
WA | Commercial | Lodging | Existing | Space Heating | Electric Room Heat | 2.4909 | 2.4526 | 2.4149 | 2.3864 | 2.3411 | 2.2966 | 2.2529 | 2.2181 | 2.1678 | 2.1264 | 2.0858 | 2.0535 | 2.0068 | 1.9683 | 1.9306 | 1.9011 | 1.8584 | 1.8233 | 1.7888 | 1.7614 | 1.7217 | 1.6891
WA | Commercial | Lodging | Existing | Space Heating | Packaged Terminal HP | 0.90604 | 0.8921 | 0.87838 | 0.86804 | 0.85156 | 0.83536 | 0.81946 | 0.8068 | 0.78852 | 0.77347 | 0.75869 | 0.74693 | 0.72994 | 0.71596 | 0.70223 | 0.69152 | 0.67597 | 0.6632 | 0.65066 | 0.64069 | 0.62625 | 0.61438
WA | Commercial | Lodging | Existing | Space Heating | Air-Source Heat Pump | 0.39316 | 0.38712 | 0.38078 | 0.3759 | 0.36833 | 0.36088 | 0.35355 | 0.34761 | 0.33925 | 0.33229 | 0.32544 | 0.31989 | 0.31215 | 0.30575 | 0.29951 | 0.29461 | 0.28768 | 0.28198 | 0.27641 | 0.27196 | 0.26565 | 0.26044
WA | Commercial | Lodging | Existing | Space Heating | Geothermal Heat Pump | 0.39942 | 0.39258 | 0.3858 | 0.3805 | 0.37251 | 0.36467 | 0.357 | 0.3508 | 0.34221 | 0.3351 | 0.32817 | 0.32263 | 0.3149 | 0.30852 | 0.3023 | 0.29743 | 0.29051 | 0.28482 | 0.27926 | 0.27483 | 0.26851 | 0.2633
WA | Commercial | Lodging | Existing | Ventilation | Ventilation | 2.5729 | 2.5042 | 2.4349 | 2.3657 | 2.2971 | 2.2263 | 2.1568 | 2.089 | 2.0231 | 1.9595 | 1.8983 | 1.8396 | 1.7836 | 1.7303 | 1.6799 | 1.6324 | 1.5877 | 1.5456 | 1.5059 | 1.468 | 1.432 | 1.3979
WA | Commercial | Lodging | Existing | Water Heating | Water Heater | 0.35251 | 0.34355 | 0.33405 | 0.32406 | 0.31386 | 0.30342 | 0.29272 | 0.28191 | 0.27117 | 0.26043 | 0.24971 | 0.23917 | 0.22946 | 0.22054 | 0.2122 | 0.20454 | 0.19737 | 0.19054 | 0.18421 | 0.17775 | 0.17149 | 0.16567
WA | Commercial | Lodging | Existing | Interior Lighting | General Service Lighting | 3.6991 | 3.563 | 3.3979 | 3.213 | 2.9544 | 2.6846 | 2.472 | 2.3003 | 2.1578 | 2.0315 | 1.9267 | 1.8374 | 1.7645 | 1.7006 | 1.6377 | 1.5805 | 1.5279 | 1.4793 | 1.435 | 1.3866 | 1.3391 | 1.2929
WA | Commercial | Lodging | Existing | Interior Lighting | Exempted Lighting | 0.015824 | 0.015029 | 0.013893 | 0.01255 | 0.010644 | 0.0093549 | 0.0084264 | 0.0077063 | 0.0071057 | 0.0066041 | 0.0061951 | 0.0058482 | 0.0055916 | 0.0053797 | 0.0051638 | 0.0049483 | 0.0047408 | 0.0045452 | 0.0043952 | 0.0042649 | 0.0041454 | 0.0040318
WA | Commercial | Lodging | Existing | Interior Lighting | High-Bay Lighting | 0.03246 | 0.031878 | 0.031302 | 0.030734 | 0.030169 | 0.029615 | 0.029071 | 0.02854 | 0.028021 | 0.027512 | 0.027017 | 0.026537 | 0.02607 | 0.025616 | 0.025171 | 0.024739 | 0.024317 | 0.023906 | 0.023505 | 0.023113 | 0.02273 | 0.022356
WA | Commercial | Lodging | Existing | Interior Lighting | Linear Lighting | 1.0014 | 0.98528 | 0.96919 | 0.9532 | 0.93645 | 0.91981 | 0.90331 | 0.88698 | 0.87086 | 0.85426 | 0.8379 | 0.82179 | 0.80592 | 0.79032 | 0.77449 | 0.75894 | 0.74366 | 0.72866 | 0.71393 | 0.69947 | 0.6858 | 0.67275
WA | Commercial | Lodging | Existing | Exterior Lighting | General Service Lighting | 0.26232 | 0.25247 | 0.24048 | 0.22704 | 0.20711 | 0.18593 | 0.16922 | 0.15622 | 0.14596 | 0.13665 | 0.12882 | 0.12207 | 0.11674 | 0.11209 | 0.10746 | 0.10325 | 0.099411 | 0.095875 | 0.092663 | 0.089122 | 0.085644 | 0.082274
WA | Commercial | Lodging | Existing | Exterior Lighting | Area Lighting | 0.14385 | 0.14164 | 0.13946 | 0.13731 | 0.13505 | 0.13281 | 0.13061 | 0.12843 | 0.12628 | 0.12405 | 0.12185 | 0.11969 | 0.11757 | 0.11549 | 0.11339 | 0.11134 | 0.10933 | 0.10738 | 0.10547 | 0.1036 | 0.10178 | 0.10001
WA | Commercial | Lodging | Existing | Exterior Lighting | Linear Lighting | 0.047827 | 0.047057 | 0.046289 | 0.045525 | 0.044725 | 0.04393 | 0.043142 | 0.042363 | 0.041593 | 0.0408 | 0.040019 | 0.039249 | 0.038491 | 0.037746 | 0.03699 | 0.036247 | 0.035517 | 0.034801 | 0.034097 | 0.033407 | 0.032754 | 0.032131
WA | Commercial | Lodging | Existing | Refrigeration | Walk-in Refrigerator/Freezer | 0.0075975 | 0.0079622 | 0.0083445 | 0.0087451 | 0.0091649 | 0.0096049 | 0.010066 | 0.010549 | 0.011056 | 0.011587 | 0.012143 | 0.012726 | 0.013337 | 0.013977 | 0.014648 | 0.015351 | 0.016088 | 0.016861 | 0.01767 | 0.018518 | 0.019407 | 0.020339
WA | Commercial | Lodging | Existing | Refrigeration | Reach-in Refrigerator/Freezer | 0.12243 | 0.12296 | 0.12349 | 0.12403 | 0.12457 | 0.12512 | 0.12566 | 0.12621 | 0.12676 | 0.12731 | 0.12786 | 0.12842 | 0.12898 | 0.12954 | 0.13011 | 0.13067 | 0.13124 | 0.13182 | 0.13239 | 0.13297 | 0.13355 | 0.13413
WA | Commercial | Lodging | Existing | Refrigeration | Glass Door Display | 0.10775 | 0.1066 | 0.10547 | 0.10434 | 0.10323 | 0.10212 | 0.10103 | 0.099956 | 0.098889 | 0.097833 | 0.096789 | 0.095755 | 0.094733 | 0.093722 | 0.092722 | 0.091732 | 0.090752 | 0.089784 | 0.088825 | 0.087877 | 0.086939 | 0.086011
WA | Commercial | Lodging | Existing | Refrigeration | Open Display Case | 0.30875 | 0.30545 | 0.30219 | 0.29897 | 0.29577 | 0.29262 | 0.28949 | 0.2864 | 0.28335 | 0.28032 | 0.27733 | 0.27437 | 0.27144 | 0.26854 | 0.26568 | 0.26284 | 0.26003 | 0.25726 | 0.25451 | 0.25179 | 0.24911 | 0.24645
WA | Commercial | Lodging | Existing | Refrigeration | Icemaker | 0.75395 | 0.7459 | 0.73794 | 0.73006 | 0.72227 | 0.71456 | 0.70693 | 0.69938 | 0.69192 | 0.68453 | 0.67722 | 0.66999 | 0.66284 | 0.65577 | 0.64877 | 0.64184 | 0.63499 | 0.62821 | 0.6215 | 0.61487 | 0.60831 | 0.60181
WA | Commercial | Lodging | Existing | Refrigeration | Vending Machine | 0.17475 | 0.17338 | 0.17202 | 0.17067 | 0.16934 | 0.16801 | 0.16669 | 0.16539 | 0.16409 | 0.16281 | 0.16153 | 0.16027 | 0.15901 | 0.15777 | 0.15653 | 0.15531 | 0.15409 | 0.15288 | 0.15169 | 0.1505 | 0.14932 | 0.14815
WA | Commercial | Lodging | Existing | Food Preparation | Oven | 0.13989 | 0.13774 | 0.13562 | 0.13353 | 0.13148 | 0.12945 | 0.12746 | 0.1255 | 0.12357 | 0.12167 | 0.1198 | 0.11795 | 0.11614 | 0.11435 | 0.11259 | 0.11086 | 0.10916 | 0.10748 | 0.10582 | 0.10419 | 0.10259 | 0.10101
WA | Commercial | Lodging | Existing | Food Preparation | Fryer | 0.15564 | 0.15324 | 0.15088 | 0.14856 | 0.14628 | 0.14403 | 0.14181 | 0.13963 | 0.13748 | 0.13537 | 0.13328 | 0.13123 | 0.12921 | 0.12723 | 0.12527 | 0.12334 | 0.12144 | 0.11957 | 0.11774 | 0.11592 | 0.11414 | 0.11238
WA | Commercial | Lodging | Existing | Food Preparation | Dishwasher | 0.25628 | 0.25234 | 0.24846 | 0.24463 | 0.24087 | 0.23716 | 0.23352 | 0.22992 | 0.22639 | 0.2229 | 0.21947 | 0.2161 | 0.21277 | 0.2095 | 0.20628 | 0.2031 | 0.19998 | 0.1969 | 0.19387 | 0.19089 | 0.18795 | 0.18506
WA | Commercial | Lodging | Existing | Food Preparation | Hot Food Container | 0.020734 | 0.020415 | 0.020101 | 0.019792 | 0.019487 | 0.019187 | 0.018892 | 0.018602 | 0.018315 | 0.018034 | 0.017756 | 0.017483 | 0.017214 | 0.016949 | 0.016688 | 0.016432 | 0.016179 | 0.01593 | 0.015685 | 0.015444 | 0.015206 | 0.014972
WA | Commercial | Lodging | Existing | Food Preparation | Steamer | 0.2535 | 0.2496 | 0.24576 | 0.24198 | 0.23826 | 0.23459 | 0.23098 | 0.22743 | 0.22393 | 0.22048 | 0.21709 | 0.21375 | 0.21046 | 0.20723 | 0.20404 | 0.2009 | 0.19781 | 0.19476 | 0.19177 | 0.18882 | 0.18591 | 0.18305
WA | Commercial | Lodging | Existing | Food Preparation | Griddle | 0.27397 | 0.26976 | 0.26561 | 0.26152 | 0.2575 | 0.25354 | 0.24964 | 0.2458 | 0.24201 | 0.23829 | 0.23463 | 0.23102 | 0.22746 | 0.22396 | 0.22052 | 0.21712 | 0.21378 | 0.21049 | 0.20726 | 0.20407 | 0.20093 | 0.19784
WA | Commercial | Lodging | Existing | Office Equipment | Desktop Computer | 0.031012 | 0.02985 | 0.028731 | 0.027655 | 0.026618 | 0.025621 | 0.02466 | 0.023736 | 0.022847 | 0.02199 | 0.021166 | 0.020373 | 0.019609 | 0.018875 | 0.018167 | 0.017486 | 0.016831 | 0.0162 | 0.015593 | 0.015009 | 0.014446 | 0.013905
WA | Commercial | Lodging | Existing | Office Equipment | Laptop | 0.039061 | 0.039331 | 0.039603 | 0.039876 | 0.040152 | 0.040429 | 0.040709 | 0.04099 | 0.041273 | 0.041559 | 0.041846 | 0.042135 | 0.042426 | 0.04272 | 0.043015 | 0.043312 | 0.043611 | 0.043913 | 0.044216 | 0.044522 | 0.04483 | 0.045139
WA | Commercial | Lodging | Existing | Office Equipment | Server | 0.25655 | 0.25821 | 0.25987 | 0.26155 | 0.26324 | 0.26493 | 0.26664 | 0.26836 | 0.27009 | 0.27184 | 0.27359 | 0.27536 | 0.27713 | 0.27892 | 0.28072 | 0.28253 | 0.28435 | 0.28619 | 0.28803 | 0.28989 | 0.29176 | 0.29365
WA | Commercial | Lodging | Existing | Office Equipment | Monitor | 0.0064559 | 0.0063865 | 0.0063178 | 0.0062498 | 0.0061826 | 0.0061161 | 0.0060503 | 0.0059852 | 0.0059208 | 0.0058572 | 0.0057942 | 0.0057318 | 0.0056702 | 0.0056092 | 0.0055489 | 0.0054892 | 0.0054301 | 0.0053717 | 0.0053139 | 0.0052568 | 0.0052002 | 0.0051443
WA | Commercial | Lodging | Existing | Office Equipment | Printer/Copier/Fax | 0.060565 | 0.060593 | 0.060622 | 0.06065 | 0.060679 | 0.060708 | 0.060736 | 0.060765 | 0.060794 | 0.060822 | 0.060851 | 0.06088 | 0.060908 | 0.060937 | 0.060966 | 0.060995 | 0.061023 | 0.061052 | 0.061081 | 0.06111 | 0.061139 | 0.061167
WA | Commercial | Lodging | Existing | Office Equipment | POS Terminal | 0.061164 | 0.060325 | 0.059497 | 0.05868 | 0.057875 | 0.057081 | 0.056297 | 0.055525 | 0.054763 | 0.054011 | 0.05327 | 0.052539 | 0.051818 | 0.051107 | 0.050405 | 0.049714 | 0.049031 | 0.048358 | 0.047695 | 0.04704 | 0.046395 | 0.045758
WA | Commercial | Lodging | Existing | Miscellaneous | Non-HVAC Motors | 1 | 0.98464 | 0.96949 | 0.95458 | 0.93989 | 0.92543 | 0.91119 | 0.89717 | 0.88337 | 0.86978 | 0.8564 | 0.84322 | 0.83025 | 0.81748 | 0.8049 | 0.79252 | 0.78033 | 0.76832 | 0.7565 | 0.74486 | 0.7334 | 0.72212
WA | Commercial | Lodging | Existing | Miscellaneous | Pool Pump | 0.08753 | 0.08523 | 0.082589 | 0.07972 | 0.076707 | 0.073609 | 0.070473 | 0.067909 | 0.065772 | 0.063953 | 0.062373 | 0.060973 | 0.05971 | 0.058552 | 0.057474 | 0.056459 | 0.055493 | 0.054568 | 0.053676 | 0.052811 | 0.05197 | 0.051149
WA | Commercial | Lodging | Existing | Miscellaneous | Pool Heater | 0.22184 | 0.21843 | 0.21507 | 0.21176 | 0.2085 | 0.2053 | 0.20214 | 0.19903 | 0.19597 | 0.19295 | 0.18998 | 0.18706 | 0.18418 | 0.18135 | 0.17856 | 0.17581 | 0.17311 | 0.17044 | 0.16782 | 0.16524 | 0.1627 | 0.16019
WA | Commercial | Lodging | Existing | Miscellaneous | Clothes Washer | 0.0042742 | 0.0042085 | 0.0041437 | 0.00408 | 0.0040172 | 0.0039554 | 0.0038945 | 0.0038346 | 0.0037756 | 0.0037175 | 0.0036603 | 0.003604 | 0.0035486 | 0.003494 | 0.0034402 | 0.0033873 | 0.0033352 | 0.0032839 | 0.0032334 | 0.0031836 | 0.0031346 | 0.0030864
WA | Commercial | Lodging | Existing | Miscellaneous | Clothes Dryer | 0.031883 | 0.031393 | 0.03091 | 0.030434 | 0.029966 | 0.029505 | 0.029051 | 0.028604 | 0.028164 | 0.027731 | 0.027304 | 0.026884 | 0.026471 | 0.026063 | 0.025662 | 0.025268 | 0.024879 | 0.024496 | 0.024119 | 0.023748 | 0.023383 | 0.023023
WA | Commercial | Lodging | Existing | Miscellaneous | Electric Vehicle Chargers | 0.00057518 | 0.0007408 | 0.00093207 | 0.0011588 | 0.0014375 | 0.0018119 | 0.0023115 | 0.0029767 | 0.0038402 | 0.0049303 | 0.0062278 | 0.0077457 | 0.0095002 | 0.0115 | 0.013732 | 0.016044 | 0.018458 | 0.020909 | 0.023376 | 0.025883 | 0.028623 | 0.031618
WA | Commercial | Lodging | Existing | Miscellaneous | Other Miscellaneous | 2.4529 | 2.5071 | 2.5625 | 2.6191 | 2.6769 | 2.736 | 2.7965 | 2.8583 | 2.9214 | 2.9859 | 3.0519 | 3.1193 | 3.1882 | 3.2586 | 3.3306 | 3.4042 | 3.4794 | 3.5562 | 3.6348 | 3.7151 | 3.7971 | 3.881
WA | Commercial | Lodging | Existing | Generation | Solar PV | -0.14954 | -0.15224 | -0.18171 | -0.21143 | -0.24817 | -0.28626 | -0.3291 | -0.37318 | -0.42077 | -0.47501 | -0.53758 | -0.59645 | -0.65298 | -0.7027 | -0.74939 | -0.7922 | -0.83156 | -0.86548 | -0.89505 | -0.9225 | -0.94932 | -0.97921
WA | Commercial | Lodging | New | Cooling | Air-Cooled Chiller | 0 | 0.00033452 | 0.00066722 | 0.0010214 | 0.0013627 | 0.0017072 | 0.002049 | 0.0023841 | 0.0027066 | 0.0030306 | 0.0033687 | 0.0037153 | 0.0040568 | 0.004401 | 0.0047439 | 0.0050827 | 0.0054157 | 0.0057376 | 0.0060513 | 0.0063615 | 0.0066724 | 0.0069953
WA | Commercial | Lodging | New | Cooling | Water-Cooled Chiller | 0 | 0.0020394 | 0.0040677 | 0.0062267 | 0.0083074 | 0.010408 | 0.012492 | 0.014535 | 0.016501 | 0.018476 | 0.020537 | 0.02265 | 0.024732 | 0.026831 | 0.028921 | 0.030987 | 0.033017 | 0.034979 | 0.036891 | 0.038783 | 0.040678 | 0.042647
WA | Commercial | Lodging | New | Cooling | RTU | 0 | 0.0076628 | 0.014305 | 0.021376 | 0.028191 | 0.035077 | 0.041908 | 0.048605 | 0.05505 | 0.061527 | 0.068284 | 0.07521 | 0.082035 | 0.088798 | 0.095545 | 0.10222 | 0.1088 | 0.11515 | 0.12135 | 0.12749 | 0.13365 | 0.14005
WA | Commercial | Lodging | New | Cooling | Packaged Terminal AC | 0 | 0.020201 | 0.040292 | 0.061678 | 0.082288 | 0.1031 | 0.12374 | 0.14397 | 0.16345 | 0.18301 | 0.20343 | 0.22436 | 0.24498 | 0.26577 | 0.28647 | 0.30693 | 0.32704 | 0.34649 | 0.36543 | 0.38416 | 0.40293 | 0.42243
WA | Commercial | Lodging | New | Cooling | Packaged Terminal HP | 0 | 0.0068538 | 0.01367 | 0.020926 | 0.027919 | 0.034979 | 0.041981 | 0.048847 | 0.055454 | 0.062093 | 0.069021 | 0.076122 | 0.083118 | 0.09017 | 0.097195 | 0.10414 | 0.11096 | 0.11756 | 0.12398 | 0.13034 | 0.13671 | 0.14332
WA | Commercial | Lodging | New | Cooling | Air-Source Heat Pump | 0 | 0.0023225 | 0.0044194 | 0.0066514 | 0.0088025 | 0.010976 | 0.013131 | 0.015245 | 0.017279 | 0.019322 | 0.021455 | 0.023641 | 0.025774 | 0.027926 | 0.030071 | 0.032192 | 0.034277 | 0.036294 | 0.03826 | 0.040205 | 0.042155 | 0.044182
WA | Commercial | Lodging | New | Cooling | Geothermal Heat Pump | 0 | 0.0022292 | 0.0044462 | 0.0068061 | 0.0090804 | 0.011377 | 0.013654 | 0.015887 | 0.018036 | 0.020195 | 0.022448 | 0.024758 | 0.027034 | 0.029327 | 0.031612 | 0.03387 | 0.036089 | 0.038234 | 0.040324 | 0.042392 | 0.044463 | 0.046615
WA | Commercial | Lodging | New | Space Heating | Electric Furnace | 0 | 0.0015878 | 0.003167 | 0.0048658 | 0.006468 | 0.0080196 | 0.0095257 | 0.01101 | 0.012326 | 0.013661 | 0.01503 | 0.016469 | 0.017735 | 0.019046 | 0.020323 | 0.021617 | 0.022699 | 0.023789 | 0.024819 | 0.025907 | 0.026785 | 0.027783
WA | Commercial | Lodging | New | Space Heating | Electric Room Heat | 0 | 0.053656 | 0.10702 | 0.16443 | 0.21857 | 0.271 | 0.3219 | 0.37205 | 0.41652 | 0.46162 | 0.5079 | 0.55652 | 0.59932 | 0.6436 | 0.68677 | 0.73048 | 0.76707 | 0.80388 | 0.83871 | 0.87547 | 0.90514 | 0.93887
WA | Commercial | Lodging | New | Space Heating | Packaged Terminal HP | 0 | 0.019517 | 0.038928 | 0.059808 | 0.079502 | 0.098573 | 0.11709 | 0.13533 | 0.1515 | 0.16791 | 0.18474 | 0.20243 | 0.21799 | 0.2341 | 0.24981 | 0.26571 | 0.27901 | 0.2924 | 0.30507 | 0.31844 | 0.32923 | 0.3415
WA | Commercial | Lodging | New | Space Heating | Air-Source Heat Pump | 0 | 0.0084691 | 0.016644 | 0.02544 | 0.033733 | 0.041765 | 0.049561 | 0.057244 | 0.064055 | 0.070964 | 0.078052 | 0.0855 | 0.092033 | 0.098797 | 0.10539 | 0.11207 | 0.11766 | 0.12329 | 0.12861 | 0.13423 | 0.13876 | 0.14392
WA | Commercial | Lodging | New | Space Heating | Geothermal Heat Pump | 0 | 0.0083349 | 0.016624 | 0.025542 | 0.033952 | 0.042097 | 0.050003 | 0.057793 | 0.064701 | 0.071708 | 0.078896 | 0.086448 | 0.093097 | 0.099976 | 0.10668 | 0.11347 | 0.11915 | 0.12487 | 0.13028 | 0.13599 | 0.1406 | 0.14584
WA | Commercial | Lodging | New | Ventilation | Ventilation | 0 | 0.040511 | 0.080751 | 0.12358 | 0.16477 | 0.20274 | 0.23989 | 0.2758 | 0.30988 | 0.34375 | 0.37874 | 0.41421 | 0.44873 | 0.48311 | 0.5168 | 0.54899 | 0.58014 | 0.60948 | 0.63734 | 0.66411 | 0.6904 | 0.7176
WA | Commercial | Lodging | New | Water Heating | Water Heater | 0 | 0.0046961 | 0.0092091 | 0.014013 | 0.018435 | 0.022751 | 0.027125 | 0.03113 | 0.034926 | 0.038693 | 0.042446 | 0.046252 | 0.049866 | 0.053414 | 0.056856 | 0.059775 | 0.062559 | 0.06514 | 0.067591 | 0.069717 | 0.071896 | 0.074192
WA | Commercial | Lodging | New | Interior Lighting | General Service Lighting | 0 | 0.054296 | 0.1083 | 0.16578 | 0.21054 | 0.25424 | 0.29507 | 0.33321 | 0.36824 | 0.39846 | 0.43017 | 0.46229 | 0.49428 | 0.52607 | 0.55357 | 0.57933 | 0.60378 | 0.62646 | 0.64814 | 0.66611 | 0.68433 | 0.70362
WA | Commercial | Lodging | New | Interior Lighting | Exempted Lighting | 0 | 0.00019606 | 0.00039106 | 0.00059862 | 0.00074665 | 0.00089115 | 0.0010195 | 0.0011344 | 0.0012357 | 0.0013205 | 0.0014123 | 0.0015065 | 0.0016044 | 0.0017032 | 0.0017856 | 0.0018548 | 0.0019215 | 0.0019834 | 0.0020487 | 0.0021132 | 0.002177 | 0.0022438
WA | Commercial | Lodging | New | Interior Lighting | High-Bay Lighting | 0 | 0.00066369 | 0.0013238 | 0.0020264 | 0.0027007 | 0.003359 | 0.0040031 | 0.0046258 | 0.0052162 | 0.0058004 | 0.0064039 | 0.0070157 | 0.00761 | 0.0082014 | 0.0087814 | 0.0093352 | 0.0098703 | 0.010378 | 0.010863 | 0.011335 | 0.011802 | 0.012284
WA | Commercial | Lodging | New | Interior Lighting | Linear Lighting | 0 | 0.020781 | 0.041449 | 0.06345 | 0.084048 | 0.10415 | 0.12383 | 0.14285 | 0.16088 | 0.17844 | 0.19657 | 0.21495 | 0.23282 | 0.25061 | 0.26787 | 0.28436 | 0.3003 | 0.31542 | 0.32988 | 0.34397 | 0.35764 | 0.37155
WA | Commercial | Lodging | New | Exterior Lighting | General Service Lighting | 0 | 0.003786 | 0.0075514 | 0.01156 | 0.014402 | 0.017089 | 0.019639 | 0.022128 | 0.0245 | 0.026409 | 0.028374 | 0.030341 | 0.03235 | 0.034345 | 0.035975 | 0.037493 | 0.038927 | 0.040245 | 0.041503 | 0.042477 | 0.043475 | 0.044544
WA | Commercial | Lodging | New | Exterior Lighting | Area Lighting | 0 | 0.0030986 | 0.0061804 | 0.0094608 | 0.012532 | 0.015531 | 0.018465 | 0.021301 | 0.02399 | 0.02661 | 0.029317 | 0.03206 | 0.034714 | 0.037345 | 0.039873 | 0.042282 | 0.044604 | 0.046801 | 0.048896 | 0.050933 | 0.052948 | 0.05503
WA | Commercial | Lodging | New | Exterior Lighting | Linear Lighting | 0 | 0.00099252 | 0.0019796 | 0.0030304 | 0.0040142 | 0.0049744 | 0.0059141 | 0.0068225 | 0.0076838 | 0.0085222 | 0.0093882 | 0.010266 | 0.011119 | 0.011969 | 0.012794 | 0.013581 | 0.014343 | 0.015065 | 0.015755 | 0.016428 | 0.017081 | 0.017745
WA | Commercial | Lodging | New | Refrigeration | Walk-in Refrigerator/Freezer | 0 | 0.00017419 | 0.00036981 | 0.00060254 | 0.00085564 | 0.0011334 | 0.0014383 | 0.0017695 | 0.0021242 | 0.0025153 | 0.0029568 | 0.0034488 | 0.003983 | 0.0045702 | 0.0052108 | 0.0058985 | 0.0066405 | 0.0074338 | 0.0082848 | 0.0092042 | 0.010203 | 0.011305
WA | Commercial | Lodging | New | Refrigeration | Reach-in Refrigerator/Freezer | 0 | 0.00269 | 0.005473 | 0.0085459 | 0.01163 | 0.014764 | 0.017955 | 0.021169 | 0.024355 | 0.027637 | 0.031135 | 0.034804 | 0.03852 | 0.042358 | 0.046284 | 0.05021 | 0.054172 | 0.058117 | 0.062073 | 0.066089 | 0.070208 | 0.074555
WA | Commercial | Lodging | New | Refrigeration | Glass Door Display | 0 | 0.0023287 | 0.0046598 | 0.0071563 | 0.0095787 | 0.011959 | 0.014305 | 0.016588 | 0.01877 | 0.020949 | 0.023212 | 0.02552 | 0.027779 | 0.030044 | 0.032288 | 0.03445 | 0.036557 | 0.038574 | 0.040521 | 0.042432 | 0.044334 | 0.046304
WA | Commercial | Lodging | New | Refrigeration | Open Display Case | 0 | 0.0066724 | 0.013352 | 0.020505 | 0.027446 | 0.034267 | 0.040987 | 0.04753 | 0.053782 | 0.060026 | 0.066509 | 0.073122 | 0.079596 | 0.086087 | 0.092516 | 0.098711 | 0.10475 | 0.11053 | 0.1161 | 0.12158 | 0.12703 | 0.13268
WA | Commercial | Lodging | New | Refrigeration | Icemaker | 0 | 0.016294 | 0.032604 | 0.050072 | 0.067021 | 0.083679 | 0.10009 | 0.11607 | 0.13133 | 0.14658 | 0.16241 | 0.17856 | 0.19437 | 0.21022 | 0.22592 | 0.24105 | 0.25579 | 0.2699 | 0.28352 | 0.29689 | 0.3102 | 0.32399
WA | Commercial | Lodging | New | Refrigeration | Vending Machine | 0 | 0.0037764 | 0.0075569 | 0.011605 | 0.015534 | 0.019395 | 0.023198 | 0.026901 | 0.03044 | 0.033974 | 0.037643 | 0.041386 | 0.04505 | 0.048724 | 0.052363 | 0.055869 | 0.059285 | 0.062556 | 0.065713 | 0.068812 | 0.071897 | 0.075092
WA | Commercial | Lodging | New | Food Preparation | Oven | 0 | 0.0030902 | 0.006321 | 0.009923 | 0.013577 | 0.017327 | 0.021186 | 0.025113 | 0.029047 | 0.033139 | 0.037534 | 0.042182 | 0.046936 | 0.05189 | 0.057004 | 0.062171 | 0.067437 | 0.072738 | 0.078106 | 0.083605 | 0.089293 | 0.095331
WA | Commercial | Lodging | New | Food Preparation | Fryer | 0 | 0.0033525 | 0.0066868 | 0.010236 | 0.013656 | 0.016995 | 0.020262 | 0.023421 | 0.026415 | 0.029386 | 0.032455 | 0.035566 | 0.038589 | 0.0416 | 0.044562 | 0.047392 | 0.050127 | 0.05272 | 0.055202 | 0.057618 | 0.060006 | 0.062469
WA | Commercial | Lodging | New | Food Preparation | Dishwasher | 0 | 0.0055969 | 0.011318 | 0.017565 | 0.023758 | 0.029976 | 0.036233 | 0.04246 | 0.048552 | 0.05476 | 0.061315 | 0.068122 | 0.074936 | 0.081901 | 0.088946 | 0.095903 | 0.10284 | 0.10966 | 0.11641 | 0.12318 | 0.13007 | 0.13728
WA | Commercial | Lodging | New | Food Preparation | Hot Food Container | 0 | 0.00045281 | 0.00091565 | 0.0014211 | 0.0019221 | 0.0024252 | 0.0029314 | 0.0034352 | 0.003928 | 0.0044303 | 0.0049606 | 0.0055113 | 0.0060626 | 0.0066261 | 0.0071961 | 0.0077589 | 0.0083202 | 0.0088718 | 0.0094179 | 0.0099661 | 0.010523 | 0.011106
WA | Commercial | Lodging | New | Food Preparation | Steamer | 0 | 0.0055362 | 0.011195 | 0.017374 | 0.023501 | 0.029651 | 0.035839 | 0.041999 | 0.048025 | 0.054165 | 0.060649 | 0.067382 | 0.074123 | 0.081012 | 0.087981 | 0.094862 | 0.10172 | 0.10847 | 0.11515 | 0.12185 | 0.12865 | 0.13579
WA | Commercial | Lodging | New | Food Preparation | Griddle | 0 | 0.0059016 | 0.011771 | 0.018019 | 0.02404 | 0.029918 | 0.035669 | 0.041228 | 0.0465 | 0.05173 | 0.057132 | 0.062608 | 0.067931 | 0.073231 | 0.078445 | 0.083426 | 0.088241 | 0.092807 | 0.097175 | 0.10143 | 0.10563 | 0.10997
WA | Commercial | Lodging | New | Office Equipment | Desktop Computer | 0 | 0.00065305 | 0.0012733 | 0.0019054 | 0.0024851 | 0.0030233 | 0.0035235 | 0.0039814 | 0.0043897 | 0.0047738 | 0.005154 | 0.0055213 | 0.0058563 | 0.0061716 | 0.0064627 | 0.0067188 | 0.0069471 | 0.0071426 | 0.007311 | 0.0074598 | 0.0075946 | 0.0077289
WA | Commercial | Lodging | New | Office Equipment | Laptop | 0 | 0.00086046 | 0.0017551 | 0.0027475 | 0.0037486 | 0.0047707 | 0.0058166 | 0.0068755 | 0.0079302 | 0.0090219 | 0.01019 | 0.011419 | 0.01267 | 0.013968 | 0.015302 | 0.016642 | 0.018001 | 0.019361 | 0.020731 | 0.022129 | 0.023568 | 0.025091
WA | Commercial | Lodging | New | Office Equipment | Server | 0 | 0.0056153 | 0.01138 | 0.017701 | 0.023997 | 0.030345 | 0.03676 | 0.043175 | 0.049479 | 0.055931 | 0.062766 | 0.06989 | 0.077053 | 0.084403 | 0.091869 | 0.099275 | 0.1067 | 0.11402 | 0.12131 | 0.12866 | 0.13615 | 0.14402
WA | Commercial | Lodging | New | Office Equipment | Monitor | 0 | 0.00013972 | 0.00027999 | 0.00043061 | 0.00057721 | 0.0007217 | 0.00086448 | 0.0010039 | 0.0011376 | 0.0012715 | 0.0014109 | 0.0015534 | 0.0016934 | 0.0018341 | 0.0019739 | 0.0021091 | 0.0022413 | 0.0023684 | 0.0024915 | 0.0026128 | 0.0027339 | 0.0028595
WA | Commercial | Lodging | New | Office Equipment | Printer/Copier/Fax | 0 | 0.0013162 | 0.0026486 | 0.0040904 | 0.0055058 | 0.0069128 | 0.0083149 | 0.0096964 | 0.011033 | 0.012383 | 0.013798 | 0.015255 | 0.016699 | 0.018162 | 0.019628 | 0.02106 | 0.022474 | 0.023847 | 0.025191 | 0.026527 | 0.027872 | 0.029274
WA | Commercial | Lodging | New | Office Equipment | POS Terminal | 0 | 0.0013175 | 0.0026279 | 0.0040227 | 0.0053669 | 0.0066791 | 0.007963 | 0.0092042 | 0.010381 | 0.011549 | 0.012755 | 0.013977 | 0.015165 | 0.016349 | 0.017513 | 0.018625 | 0.0197 | 0.020719 | 0.021694 | 0.022644 | 0.023582 | 0.02455
WA | Commercial | Lodging | New | Miscellaneous | Non-HVAC Motors | 0 | 0.021541 | 0.042966 | 0.065771 | 0.087748 | 0.1092 | 0.13019 | 0.15049 | 0.16973 | 0.18882 | 0.20854 | 0.22852 | 0.24795 | 0.2673 | 0.28633 | 0.30451 | 0.32208 | 0.33875 | 0.3547 | 0.37022 | 0.38556 | 0.40139
WA | Commercial | Lodging | New | Miscellaneous | Pool Pump | 0 | 0.0015239 | 0.0030396 | 0.0046529 | 0.0062077 | 0.0077254 | 0.0092104 | 0.010646 | 0.012007 | 0.013358 | 0.014753 | 0.016167 | 0.017541 | 0.01891 | 0.020256 | 0.021542 | 0.022786 | 0.023965 | 0.025093 | 0.026191 | 0.027276 | 0.028396
WA | Commercial | Lodging | New | Miscellaneous | Pool Heater | 0 | 0.0047787 | 0.0095314 | 0.01459 | 0.019466 | 0.024225 | 0.028882 | 0.033384 | 0.037652 | 0.041887 | 0.046261 | 0.050695 | 0.055005 | 0.059297 | 0.063519 | 0.067553 | 0.071451 | 0.075148 | 0.078685 | 0.082129 | 0.085533 | 0.089044
WA | Commercial | Lodging | New | Miscellaneous | Clothes Washer | 0 | 9.207e-05 | 0.00018364 | 0.00028111 | 0.00037505 | 0.00046674 | 0.00055646 | 0.0006432 | 0.00072544 | 0.00080703 | 0.0008913 | 0.00097674 | 0.0010598 | 0.0011425 | 0.0012238 | 0.0013015 | 0.0013766 | 0.0014479 | 0.001516 | 0.0015824 | 0.0016479 | 0.0017156
WA | Commercial | Lodging | New | Miscellaneous | Clothes Dryer | 0 | 0.00068679 | 0.0013699 | 0.0020969 | 0.0027976 | 0.0034816 | 0.0041509 | 0.0047979 | 0.0054114 | 0.00602 | 0.0066486 | 0.0072859 | 0.0079054 | 0.0085222 | 0.009129 | 0.0097087 | 0.010269 | 0.0108 | 0.011309 | 0.011804 | 0.012293 | 0.012797
WA | Commercial | Lodging | New | Miscellaneous | Electric Vehicle Chargers | 0 | 1.7473e-05 | 4.3618e-05 | 8.3005e-05 | 0.00013789 | 0.00021774 | 0.0003342 | 0.00050302 | 0.00074127 | 0.0010734 | 0.0015193 | 0.0021017 | 0.0028394 | 0.0037621 | 0.0048866 | 0.0061662 | 0.0076199 | 0.00922 | 0.010961 | 0.012866 | 0.015048 | 0.017576
WA | Commercial | Lodging | New | Miscellaneous | Other Miscellaneous | 0 | 0.05453 | 0.11225 | 0.17733 | 0.24417 | 0.3136 | 0.38585 | 0.46029 | 0.53577 | 0.61512 | 0.70112 | 0.79294 | 0.88791 | 0.98786 | 1.0921 | 1.1986 | 1.3084 | 1.4202 | 1.5347 | 1.6532 | 1.7769 | 1.9091
WA | Commercial | Lodging | New | Generation | Solar PV | 0 | -0.0033306 | -0.0080528 | -0.014568 | -0.023169 | -0.033779 | -0.047023 | -0.062595 | -0.080846 | -0.10312 | -0.1309 | -0.16165 | -0.19501 | -0.22977 | -0.26658 | -0.30439 | -0.34323 | -0.38159 | -0.41966 | -0.45851 | -0.49908 | -0.5443
WA | Commercial | Warehouse | Existing | Cooling | Air-Cooled Chiller | 0 | 0 | 0 | 0 | 0 | 0 | 0 | 0 | 0 | 0 | 0 | 0 | 0 | 0 | 0 | 0 | 0 | 0 | 0 | 0 | 0 | 0
WA | Commercial | Warehouse | Existing | Cooling | Water-Cooled Chiller | 0 | 0 | 0 | 0 | 0 | 0 | 0 | 0 | 0 | 0 | 0 | 0 | 0 | 0 | 0 | 0 | 0 | 0 | 0 | 0 | 0 | 0
WA | Commercial | Warehouse | Existing | Cooling | RTU | 7.1247 | 7.0018 | 6.8513 | 6.7007 | 6.5505 | 6.4442 | 6.3369 | 6.2289 | 6.1205 | 6.0119 | 5.9034 | 5.7952 | 5.6873 | 5.5831 | 5.4848 | 5.3984 | 5.3163 | 5.238 | 5.1632 | 5.0915 | 5.0225 | 4.9558
WA | Commercial | Warehouse | Existing | Cooling | Packaged Terminal AC | 0.45823 | 0.45033 | 0.44257 | 0.43494 | 0.42744 | 0.4229 | 0.41838 | 0.41389 | 0.40943 | 0.40499 | 0.40058 | 0.3962 | 0.39185 | 0.38752 | 0.38323 | 0.37943 | 0.37564 | 0.37187 | 0.3681 | 0.36436 | 0.36063 | 0.35691
WA | Commercial | Warehouse | Existing | Cooling | Packaged Terminal HP | 0.13149 | 0.12922 | 0.12699 | 0.1248 | 0.12265 | 0.12135 | 0.12005 | 0.11876 | 0.11748 | 0.11621 | 0.11495 | 0.11369 | 0.11244 | 0.1112 | 0.10996 | 0.10887 | 0.10779 | 0.1067 | 0.10563 | 0.10455 | 0.10348 | 0.10241
WA | Commercial | Warehouse | Existing | Cooling | Air-Source Heat Pump | 0.75207 | 0.7367 | 0.71939 | 0.70219 | 0.68516 | 0.67287 | 0.66063 | 0.64849 | 0.6365 | 0.62468 | 0.61308 | 0.60171 | 0.59076 | 0.58033 | 0.57039 | 0.56157 | 0.55312 | 0.54501 | 0.53719 | 0.52965 | 0.52237 | 0.51531
WA | Commercial | Warehouse | Existing | Cooling | Geothermal Heat Pump | 0 | 0 | 0 | 0 | 0 | 0 | 0 | 0 | 0 | 0 | 0 | 0 | 0 | 0 | 0 | 0 | 0 | 0 | 0 | 0 | 0 | 0
WA | Commercial | Warehouse | Existing | Space Heating | Electric Furnace | 0.77326 | 0.75993 | 0.74683 | 0.73665 | 0.7213 | 0.70625 | 0.6915 | 0.67953 | 0.66288 | 0.649 | 0.6354 | 0.62437 | 0.60902 | 0.59622 | 0.58369 | 0.5737 | 0.55975 | 0.54814 | 0.53676 | 0.52753 | 0.51468 | 0.50397
WA | Commercial | Warehouse | Existing | Space Heating | Electric Room Heat | 3.9834 | 3.9147 | 3.8472 | 3.7948 | 3.7157 | 3.6382 | 3.5622 | 3.5005 | 3.4148 | 3.3433 | 3.2732 | 3.2164 | 3.1373 | 3.0714 | 3.0068 | 2.9554 | 2.8835 | 2.8237 | 2.7651 | 2.7176 | 2.6513 | 2.5961
WA | Commercial | Warehouse | Existing | Space Heating | Packaged Terminal HP | 0.16072 | 0.15795 | 0.15522 | 0.15311 | 0.14992 | 0.14679 | 0.14372 | 0.14124 | 0.13777 | 0.13489 | 0.13206 | 0.12977 | 0.12658 | 0.12392 | 0.12131 | 0.11924 | 0.11634 | 0.11393 | 0.11156 | 0.10964 | 0.10697 | 0.10475
WA | Commercial | Warehouse | Existing | Space Heating | Air-Source Heat Pump | 1.0214 | 1.0038 | 0.9855 | 0.97102 | 0.94968 | 0.92872 | 0.90814 | 0.8912 | 0.86813 | 0.8487 | 0.82965 | 0.81397 | 0.79276 | 0.77504 | 0.75779 | 0.74399 | 0.72513 | 0.70942 | 0.6941 | 0.68164 | 0.66455 | 0.65031
WA | Commercial | Warehouse | Existing | Space Heating | Geothermal Heat Pump | 0 | 0 | 0 | 0 | 0 | 0 | 0 | 0 | 0 | 0 | 0 | 0 | 0 | 0 | 0 | 0 | 0 | 0 | 0 | 0 | 0 | 0
WA | Commercial | Warehouse | Existing | Ventilation | Ventilation | 17.0428 | 16.5672 | 16.0905 | 15.6164 | 15.1497 | 14.6607 | 14.182 | 13.7157 | 13.2637 | 12.8287 | 12.4104 | 12.01 | 11.6279 | 11.2648 | 10.921 | 10.5967 | 10.292 | 10.004 | 9.7311 | 9.4714 | 9.224 | 8.9899
WA | Commercial | Warehouse | Existing | Water Heating | Water Heater | 2.8723 | 2.7881 | 2.6996 | 2.6101 | 2.5171 | 2.4255 | 2.3337 | 2.245 | 2.1601 | 2.0752 | 1.9916 | 1.913 | 1.8414 | 1.776 | 1.7156 | 1.657 | 1.6025 | 1.5489 | 1.4987 | 1.4481 | 1.4008 | 1.3528
WA | Commercial | Warehouse | Existing | Interior Lighting | General Service Lighting | 2.4585 | 2.347 | 2.2102 | 2.0566 | 1.858 | 1.6514 | 1.4911 | 1.3641 | 1.2613 | 1.1734 | 1.1017 | 1.0418 | 0.99336 | 0.9517 | 0.91193 | 0.87626 | 0.84393 | 0.81438 | 0.78763 | 0.75902 | 0.73114 | 0.70426
WA | Commercial | Warehouse | Existing | Interior Lighting | Exempted Lighting | 0.00099401 | 0.00095098 | 0.00089217 | 0.00082399 | 0.00071763 | 0.00064489 | 0.00059082 | 0.00054694 | 0.00050851 | 0.00047519 | 0.00044727 | 0.00042299 | 0.00040474 | 0.00038938 | 0.00037351 | 0.00035755 | 0.00034211 | 0.00032751 | 0.00031619 | 0.0003063 | 0.00029719 | 0.00028853
WA | Commercial | Warehouse | Existing | Interior Lighting | High-Bay Lighting | 7.9291 | 7.7724 | 7.6176 | 7.4651 | 7.3131 | 7.1641 | 7.0182 | 6.8757 | 6.7367 | 6.6 | 6.467 | 6.3379 | 6.2127 | 6.0912 | 5.972 | 5.8562 | 5.7436 | 5.6339 | 5.5272 | 5.423 | 5.3216 | 5.2226
WA | Commercial | Warehouse | Existing | Interior Lighting | Linear Lighting | 14.6801 | 14.4168 | 14.1551 | 13.8959 | 13.6265 | 13.3596 | 13.0958 | 12.8356 | 12.5791 | 12.3168 | 12.0587 | 11.8051 | 11.5561 | 11.3116 | 11.0648 | 10.8228 | 10.5856 | 10.3531 | 10.1253 | 9.9022 | 9.6909 | 9.4889
WA | Commercial | Warehouse | Existing | Exterior Lighting | General Service Lighting | 7.2789 | 6.9486 | 6.5436 | 6.0887 | 5.4696 | 4.8165 | 4.3081 | 3.9163 | 3.6106 | 3.343 | 3.1219 | 2.9349 | 2.7876 | 2.6614 | 2.539 | 2.4295 | 2.3306 | 2.2403 | 2.1589 | 2.0708 | 1.9851 | 1.9024
WA | Commercial | Warehouse | Existing | Exterior Lighting | Area Lighting | 0.19995 | 0.1965 | 0.19312 | 0.18979 | 0.18631 | 0.18288 | 0.1795 | 0.17617 | 0.1729 | 0.16953 | 0.16621 | 0.16294 | 0.15976 | 0.15665 | 0.1535 | 0.15044 | 0.14745 | 0.14455 | 0.14171 | 0.13894 | 0.13624 | 0.13361
WA | Commercial | Warehouse | Existing | Exterior Lighting | Linear Lighting | 15.4435 | 15.1664 | 14.8912 | 14.6185 | 14.335 | 14.0543 | 13.7768 | 13.503 | 13.2332 | 12.9572 | 12.6858 | 12.419 | 12.157 | 11.8998 | 11.6402 | 11.3856 | 11.136 | 10.8915 | 10.6518 | 10.4171 | 10.1948 | 9.9823
WA | Commercial | Warehouse | Existing | Refrigeration | Walk-in Refrigerator/Freezer | 0.13665 | 0.14747 | 0.15916 | 0.17176 | 0.18537 | 0.20005 | 0.2159 | 0.233 | 0.25146 | 0.27137 | 0.29287 | 0.31607 | 0.34111 | 0.36813 | 0.39729 | 0.42876 | 0.46272 | 0.49937 | 0.53893 | 0.58162 | 0.62769 | 0.67741
WA | Commercial | Warehouse | Existing | Refrigeration | Reach-in Refrigerator/Freezer | 0.041268 | 0.043699 | 0.046274 | 0.049 | 0.051887 | 0.054945 | 0.058182 | 0.06161 | 0.06524 | 0.069084 | 0.073154 | 0.077464 | 0.082028 | 0.086861 | 0.091979 | 0.097398 | 0.10314 | 0.10921 | 0.11565 | 0.12246 | 0.12968 | 0.13732
WA | Commercial | Warehouse | Existing | Refrigeration | Glass Door Display | 0.90728 | 0.91126 | 0.91526 | 0.91928 | 0.92332 | 0.92737 | 0.93144 | 0.93553 | 0.93963 | 0.94376 | 0.9479 | 0.95206 | 0.95624 | 0.96044 | 0.96465 | 0.96889 | 0.97314 | 0.97741 | 0.9817 | 0.98601 | 0.99034 | 0.99469
WA | Commercial | Warehouse | Existing | Refrigeration | Open Display Case | 1.2998 | 1.3055 | 1.3113 | 1.317 | 1.3228 | 1.3286 | 1.3344 | 1.3403 | 1.3462 | 1.3521 | 1.358 | 1.364 | 1.37 | 1.376 | 1.382 | 1.3881 | 1.3942 | 1.4003 | 1.4064 | 1.4126 | 1.4188 | 1.425
WA | Commercial | Warehouse | Existing | Refrigeration | Icemaker | 1.058 | 1.0627 | 1.0673 | 1.072 | 1.0767 | 1.0815 | 1.0862 | 1.091 | 1.0958 | 1.1006 | 1.1054 | 1.1102 | 1.1151 | 1.12 | 1.1249 | 1.1299 | 1.1348 | 1.1398 | 1.1448 | 1.1498 | 1.1549 | 1.16
WA | Commercial | Warehouse | Existing | Refrigeration | Vending Machine | 0.44141 | 0.4476 | 0.45388 | 0.46024 | 0.4667 | 0.47325 | 0.47989 | 0.48662 | 0.49345 | 0.50037 | 0.50739 | 0.51451 | 0.52173 | 0.52905 | 0.53647 | 0.54399 | 0.55163 | 0.55936 | 0.56721 | 0.57517 | 0.58324 | 0.59142
WA | Commercial | Warehouse | Existing | Food Preparation | Oven | 0.070511 | 0.069295 | 0.0681 | 0.066926 | 0.065772 | 0.064638 | 0.063524 | 0.062429 | 0.061352 | 0.060294 | 0.059255 | 0.058233 | 0.057229 | 0.056242 | 0.055273 | 0.05432 | 0.053383 | 0.052463 | 0.051558 | 0.050669 | 0.049796 | 0.048937
WA | Commercial | Warehouse | Existing | Food Preparation | Fryer | 0.051552 | 0.050663 | 0.04979 | 0.048931 | 0.048087 | 0.047258 | 0.046444 | 0.045643 | 0.044856 | 0.044082 | 0.043322 | 0.042576 | 0.041841 | 0.04112 | 0.040411 | 0.039714 | 0.03903 | 0.038357 | 0.037695 | 0.037045 | 0.036407 | 0.035779
WA | Commercial | Warehouse | Existing | Food Preparation | Dishwasher | 0.052693 | 0.051785 | 0.050892 | 0.050015 | 0.049152 | 0.048305 | 0.047472 | 0.046653 | 0.045849 | 0.045059 | 0.044282 | 0.043518 | 0.042768 | 0.042031 | 0.041306 | 0.040594 | 0.039894 | 0.039206 | 0.03853 | 0.037866 | 0.037213 | 0.036571
WA | Commercial | Warehouse | Existing | Food Preparation | Hot Food Container | 0.0048035 | 0.0047207 | 0.0046393 | 0.0045593 | 0.0044807 | 0.0044034 | 0.0043275 | 0.0042529 | 0.0041796 | 0.0041075 | 0.0040367 | 0.0039671 | 0.0038987 | 0.0038315 | 0.0037654 | 0.0037005 | 0.0036367 | 0.003574 | 0.0035124 | 0.0034518 | 0.0033923 | 0.0033338
WA | Commercial | Warehouse | Existing | Food Preparation | Steamer | 0.058729 | 0.057716 | 0.056721 | 0.055743 | 0.054782 | 0.053837 | 0.052909 | 0.051997 | 0.0511 | 0.050219 | 0.049354 | 0.048503 | 0.047666 | 0.046845 | 0.046037 | 0.045243 | 0.044463 | 0.043697 | 0.042943 | 0.042203 | 0.041475 | 0.04076
WA | Commercial | Warehouse | Existing | Food Preparation | Griddle | 0.063472 | 0.062378 | 0.061302 | 0.060245 | 0.059206 | 0.058186 | 0.057182 | 0.056197 | 0.055228 | 0.054275 | 0.05334 | 0.05242 | 0.051516 | 0.050628 | 0.049755 | 0.048897 | 0.048054 | 0.047226 | 0.046411 | 0.045611 | 0.044825 | 0.044052
WA | Commercial | Warehouse | Existing | Office Equipment | Desktop Computer | 0.19796 | 0.19018 | 0.18271 | 0.17553 | 0.16863 | 0.16201 | 0.15564 | 0.14953 | 0.14365 | 0.13801 | 0.13258 | 0.12737 | 0.12237 | 0.11756 | 0.11294 | 0.1085 | 0.10424 | 0.10014 | 0.09621 | 0.092429 | 0.088798 | 0.085309
WA | Commercial | Warehouse | Existing | Office Equipment | Laptop | 0.049669 | 0.049918 | 0.050168 | 0.050419 | 0.050672 | 0.050926 | 0.051181 | 0.051438 | 0.051696 | 0.051955 | 0.052215 | 0.052477 | 0.05274 | 0.053004 | 0.05327 | 0.053537 | 0.053805 | 0.054075 | 0.054346 | 0.054618 | 0.054892 | 0.055167
WA | Commercial | Warehouse | Existing | Office Equipment | Server | 4.7989 | 4.8208 | 4.8427 | 4.8648 | 4.8869 | 4.9092 | 4.9315 | 4.954 | 4.9766 | 4.9992 | 5.022 | 5.0449 | 5.0678 | 5.0909 | 5.1141 | 5.1374 | 5.1608 | 5.1843 | 5.2079 | 5.2316 | 5.2554 | 5.2793
WA | Commercial | Warehouse | Existing | Office Equipment | Monitor | 0.04121 | 0.04069 | 0.040176 | 0.039669 | 0.039168 | 0.038674 | 0.038186 | 0.037704 | 0.037228 | 0.036758 | 0.036294 | 0.035836 | 0.035384 | 0.034937 | 0.034496 | 0.034061 | 0.033631 | 0.033206 | 0.032787 | 0.032373 | 0.031965 | 0.031561
WA | Commercial | Warehouse | Existing | Office Equipment | Printer/Copier/Fax | 0.1933 | 0.19303 | 0.19275 | 0.19248 | 0.19221 | 0.19194 | 0.19167 | 0.19139 | 0.19112 | 0.19085 | 0.19058 | 0.19031 | 0.19004 | 0.18978 | 0.18951 | 0.18924 | 0.18897 | 0.1887 | 0.18844 | 0.18817 | 0.1879 | 0.18764
WA | Commercial | Warehouse | Existing | Office Equipment | POS Terminal | 0.11961 | 0.1177 | 0.11582 | 0.11397 | 0.11215 | 0.11035 | 0.10859 | 0.10685 | 0.10515 | 0.10347 | 0.10181 | 0.10018 | 0.098582 | 0.097006 | 0.095455 | 0.093929 | 0.092428 | 0.09095 | 0.089496 | 0.088066 | 0.086658 | 0.085272
WA | Commercial | Warehouse | Existing | Miscellaneous | Non-HVAC Motors | 4.2912 | 4.2172 | 4.1445 | 4.073 | 4.0028 | 3.9338 | 3.866 | 3.7993 | 3.7338 | 3.6694 | 3.6062 | 3.544 | 3.4829 | 3.4228 | 3.3638 | 3.3058 | 3.2488 | 3.1928 | 3.1378 | 3.0837 | 3.0305 | 2.9782
WA | Commercial | Warehouse | Existing | Miscellaneous | Pool Pump | 0 | 0 | 0 | 0 | 0 | 0 | 0 | 0 | 0 | 0 | 0 | 0 | 0 | 0 | 0 | 0 | 0 | 0 | 0 | 0 | 0 | 0
WA | Commercial | Warehouse | Existing | Miscellaneous | Pool Heater | 0 | 0 | 0 | 0 | 0 | 0 | 0 | 0 | 0 | 0 | 0 | 0 | 0 | 0 | 0 | 0 | 0 | 0 | 0 | 0 | 0 | 0
WA | Commercial | Warehouse | Existing | Miscellaneous | Clothes Washer | 0 | 0 | 0 | 0 | 0 | 0 | 0 | 0 | 0 | 0 | 0 | 0 | 0 | 0 | 0 | 0 | 0 | 0 | 0 | 0 | 0 | 0
WA | Commercial | Warehouse | Existing | Miscellaneous | Clothes Dryer | 0 | 0 | 0 | 0 | 0 | 0 | 0 | 0 | 0 | 0 | 0 | 0 | 0 | 0 | 0 | 0 | 0 | 0 | 0 | 0 | 0 | 0
WA | Commercial | Warehouse | Existing | Miscellaneous | Electric Vehicle Chargers | 0 | 0 | 0 | 0 | 0 | 0 | 0 | 0 | 0 | 0 | 0 | 0 | 0 | 0 | 0 | 0 | 0 | 0 | 0 | 0 | 0 | 0
WA | Commercial | Warehouse | Existing | Miscellaneous | Other Miscellaneous | 12.1861 | 12.4318 | 12.6824 | 12.9381 | 13.199 | 13.4651 | 13.7365 | 14.0135 | 14.296 | 14.5843 | 14.8783 | 15.1783 | 15.4843 | 15.7965 | 16.115 | 16.4399 | 16.7713 | 17.1095 | 17.4544 | 17.8063 | 18.1653 | 18.5316
WA | Commercial | Warehouse | Existing | Generation | Solar PV | -1.4985 | -1.5227 | -1.814 | -2.1068 | -2.4681 | -2.8416 | -3.2608 | -3.6905 | -4.1533 | -4.6798 | -5.2863 | -5.8542 | -6.3969 | -6.871 | -7.3137 | -7.7169 | -8.0851 | -8.399 | -8.6696 | -8.9186 | -9.1606 | -9.4312
WA | Commercial | Warehouse | New | Cooling | Air-Cooled Chiller | 0 | 0 | 0 | 0 | 0 | 0 | 0 | 0 | 0 | 0 | 0 | 0 | 0 | 0 | 0 | 0 | 0 | 0 | 0 | 0 | 0 | 0
WA | Commercial | Warehouse | New | Cooling | Water-Cooled Chiller | 0 | 0 | 0 | 0 | 0 | 0 | 0 | 0 | 0 | 0 | 0 | 0 | 0 | 0 | 0 | 0 | 0 | 0 | 0 | 0 | 0 | 0
WA | Commercial | Warehouse | New | Cooling | RTU | 0 | 0.12705 | 0.23695 | 0.35311 | 0.46507 | 0.57816 | 0.69023 | 0.80011 | 0.90599 | 1.0122 | 1.1225 | 1.2353 | 1.3463 | 1.4561 | 1.5655 | 1.6739 | 1.7806 | 1.8838 | 1.9845 | 2.0842 | 2.184 | 2.2874
WA | Commercial | Warehouse | New | Cooling | Packaged Terminal AC | 0 | 0.010722 | 0.021362 | 0.032607 | 0.043448 | 0.054386 | 0.065226 | 0.075853 | 0.086094 | 0.096364 | 0.10703 | 0.11794 | 0.12868 | 0.13949 | 0.15024 | 0.16087 | 0.17132 | 0.18143 | 0.19128 | 0.20101 | 0.21076 | 0.22084
WA | Commercial | Warehouse | New | Cooling | Packaged Terminal HP | 0 | 0.0030765 | 0.0061296 | 0.0093565 | 0.012467 | 0.015606 | 0.018716 | 0.021766 | 0.024704 | 0.027651 | 0.030713 | 0.033843 | 0.036925 | 0.040025 | 0.043111 | 0.046161 | 0.049159 | 0.05206 | 0.054886 | 0.05768 | 0.060476 | 0.06337
WA | Commercial | Warehouse | New | Cooling | Air-Source Heat Pump | 0 | 0.012585 | 0.023922 | 0.035905 | 0.047456 | 0.059119 | 0.070677 | 0.082009 | 0.092929 | 0.10388 | 0.11526 | 0.12689 | 0.13823 | 0.14965 | 0.16102 | 0.17227 | 0.18333 | 0.19404 | 0.20447 | 0.21479 | 0.22512 | 0.23582
WA | Commercial | Warehouse | New | Cooling | Geothermal Heat Pump | 0 | 0 | 0 | 0 | 0 | 0 | 0 | 0 | 0 | 0 | 0 | 0 | 0 | 0 | 0 | 0 | 0 | 0 | 0 | 0 | 0 | 0
WA | Commercial | Warehouse | New | Space Heating | Electric Furnace | 0 | 0.018093 | 0.036048 | 0.055227 | 0.073318 | 0.090825 | 0.1078 | 0.12453 | 0.13939 | 0.15442 | 0.16978 | 0.18586 | 0.2 | 0.21461 | 0.22883 | 0.24324 | 0.25529 | 0.26743 | 0.27891 | 0.29104 | 0.30079 | 0.31183
WA | Commercial | Warehouse | New | Space Heating | Electric Room Heat | 0 | 0.093202 | 0.1857 | 0.2845 | 0.37769 | 0.46788 | 0.55534 | 0.64153 | 0.71804 | 0.7955 | 0.87459 | 0.95745 | 1.0303 | 1.1055 | 1.1788 | 1.253 | 1.3151 | 1.3776 | 1.4368 | 1.4993 | 1.5495 | 1.6064
WA | Commercial | Warehouse | New | Space Heating | Packaged Terminal HP | 0 | 0.0037604 | 0.0074922 | 0.011478 | 0.015239 | 0.018877 | 0.022406 | 0.025884 | 0.028971 | 0.032096 | 0.035287 | 0.03863 | 0.041569 | 0.044605 | 0.04756 | 0.050556 | 0.053059 | 0.055583 | 0.05797 | 0.06049 | 0.062516 | 0.064812
WA | Commercial | Warehouse | New | Space Heating | Air-Source Heat Pump | 0 | 0.023898 | 0.046917 | 0.071508 | 0.094699 | 0.11714 | 0.13891 | 0.16036 | 0.17939 | 0.19867 | 0.21835 | 0.23897 | 0.25703 | 0.2757 | 0.29387 | 0.31231 | 0.3277 | 0.34323 | 0.35792 | 0.37343 | 0.3859 | 0.40004
WA | Commercial | Warehouse | New | Space Heating | Geothermal Heat Pump | 0 | 0 | 0 | 0 | 0 | 0 | 0 | 0 | 0 | 0 | 0 | 0 | 0 | 0 | 0 | 0 | 0 | 0 | 0 | 0 | 0 | 0
WA | Commercial | Warehouse | New | Ventilation | Ventilation | 0 | 0.30092 | 0.59955 | 0.91518 | 1.2209 | 1.4941 | 1.7613 | 2.0196 | 2.2648 | 2.5084 | 2.7589 | 3.012 | 3.2579 | 3.5024 | 3.7425 | 3.972 | 4.1937 | 4.4022 | 4.5997 | 4.7895 | 4.975 | 5.1665
WA | Commercial | Warehouse | New | Water Heating | Water Heater | 0 | 0.052179 | 0.10297 | 0.15665 | 0.20637 | 0.25487 | 0.30112 | 0.34583 | 0.38828 | 0.42874 | 0.46907 | 0.50983 | 0.54836 | 0.5859 | 0.62205 | 0.65413 | 0.68468 | 0.71119 | 0.7362 | 0.75722 | 0.77877 | 0.79851
WA | Commercial | Warehouse | New | Interior Lighting | General Service Lighting | 0 | 0.033371 | 0.066488 | 0.10149 | 0.12876 | 0.15535 | 0.18017 | 0.20334 | 0.22466 | 0.243 | 0.26215 | 0.28148 | 0.30074 | 0.31982 | 0.3363 | 0.35174 | 0.36639 | 0.37998 | 0.39298 | 0.40371 | 0.41456 | 0.42602
WA | Commercial | Warehouse | New | Interior Lighting | Exempted Lighting | 0 | 1.5859e-05 | 3.1598e-05 | 4.8233e-05 | 6.0099e-05 | 7.1674e-05 | 8.1932e-05 | 9.1117e-05 | 9.9224e-05 | 0.00010599 | 0.00011327 | 0.00012072 | 0.00012846 | 0.00013626 | 0.00014275 | 0.00014818 | 0.00015342 | 0.00015829 | 0.00016345 | 0.00016853 | 0.00017355 | 0.00017878
WA | Commercial | Warehouse | New | Interior Lighting | High-Bay Lighting | 0 | 0.16038 | 0.31955 | 0.48777 | 0.64708 | 0.80247 | 0.95438 | 1.1012 | 1.2407 | 1.3772 | 1.5177 | 1.6596 | 1.7971 | 1.9333 | 2.0653 | 2.1913 | 2.3129 | 2.4281 | 2.5381 | 2.6451 | 2.7507 | 2.8593
WA | Commercial | Warehouse | New | Interior Lighting | Linear Lighting | 0 | 0.33131 | 0.66009 | 1.0076 | 1.333 | 1.6505 | 1.9608 | 2.2608 | 2.5456 | 2.8223 | 3.1069 | 3.3944 | 3.6737 | 3.9513 | 4.2204 | 4.4775 | 4.726 | 4.9618 | 5.1875 | 5.4071 | 5.6198 | 5.8353
WA | Commercial | Warehouse | New | Exterior Lighting | General Service Lighting | 0 | 0.098781 | 0.19681 | 0.30042 | 0.37388 | 0.44327 | 0.50907 | 0.57327 | 0.63457 | 0.68373 | 0.73408 | 0.78432 | 0.83562 | 0.88643 | 0.92785 | 0.96641 | 1.0028 | 1.0364 | 1.0683 | 1.0929 | 1.1181 | 1.145
WA | Commercial | Warehouse | New | Exterior Lighting | Area Lighting | 0 | 0.0046784 | 0.0093212 | 0.014228 | 0.018824 | 0.023307 | 0.02769 | 0.031927 | 0.035949 | 0.03986 | 0.043882 | 0.047946 | 0.051875 | 0.055762 | 0.059493 | 0.063048 | 0.066475 | 0.069719 | 0.072815 | 0.075821 | 0.07879 | 0.081845
WA | Commercial | Warehouse | New | Exterior Lighting | Linear Lighting | 0 | 0.34853 | 0.69442 | 1.06 | 1.4023 | 1.7363 | 2.0628 | 2.3784 | 2.678 | 2.9691 | 3.2684 | 3.5709 | 3.8647 | 4.1568 | 4.4398 | 4.7103 | 4.9717 | 5.2198 | 5.4573 | 5.6883 | 5.9121 | 6.1388
WA | Commercial | Warehouse | New | Refrigeration | Walk-in Refrigerator/Freezer | 0 | 0.0035111 | 0.0076821 | 0.012877 | 0.018842 | 0.025727 | 0.033658 | 0.042701 | 0.052875 | 0.064571 | 0.078254 | 0.094087 | 0.11202 | 0.13251 | 0.15575 | 0.18179 | 0.21103 | 0.24364 | 0.28004 | 0.32088 | 0.36683 | 0.41915
WA | Commercial | Warehouse | New | Refrigeration | Reach-in Refrigerator/Freezer | 0 | 0.0010404 | 0.0022335 | 0.0036736 | 0.0052742 | 0.007066 | 0.0090705 | 0.011291 | 0.013718 | 0.016438 | 0.019547 | 0.023059 | 0.026938 | 0.031265 | 0.036059 | 0.041296 | 0.047038 | 0.053284 | 0.060094 | 0.067562 | 0.075786 | 0.084967
WA | Commercial | Warehouse | New | Refrigeration | Glass Door Display | 0 | 0.021567 | 0.043657 | 0.067705 | 0.091654 | 0.11578 | 0.14014 | 0.16449 | 0.18844 | 0.2129 | 0.23871 | 0.26553 | 0.29248 | 0.32008 | 0.34808 | 0.37587 | 0.40369 | 0.43118 | 0.45852 | 0.48607 | 0.51411 | 0.54348
WA | Commercial | Warehouse | New | Refrigeration | Open Display Case | 0 | 0.030898 | 0.062546 | 0.096997 | 0.13131 | 0.16587 | 0.20077 | 0.23565 | 0.26996 | 0.30501 | 0.34198 | 0.38041 | 0.41902 | 0.45856 | 0.49868 | 0.53849 | 0.57835 | 0.61773 | 0.65691 | 0.69637 | 0.73653 | 0.77861
WA | Commercial | Warehouse | New | Refrigeration | Icemaker | 0 | 0.025151 | 0.050911 | 0.078954 | 0.10688 | 0.13502 | 0.16342 | 0.19182 | 0.21975 | 0.24827 | 0.27837 | 0.30965 | 0.34108 | 0.37326 | 0.40592 | 0.43832 | 0.47076 | 0.50282 | 0.53471 | 0.56683 | 0.59953 | 0.63378
WA | Commercial | Warehouse | New | Refrigeration | Vending Machine | 0 | 0.010493 | 0.02124 | 0.032939 | 0.044591 | 0.056329 | 0.06818 | 0.080025 | 0.091677 | 0.10358 | 0.11613 | 0.12918 | 0.1423 | 0.15572 | 0.16935 | 0.18286 | 0.1964 | 0.20978 | 0.22308 | 0.23648 | 0.25012 | 0.26441
WA | Commercial | Warehouse | New | Food Preparation | Oven | 0 | 0.0017708 | 0.003787 | 0.0062047 | 0.008874 | 0.011843 | 0.015144 | 0.01878 | 0.022729 | 0.02713 | 0.032138 | 0.037768 | 0.043951 | 0.050816 | 0.058382 | 0.066604 | 0.075574 | 0.08528 | 0.095811 | 0.1073 | 0.1199 | 0.13391
WA | Commercial | Warehouse | New | Food Preparation | Fryer | 0 | 0.0012062 | 0.0024032 | 0.0036684 | 0.0048879 | 0.0060775 | 0.0072405 | 0.0083648 | 0.0094321 | 0.010489 | 0.011576 | 0.012674 | 0.013741 | 0.014801 | 0.015843 | 0.016838 | 0.0178 | 0.018714 | 0.019588 | 0.020438 | 0.021277 | 0.022139
WA | Commercial | Warehouse | New | Food Preparation | Dishwasher | 0 | 0.0013233 | 0.0028301 | 0.0046369 | 0.0066316 | 0.0088505 | 0.011318 | 0.014034 | 0.016986 | 0.020275 | 0.024017 | 0.028224 | 0.032845 | 0.037975 | 0.04363 | 0.049773 | 0.056477 | 0.063731 | 0.071601 | 0.080189 | 0.089605 | 0.10007
WA | Commercial | Warehouse | New | Food Preparation | Hot Food Container | 0 | 0.00012064 | 0.00025799 | 0.00042269 | 0.00060453 | 0.00080681 | 0.0010317 | 0.0012793 | 0.0015484 | 0.0018482 | 0.0021894 | 0.0025729 | 0.0029941 | 0.0034618 | 0.0039773 | 0.0045373 | 0.0051484 | 0.0058097 | 0.0065271 | 0.00731 | 0.0081684 | 0.0091228
WA | Commercial | Warehouse | New | Food Preparation | Steamer | 0 | 0.0014749 | 0.0031542 | 0.0051679 | 0.0073912 | 0.0098642 | 0.012614 | 0.015642 | 0.018931 | 0.022597 | 0.026768 | 0.031457 | 0.036607 | 0.042325 | 0.048627 | 0.055474 | 0.062946 | 0.07103 | 0.079802 | 0.089374 | 0.099868 | 0.11154
WA | Commercial | Warehouse | New | Food Preparation | Griddle | 0 | 0.0014851 | 0.0029589 | 0.0045166 | 0.0060181 | 0.0074828 | 0.0089147 | 0.010299 | 0.011613 | 0.012914 | 0.014252 | 0.015604 | 0.016918 | 0.018223 | 0.019506 | 0.020732 | 0.021916 | 0.023041 | 0.024117 | 0.025163 | 0.026196 | 0.027258
WA | Commercial | Warehouse | New | Office Equipment | Desktop Computer | 0 | 0.0045279 | 0.008819 | 0.01316 | 0.017141 | 0.020835 | 0.024264 | 0.027403 | 0.030206 | 0.032837 | 0.035426 | 0.037917 | 0.040186 | 0.042316 | 0.044278 | 0.046004 | 0.047541 | 0.048859 | 0.049993 | 0.050993 | 0.051895 | 0.052786
WA | Commercial | Warehouse | New | Office Equipment | Laptop | 0 | 0.0011884 | 0.0024215 | 0.00378 | 0.0051506 | 0.0065492 | 0.0079791 | 0.0094268 | 0.01087 | 0.012362 | 0.013952 | 0.015621 | 0.01732 | 0.019079 | 0.020884 | 0.022699 | 0.024539 | 0.026382 | 0.02824 | 0.030133 | 0.03208 | 0.034135
WA | Commercial | Warehouse | New | Office Equipment | Server | 0 | 0.11409 | 0.23098 | 0.35825 | 0.48504 | 0.6128 | 0.74182 | 0.87081 | 0.99773 | 1.1274 | 1.2642 | 1.4065 | 1.5494 | 1.6959 | 1.8444 | 1.9919 | 2.1396 | 2.2856 | 2.4309 | 2.5773 | 2.7263 | 2.8824
WA | Commercial | Warehouse | New | Office Equipment | Monitor | 0 | 0.00096875 | 0.0019392 | 0.002974 | 0.0039813 | 0.0049736 | 0.0059531 | 0.0069099 | 0.0078282 | 0.0087462 | 0.0096977 | 0.010668 | 0.01162 | 0.012575 | 0.013524 | 0.014441 | 0.015338 | 0.016201 | 0.017037 | 0.01786 | 0.018681 | 0.019529
WA | Commercial | Warehouse | New | Office Equipment | Printer/Copier/Fax | 0 | 0.004563 | 0.0091721 | 0.014125 | 0.018988 | 0.023819 | 0.02863 | 0.033369 | 0.037962 | 0.04259 | 0.04742 | 0.052381 | 0.057295 | 0.062265 | 0.06724 | 0.0721 | 0.076897 | 0.081561 | 0.086129 | 0.090666 | 0.095227 | 0.099965
WA | Commercial | Warehouse | New | Office Equipment | POS Terminal | 0 | 0.0027987 | 0.0055761 | 0.0085116 | 0.011341 | 0.014102 | 0.0168 | 0.019409 | 0.021885 | 0.024337 | 0.026859 | 0.029407 | 0.031882 | 0.034342 | 0.036759 | 0.03907 | 0.041302 | 0.043421 | 0.045448 | 0.047421 | 0.049368 | 0.051368
WA | Commercial | Warehouse | New | Miscellaneous | Non-HVAC Motors | 0 | 0.1004 | 0.20004 | 0.30536 | 0.40687 | 0.50589 | 0.6027 | 0.69628 | 0.78513 | 0.8731 | 0.96355 | 1.055 | 1.1438 | 1.232 | 1.3187 | 1.4016 | 1.4817 | 1.5577 | 1.6305 | 1.7012 | 1.7711 | 1.8428
WA | Commercial | Warehouse | New | Miscellaneous | Pool Pump | 0 | 0 | 0 | 0 | 0 | 0 | 0 | 0 | 0 | 0 | 0 | 0 | 0 | 0 | 0 | 0 | 0 | 0 | 0 | 0 | 0 | 0
WA | Commercial | Warehouse | New | Miscellaneous | Pool Heater | 0 | 0 | 0 | 0 | 0 | 0 | 0 | 0 | 0 | 0 | 0 | 0 | 0 | 0 | 0 | 0 | 0 | 0 | 0 | 0 | 0 | 0
WA | Commercial | Warehouse | New | Miscellaneous | Clothes Washer | 0 | 0 | 0 | 0 | 0 | 0 | 0 | 0 | 0 | 0 | 0 | 0 | 0 | 0 | 0 | 0 | 0 | 0 | 0 | 0 | 0 | 0
WA | Commercial | Warehouse | New | Miscellaneous | Clothes Dryer | 0 | 0 | 0 | 0 | 0 | 0 | 0 | 0 | 0 | 0 | 0 | 0 | 0 | 0 | 0 | 0 | 0 | 0 | 0 | 0 | 0 | 0
WA | Commercial | Warehouse | New | Miscellaneous | Electric Vehicle Chargers | 0 | 0 | 0 | 0 | 0 | 0 | 0 | 0 | 0 | 0 | 0 | 0 | 0 | 0 | 0 | 0 | 0 | 0 | 0 | 0 | 0 | 0
WA | Commercial | Warehouse | New | Miscellaneous | Other Miscellaneous | 0 | 0.29426 | 0.60506 | 0.95318 | 1.3108 | 1.682 | 2.068 | 2.4657 | 2.8693 | 3.2931 | 3.7507 | 4.238 | 4.742 | 5.2715 | 5.8233 | 6.3876 | 6.9688 | 7.5611 | 8.1677 | 8.7952 | 9.4496 | 10.1473
WA | Commercial | Warehouse | New | Generation | Solar PV | 0 | -0.036252 | -0.087557 | -0.15795 | -0.25088 | -0.36544 | -0.50835 | -0.67635 | -0.87334 | -1.1135 | -1.4125 | -1.7427 | -2.1007 | -2.4732 | -2.8673 | -3.2719 | -3.6874 | -4.0977 | -4.505 | -4.9203 | -5.3536 | -5.8357
WA | Commercial | Warehouse, Controlled Atm. | Existing | Cooling | Air-Cooled Chiller | 8.7735 | 8.6211 | 8.4713 | 8.324 | 8.1792 | 8.0911 | 8.0035 | 7.9163 | 7.8298 | 7.7437 | 7.6583 | 7.5734 | 7.4892 | 7.4056 | 7.3226 | 7.2492 | 7.1762 | 7.1034 | 7.031 | 6.9589 | 6.8872 | 6.8158
WA | Commercial | Warehouse, Controlled Atm. | Existing | Cooling | Water-Cooled Chiller | 1.1293 | 1.11 | 1.091 | 1.0724 | 1.054 | 1.043 | 1.0321 | 1.0212 | 1.0103 | 0.99952 | 0.9888 | 0.97813 | 0.96752 | 0.95697 | 0.94648 | 0.93721 | 0.92795 | 0.91872 | 0.90951 | 0.90032 | 0.89117 | 0.88204
WA | Commercial | Warehouse, Controlled Atm. | Existing | Cooling | RTU | 10.7213 | 10.5364 | 10.3099 | 10.0833 | 9.8573 | 9.6973 | 9.5358 | 9.3733 | 9.2102 | 9.0469 | 8.8836 | 8.7206 | 8.5583 | 8.4015 | 8.2535 | 8.1235 | 8 | 7.8823 | 7.7697 | 7.6617 | 7.5578 | 7.4576
WA | Commercial | Warehouse, Controlled Atm. | Existing | Cooling | Packaged Terminal AC | 0.63304 | 0.62213 | 0.6114 | 0.60086 | 0.5905 | 0.58423 | 0.57799 | 0.57179 | 0.56562 | 0.55949 | 0.5534 | 0.54735 | 0.54133 | 0.53536 | 0.52942 | 0.52417 | 0.51894 | 0.51373 | 0.50853 | 0.50336 | 0.4982 | 0.49307
WA | Commercial | Warehouse, Controlled Atm. | Existing | Cooling | Packaged Terminal HP | 0.064546 | 0.063434 | 0.06234 | 0.061265 | 0.060209 | 0.059569 | 0.058933 | 0.058301 | 0.057672 | 0.057047 | 0.056426 | 0.055809 | 0.055196 | 0.054586 | 0.053981 | 0.053446 | 0.052912 | 0.052381 | 0.051851 | 0.051323 | 0.050798 | 0.050274
WA | Commercial | Warehouse, Controlled Atm. | Existing | Cooling | Air-Source Heat Pump | 1.0112 | 0.99057 | 0.96729 | 0.94416 | 0.92126 | 0.90474 | 0.88828 | 0.87196 | 0.85583 | 0.83994 | 0.82434 | 0.80905 | 0.79433 | 0.78031 | 0.76694 | 0.75509 | 0.74373 | 0.73281 | 0.72231 | 0.71217 | 0.70237 | 0.69288
WA | Commercial | Warehouse, Controlled Atm. | Existing | Cooling | Geothermal Heat Pump | 0 | 0 | 0 | 0 | 0 | 0 | 0 | 0 | 0 | 0 | 0 | 0 | 0 | 0 | 0 | 0 | 0 | 0 | 0 | 0 | 0 | 0
WA | Commercial | Warehouse, Controlled Atm. | Existing | Space Heating | Electric Furnace | 0.12215 | 0.12004 | 0.11797 | 0.11636 | 0.11394 | 0.11156 | 0.10923 | 0.10734 | 0.10471 | 0.10252 | 0.10037 | 0.098626 | 0.096202 | 0.094181 | 0.092201 | 0.090624 | 0.088419 | 0.086585 | 0.084787 | 0.083331 | 0.081299 | 0.079608
WA | Commercial | Warehouse, Controlled Atm. | Existing | Space Heating | Electric Room Heat | 0.62923 | 0.61838 | 0.60772 | 0.59943 | 0.58694 | 0.57469 | 0.56269 | 0.55295 | 0.5394 | 0.52811 | 0.51704 | 0.50807 | 0.49558 | 0.48517 | 0.47496 | 0.46684 | 0.45548 | 0.44603 | 0.43677 | 0.42927 | 0.41881 | 0.41009
WA | Commercial | Warehouse, Controlled Atm. | Existing | Space Heating | Packaged Terminal HP | 0.013139 | 0.012912 | 0.012689 | 0.012516 | 0.012256 | 0.012 | 0.011749 | 0.011546 | 0.011263 | 0.011027 | 0.010796 | 0.010609 | 0.010348 | 0.01013 | 0.0099175 | 0.0097479 | 0.0095107 | 0.0093134 | 0.0091201 | 0.0089634 | 0.0087449 | 0.0085629
WA | Commercial | Warehouse, Controlled Atm. | Existing | Space Heating | Air-Source Heat Pump | 0.22871 | 0.22477 | 0.22067 | 0.21743 | 0.21265 | 0.20796 | 0.20335 | 0.19956 | 0.19439 | 0.19004 | 0.18577 | 0.18226 | 0.17751 | 0.17355 | 0.16968 | 0.16659 | 0.16237 | 0.15885 | 0.15542 | 0.15263 | 0.14881 | 0.14562
WA | Commercial | Warehouse, Controlled Atm. | Existing | Space Heating | Geothermal Heat Pump | 0 | 0 | 0 | 0 | 0 | 0 | 0 | 0 | 0 | 0 | 0 | 0 | 0 | 0 | 0 | 0 | 0 | 0 | 0 | 0 | 0 | 0
WA | Commercial | Warehouse, Controlled Atm. | Existing | Ventilation | Ventilation | 19.8845 | 19.3297 | 18.7734 | 18.2202 | 17.6758 | 17.1052 | 16.5467 | 16.0027 | 15.4753 | 14.9677 | 14.4798 | 14.0125 | 13.5668 | 13.1431 | 12.742 | 12.3636 | 12.0081 | 11.672 | 11.3537 | 11.0507 | 10.762 | 10.4888
WA | Commercial | Warehouse, Controlled Atm. | Existing | Water Heating | Water Heater | 3.6606 | 3.5533 | 3.4406 | 3.3265 | 3.208 | 3.0913 | 2.9742 | 2.8612 | 2.753 | 2.6448 | 2.5382 | 2.438 | 2.3468 | 2.2634 | 2.1865 | 2.1118 | 2.0423 | 1.974 | 1.91 | 1.8456 | 1.7853 | 1.724
WA | Commercial | Warehouse, Controlled Atm. | Existing | Interior Lighting | General Service Lighting | 1.6145 | 1.5412 | 1.4514 | 1.3505 | 1.2202 | 1.0844 | 0.97917 | 0.89581 | 0.82831 | 0.77057 | 0.72349 | 0.68414 | 0.65233 | 0.62497 | 0.59885 | 0.57543 | 0.5542 | 0.53479 | 0.51723 | 0.49844 | 0.48013 | 0.46248
WA | Commercial | Warehouse, Controlled Atm. | Existing | Interior Lighting | Exempted Lighting | 0.00065276 | 0.0006245 | 0.00058588 | 0.0005411 | 0.00047126 | 0.00042349 | 0.00038799 | 0.00035917 | 0.00033394 | 0.00031205 | 0.00029371 | 0.00027777 | 0.00026579 | 0.0002557 | 0.00024528 | 0.0002348 | 0.00022466 | 0.00021507 | 0.00020764 | 0.00020114 | 0.00019516 | 0.00018947
WA | Commercial | Warehouse, Controlled Atm. | Existing | Interior Lighting | High-Bay Lighting | 5.207 | 5.1041 | 5.0024 | 4.9023 | 4.8025 | 4.7046 | 4.6088 | 4.5152 | 4.4239 | 4.3341 | 4.2468 | 4.1621 | 4.0798 | 4 | 3.9217 | 3.8457 | 3.7717 | 3.6997 | 3.6296 | 3.5613 | 3.4946 | 3.4296
WA | Commercial | Warehouse, Controlled Atm. | Existing | Interior Lighting | Linear Lighting | 9.6403 | 9.4673 | 9.2955 | 9.1253 | 8.9483 | 8.7731 | 8.5999 | 8.429 | 8.2606 | 8.0883 | 7.9188 | 7.7523 | 7.5888 | 7.4282 | 7.2662 | 7.1072 | 6.9514 | 6.7988 | 6.6492 | 6.5027 | 6.3639 | 6.2312
WA | Commercial | Warehouse, Controlled Atm. | Existing | Exterior Lighting | General Service Lighting | 4.78 | 4.5631 | 4.2971 | 3.9984 | 3.5918 | 3.1629 | 2.8291 | 2.5718 | 2.371 | 2.1953 | 2.0501 | 1.9273 | 1.8306 | 1.7477 | 1.6674 | 1.5954 | 1.5305 | 1.4712 | 1.4177 | 1.3599 | 1.3036 | 1.2493
WA | Commercial | Warehouse, Controlled Atm. | Existing | Exterior Lighting | Area Lighting | 0.13131 | 0.12904 | 0.12682 | 0.12463 | 0.12235 | 0.12009 | 0.11787 | 0.11569 | 0.11354 | 0.11133 | 0.10915 | 0.107 | 0.10491 | 0.10287 | 0.1008 | 0.09879 | 0.096831 | 0.094921 | 0.093057 | 0.091237 | 0.089466 | 0.08774
WA | Commercial | Warehouse, Controlled Atm. | Existing | Exterior Lighting | Linear Lighting | 10.1415 | 9.9596 | 9.7789 | 9.5998 | 9.4136 | 9.2293 | 9.0471 | 8.8673 | 8.6901 | 8.5089 | 8.3306 | 8.1554 | 7.9834 | 7.8145 | 7.644 | 7.4768 | 7.3129 | 7.1523 | 6.995 | 6.8408 | 6.6948 | 6.5553
WA | Commercial | Warehouse, Controlled Atm. | Existing | Refrigeration | Walk-in Refrigerator/Freezer | 213.4144 | 210.8043 | 208.2261 | 205.6795 | 203.164 | 200.6792 | 198.2249 | 195.8006 | 193.4059 | 191.0405 | 188.704 | 186.3962 | 184.1165 | 181.8647 | 179.6405 | 177.4434 | 175.2733 | 173.1296 | 171.0122 | 168.9207 | 166.8548 | 164.8141
WA | Commercial | Warehouse, Controlled Atm. | Existing | Refrigeration | Reach-in Refrigerator/Freezer | 0.18067 | 0.19131 | 0.20258 | 0.21452 | 0.22716 | 0.24054 | 0.25472 | 0.26972 | 0.28562 | 0.30244 | 0.32026 | 0.33913 | 0.35911 | 0.38027 | 0.40268 | 0.4264 | 0.45153 | 0.47813 | 0.5063 | 0.53613 | 0.56772 | 0.60117
WA | Commercial | Warehouse, Controlled Atm. | Existing | Refrigeration | Glass Door Display | 0.2979 | 0.29921 | 0.30052 | 0.30184 | 0.30317 | 0.3045 | 0.30583 | 0.30718 | 0.30852 | 0.30988 | 0.31124 | 0.3126 | 0.31398 | 0.31535 | 0.31674 | 0.31813 | 0.31953 | 0.32093 | 0.32234 | 0.32375 | 0.32517 | 0.3266
WA | Commercial | Warehouse, Controlled Atm. | Existing | Refrigeration | Open Display Case | 2.5607 | 2.572 | 2.5833 | 2.5946 | 2.606 | 2.6174 | 2.6289 | 2.6404 | 2.652 | 2.6637 | 2.6754 | 2.6871 | 2.6989 | 2.7108 | 2.7227 | 2.7346 | 2.7466 | 2.7587 | 2.7708 | 2.7829 | 2.7951 | 2.8074
WA | Commercial | Warehouse, Controlled Atm. | Existing | Refrigeration | Icemaker | 6.3082 | 6.2189 | 6.1309 | 6.0441 | 5.9585 | 5.8742 | 5.791 | 5.709 | 5.6282 | 5.5486 | 5.47 | 5.3926 | 5.3162 | 5.241 | 5.1668 | 5.0937 | 5.0216 | 4.9505 | 4.8804 | 4.8113 | 4.7432 | 4.6761
WA | Commercial | Warehouse, Controlled Atm. | Existing | Refrigeration | Vending Machine | 2.6318 | 2.5996 | 2.5678 | 2.5364 | 2.5053 | 2.4747 | 2.4444 | 2.4145 | 2.385 | 2.3558 | 2.327 | 2.2986 | 2.2705 | 2.2427 | 2.2153 | 2.1882 | 2.1614 | 2.135 | 2.1089 | 2.0831 | 2.0576 | 2.0324
WA | Commercial | Warehouse, Controlled Atm. | Existing | Food Preparation | Oven | 0.083428 | 0.081989 | 0.080576 | 0.079187 | 0.077821 | 0.07648 | 0.075161 | 0.073865 | 0.072592 | 0.07134 | 0.07011 | 0.068901 | 0.067713 | 0.066546 | 0.065398 | 0.064271 | 0.063163 | 0.062074 | 0.061003 | 0.059952 | 0.058918 | 0.057902
WA | Commercial | Warehouse, Controlled Atm. | Existing | Food Preparation | Fryer | 0.060996 | 0.059944 | 0.058911 | 0.057895 | 0.056897 | 0.055916 | 0.054952 | 0.054004 | 0.053073 | 0.052158 | 0.051259 | 0.050375 | 0.049507 | 0.048653 | 0.047814 | 0.04699 | 0.04618 | 0.045383 | 0.044601 | 0.043832 | 0.043076 | 0.042333
WA | Commercial | Warehouse, Controlled Atm. | Existing | Food Preparation | Dishwasher | 0.062346 | 0.061271 | 0.060215 | 0.059177 | 0.058157 | 0.057154 | 0.056168 | 0.0552 | 0.054248 | 0.053313 | 0.052394 | 0.05149 | 0.050603 | 0.04973 | 0.048873 | 0.04803 | 0.047202 | 0.046388 | 0.045588 | 0.044802 | 0.04403 | 0.043271
WA | Commercial | Warehouse, Controlled Atm. | Existing | Food Preparation | Hot Food Container | 0.0056835 | 0.0055855 | 0.0054892 | 0.0053945 | 0.0053015 | 0.0052101 | 0.0051203 | 0.005032 | 0.0049452 | 0.00486 | 0.0047762 | 0.0046938 | 0.0046129 | 0.0045334 | 0.0044552 | 0.0043784 | 0.0043029 | 0.0042287 | 0.0041558 | 0.0040842 | 0.0040138 | 0.0039445
WA | Commercial | Warehouse, Controlled Atm. | Existing | Food Preparation | Steamer | 0.069487 | 0.068289 | 0.067112 | 0.065955 | 0.064818 | 0.0637 | 0.062602 | 0.061522 | 0.060462 | 0.059419 | 0.058395 | 0.057388 | 0.056399 | 0.055426 | 0.054471 | 0.053531 | 0.052608 | 0.051701 | 0.05081 | 0.049934 | 0.049073 | 0.048227
WA | Commercial | Warehouse, Controlled Atm. | Existing | Food Preparation | Griddle | 0.075099 | 0.073805 | 0.072532 | 0.071282 | 0.070053 | 0.068845 | 0.067658 | 0.066491 | 0.065345 | 0.064218 | 0.063111 | 0.062023 | 0.060954 | 0.059903 | 0.05887 | 0.057855 | 0.056857 | 0.055877 | 0.054914 | 0.053967 | 0.053036 | 0.052122
WA | Commercial | Warehouse, Controlled Atm. | Existing | Office Equipment | Desktop Computer | 0.15 | 0.14411 | 0.13844 | 0.133 | 0.12778 | 0.12276 | 0.11793 | 0.1133 | 0.10885 | 0.10457 | 0.10046 | 0.096514 | 0.092722 | 0.089078 | 0.085578 | 0.082216 | 0.078985 | 0.075881 | 0.0729 | 0.070035 | 0.067284 | 0.06464
WA | Commercial | Warehouse, Controlled Atm. | Existing | Office Equipment | Laptop | 0.037635 | 0.037823 | 0.038013 | 0.038204 | 0.038395 | 0.038588 | 0.038781 | 0.038975 | 0.039171 | 0.039367 | 0.039564 | 0.039763 | 0.039962 | 0.040162 | 0.040364 | 0.040566 | 0.040769 | 0.040974 | 0.041179 | 0.041385 | 0.041593 | 0.041801
WA | Commercial | Warehouse, Controlled Atm. | Existing | Office Equipment | Server | 1.9696 | 1.9786 | 1.9876 | 1.9967 | 2.0057 | 2.0149 | 2.0241 | 2.0333 | 2.0425 | 2.0518 | 2.0612 | 2.0706 | 2.08 | 2.0895 | 2.099 | 2.1085 | 2.1181 | 2.1278 | 2.1375 | 2.1472 | 2.157 | 2.1668
WA | Commercial | Warehouse, Controlled Atm. | Existing | Office Equipment | Monitor | 0.031225 | 0.030831 | 0.030442 | 0.030058 | 0.029679 | 0.029304 | 0.028934 | 0.028569 | 0.028208 | 0.027852 | 0.027501 | 0.027154 | 0.026811 | 0.026473 | 0.026138 | 0.025808 | 0.025483 | 0.025161 | 0.024844 | 0.02453 | 0.02422 | 0.023915
WA | Commercial | Warehouse, Controlled Atm. | Existing | Office Equipment | Printer/Copier/Fax | 0.14647 | 0.14626 | 0.14605 | 0.14585 | 0.14564 | 0.14543 | 0.14523 | 0.14502 | 0.14482 | 0.14461 | 0.14441 | 0.1442 | 0.144 | 0.1438 | 0.14359 | 0.14339 | 0.14319 | 0.14298 | 0.14278 | 0.14258 | 0.14238 | 0.14218
WA | Commercial | Warehouse, Controlled Atm. | Existing | Office Equipment | POS Terminal | 0.19637 | 0.19323 | 0.19015 | 0.18711 | 0.18411 | 0.18117 | 0.17827 | 0.17542 | 0.17262 | 0.16986 | 0.16715 | 0.16447 | 0.16184 | 0.15926 | 0.15671 | 0.15421 | 0.15174 | 0.14932 | 0.14693 | 0.14458 | 0.14227 | 0.13999
WA | Commercial | Warehouse, Controlled Atm. | Existing | Miscellaneous | Non-HVAC Motors | 7.5805 | 7.4498 | 7.3213 | 7.1951 | 7.0711 | 6.9491 | 6.8293 | 6.7116 | 6.5959 | 6.4821 | 6.3704 | 6.2605 | 6.1526 | 6.0465 | 5.9423 | 5.8398 | 5.7391 | 5.6402 | 5.5429 | 5.4474 | 5.3535 | 5.2612
WA | Commercial | Warehouse, Controlled Atm. | Existing | Miscellaneous | Pool Pump | 0 | 0 | 0 | 0 | 0 | 0 | 0 | 0 | 0 | 0 | 0 | 0 | 0 | 0 | 0 | 0 | 0 | 0 | 0 | 0 | 0 | 0
WA | Commercial | Warehouse, Controlled Atm. | Existing | Miscellaneous | Pool Heater | 0 | 0 | 0 | 0 | 0 | 0 | 0 | 0 | 0 | 0 | 0 | 0 | 0 | 0 | 0 | 0 | 0 | 0 | 0 | 0 | 0 | 0
WA | Commercial | Warehouse, Controlled Atm. | Existing | Miscellaneous | Clothes Washer | 0 | 0 | 0 | 0 | 0 | 0 | 0 | 0 | 0 | 0 | 0 | 0 | 0 | 0 | 0 | 0 | 0 | 0 | 0 | 0 | 0 | 0
WA | Commercial | Warehouse, Controlled Atm. | Existing | Miscellaneous | Clothes Dryer | 0 | 0 | 0 | 0 | 0 | 0 | 0 | 0 | 0 | 0 | 0 | 0 | 0 | 0 | 0 | 0 | 0 | 0 | 0 | 0 | 0 | 0
WA | Commercial | Warehouse, Controlled Atm. | Existing | Miscellaneous | Electric Vehicle Chargers | 0 | 0 | 0 | 0 | 0 | 0 | 0 | 0 | 0 | 0 | 0 | 0 | 0 | 0 | 0 | 0 | 0 | 0 | 0 | 0 | 0 | 0
WA | Commercial | Warehouse, Controlled Atm. | Existing | Miscellaneous | Other Miscellaneous | 24.7269 | 25.2254 | 25.734 | 26.2528 | 26.7821 | 27.3221 | 27.873 | 28.4349 | 29.0082 | 29.5931 | 30.1897 | 30.7984 | 31.4194 | 32.0528 | 32.6991 | 33.3584 | 34.0309 | 34.717 | 35.417 | 36.1311 | 36.8595 | 37.6027
WA | Commercial | Warehouse, Controlled Atm. | Existing | Generation | Solar PV | -0.98403 | -0.99992 | -1.1912 | -1.3835 | -1.6208 | -1.8661 | -2.1413 | -2.4235 | -2.7274 | -3.0732 | -3.4714 | -3.8444 | -4.2008 | -4.5121 | -4.8028 | -5.0676 | -5.3094 | -5.5155 | -5.6932 | -5.8567 | -6.0156 | -6.1934
WA | Commercial | Warehouse, Controlled Atm. | New | Cooling | Air-Cooled Chiller | 0 | 0.13111 | 0.26123 | 0.39875 | 0.53131 | 0.66507 | 0.79763 | 0.92759 | 1.0528 | 1.1784 | 1.3089 | 1.4423 | 1.5736 | 1.7058 | 1.8373 | 1.9673 | 2.095 | 2.2186 | 2.3391 | 2.4582 | 2.5773 | 2.7007
WA | Commercial | Warehouse, Controlled Atm. | New | Cooling | Water-Cooled Chiller | 0 | 0.016845 | 0.033561 | 0.051229 | 0.06826 | 0.085445 | 0.10248 | 0.11917 | 0.13526 | 0.1514 | 0.16816 | 0.1853 | 0.20217 | 0.21915 | 0.23604 | 0.25275 | 0.26916 | 0.28504 | 0.30052 | 0.31581 | 0.33112 | 0.34697
WA | Commercial | Warehouse, Controlled Atm. | New | Cooling | RTU | 0 | 0.19119 | 0.35657 | 0.53136 | 0.69985 | 0.87002 | 1.0387 | 1.204 | 1.3633 | 1.5231 | 1.6892 | 1.8588 | 2.026 | 2.1912 | 2.3559 | 2.5189 | 2.6794 | 2.8348 | 2.9863 | 3.1363 | 3.2864 | 3.4421
WA | Commercial | Warehouse, Controlled Atm. | New | Cooling | Packaged Terminal AC | 0 | 0.014812 | 0.029511 | 0.045047 | 0.060022 | 0.075133 | 0.090108 | 0.10479 | 0.11894 | 0.13313 | 0.14787 | 0.16293 | 0.17777 | 0.1927 | 0.20755 | 0.22224 | 0.23668 | 0.25064 | 0.26425 | 0.2777 | 0.29116 | 0.30509
WA | Commercial | Warehouse, Controlled Atm. | New | Cooling | Packaged Terminal HP | 0 | 0.0015102 | 0.003009 | 0.0045931 | 0.00612 | 0.0076607 | 0.0091876 | 0.010685 | 0.012127 | 0.013574 | 0.015077 | 0.016613 | 0.018126 | 0.019648 | 0.021163 | 0.02266 | 0.024132 | 0.025556 | 0.026943 | 0.028315 | 0.029687 | 0.031108
WA | Commercial | Warehouse, Controlled Atm. | New | Cooling | Air-Source Heat Pump | 0 | 0.016921 | 0.032166 | 0.048278 | 0.063809 | 0.079491 | 0.095032 | 0.11027 | 0.12495 | 0.13968 | 0.15498 | 0.17061 | 0.18586 | 0.20122 | 0.2165 | 0.23163 | 0.2465 | 0.2609 | 0.27493 | 0.28881 | 0.3027 | 0.31708
WA | Commercial | Warehouse, Controlled Atm. | New | Cooling | Geothermal Heat Pump | 0 | 0 | 0 | 0 | 0 | 0 | 0 | 0 | 0 | 0 | 0 | 0 | 0 | 0 | 0 | 0 | 0 | 0 | 0 | 0 | 0 | 0
WA | Commercial | Warehouse, Controlled Atm. | New | Space Heating | Electric Furnace | 0 | 0.0028579 | 0.0056942 | 0.0087237 | 0.011581 | 0.014347 | 0.017029 | 0.019672 | 0.022018 | 0.024393 | 0.026818 | 0.029359 | 0.031592 | 0.0339 | 0.036146 | 0.038423 | 0.040326 | 0.042243 | 0.044058 | 0.045973 | 0.047513 | 0.049258
WA | Commercial | Warehouse, Controlled Atm. | New | Space Heating | Electric Room Heat | 0 | 0.014722 | 0.029333 | 0.04494 | 0.059661 | 0.073907 | 0.087723 | 0.10134 | 0.11342 | 0.12566 | 0.13815 | 0.15124 | 0.16275 | 0.17463 | 0.1862 | 0.19793 | 0.20773 | 0.21761 | 0.22696 | 0.23683 | 0.24476 | 0.25375
WA | Commercial | Warehouse, Controlled Atm. | New | Space Heating | Packaged Terminal HP | 0 | 0.00030741 | 0.00061249 | 0.00093836 | 0.0012457 | 0.0015432 | 0.0018317 | 0.002116 | 0.0023683 | 0.0026238 | 0.0028847 | 0.003158 | 0.0033982 | 0.0036464 | 0.003888 | 0.004133 | 0.0043376 | 0.0045439 | 0.004739 | 0.0049451 | 0.0051107 | 0.0052984
WA | Commercial | Warehouse, Controlled Atm. | New | Space Heating | Air-Source Heat Pump | 0 | 0.0053512 | 0.010506 | 0.016012 | 0.021205 | 0.02623 | 0.031104 | 0.035907 | 0.040169 | 0.044485 | 0.048892 | 0.053509 | 0.057553 | 0.061734 | 0.065804 | 0.069932 | 0.073379 | 0.076855 | 0.080145 | 0.083618 | 0.08641 | 0.089576
WA | Commercial | Warehouse, Controlled Atm. | New | Space Heating | Geothermal Heat Pump | 0 | 0 | 0 | 0 | 0 | 0 | 0 | 0 | 0 | 0 | 0 | 0 | 0 | 0 | 0 | 0 | 0 | 0 | 0 | 0 | 0 | 0
WA | Commercial | Warehouse, Controlled Atm. | New | Ventilation | Ventilation | 0 | 0.35109 | 0.69952 | 1.0678 | 1.4244 | 1.7433 | 2.055 | 2.3564 | 2.6424 | 2.9267 | 3.2189 | 3.5143 | 3.8012 | 4.0863 | 4.3665 | 4.6343 | 4.893 | 5.1362 | 5.3666 | 5.5881 | 5.8045 | 6.028
WA | Commercial | Warehouse, Controlled Atm. | New | Water Heating | Water Heater | 0 | 0.066501 | 0.13123 | 0.19964 | 0.26301 | 0.32482 | 0.38376 | 0.44075 | 0.49485 | 0.54641 | 0.59781 | 0.64975 | 0.69887 | 0.74671 | 0.79277 | 0.83367 | 0.87259 | 0.90638 | 0.93826 | 0.96505 | 0.99251 | 1.0177
WA | Commercial | Warehouse, Controlled Atm. | New | Interior Lighting | General Service Lighting | 0 | 0.021914 | 0.043662 | 0.066648 | 0.084552 | 0.10202 | 0.11831 | 0.13353 | 0.14753 | 0.15958 | 0.17215 | 0.18485 | 0.19749 | 0.21003 | 0.22084 | 0.23098 | 0.2406 | 0.24953 | 0.25807 | 0.26511 | 0.27224 | 0.27976
WA | Commercial | Warehouse, Controlled Atm. | New | Interior Lighting | Exempted Lighting | 0 | 1.0415e-05 | 2.075e-05 | 3.1674e-05 | 3.9466e-05 | 4.7067e-05 | 5.3804e-05 | 5.9836e-05 | 6.5159e-05 | 6.9602e-05 | 7.4382e-05 | 7.9273e-05 | 8.436e-05 | 8.9482e-05 | 9.3739e-05 | 9.7308e-05 | 0.00010075 | 0.00010395 | 0.00010733 | 0.00011067 | 0.00011397 | 0.0001174
WA | Commercial | Warehouse, Controlled Atm. | New | Interior Lighting | High-Bay Lighting | 0 | 0.10532 | 0.20984 | 0.32032 | 0.42493 | 0.52697 | 0.62673 | 0.72317 | 0.81473 | 0.90442 | 0.99664 | 1.0898 | 1.1801 | 1.2696 | 1.3563 | 1.439 | 1.5188 | 1.5945 | 1.6668 | 1.737 | 1.8064 | 1.8777
WA | Commercial | Warehouse, Controlled Atm. | New | Interior Lighting | Linear Lighting | 0 | 0.21756 | 0.43348 | 0.66168 | 0.87539 | 1.0838 | 1.2876 | 1.4846 | 1.6717 | 1.8534 | 2.0402 | 2.2291 | 2.4125 | 2.5948 | 2.7715 | 2.9403 | 3.1035 | 3.2584 | 3.4066 | 3.5508 | 3.6905 | 3.832
WA | Commercial | Warehouse, Controlled Atm. | New | Exterior Lighting | General Service Lighting | 0 | 0.064869 | 0.12924 | 0.19728 | 0.24552 | 0.29109 | 0.3343 | 0.37646 | 0.41671 | 0.449 | 0.48206 | 0.51505 | 0.54874 | 0.58211 | 0.60931 | 0.63463 | 0.65855 | 0.68056 | 0.70156 | 0.7177 | 0.73424 | 0.75188
WA | Commercial | Warehouse, Controlled Atm. | New | Exterior Lighting | Area Lighting | 0 | 0.0030722 | 0.0061212 | 0.0093436 | 0.012362 | 0.015306 | 0.018184 | 0.020966 | 0.023607 | 0.026176 | 0.028817 | 0.031486 | 0.034066 | 0.036618 | 0.039068 | 0.041403 | 0.043653 | 0.045783 | 0.047817 | 0.049791 | 0.05174 | 0.053747
WA | Commercial | Warehouse, Controlled Atm. | New | Exterior Lighting | Linear Lighting | 0 | 0.22888 | 0.45602 | 0.69608 | 0.9209 | 1.1402 | 1.3546 | 1.5618 | 1.7586 | 1.9498 | 2.1463 | 2.345 | 2.5379 | 2.7297 | 2.9156 | 3.0932 | 3.2649 | 3.4278 | 3.5837 | 3.7354 | 3.8824 | 4.0313
WA | Commercial | Warehouse, Controlled Atm. | New | Refrigeration | Walk-in Refrigerator/Freezer | 0 | 5.0188 | 10.0506 | 15.4199 | 20.6509 | 25.8078 | 30.9031 | 35.8836 | 40.6686 | 45.4561 | 50.4211 | 55.4861 | 60.4635 | 65.4614 | 70.4261 | 75.2336 | 79.9376 | 84.4673 | 88.8628 | 93.1927 | 97.513 | 101.9804
WA | Commercial | Warehouse, Controlled Atm. | New | Refrigeration | Reach-in Refrigerator/Freezer | 0 | 0.0045548 | 0.0097782 | 0.016083 | 0.02309 | 0.030934 | 0.03971 | 0.049431 | 0.060058 | 0.071963 | 0.085573 | 0.10095 | 0.11793 | 0.13688 | 0.15787 | 0.18079 | 0.20593 | 0.23327 | 0.26309 | 0.29578 | 0.33178 | 0.37198
WA | Commercial | Warehouse, Controlled Atm. | New | Refrigeration | Glass Door Display | 0 | 0.0070815 | 0.014335 | 0.02223 | 0.030094 | 0.038016 | 0.046014 | 0.054008 | 0.061872 | 0.069904 | 0.078378 | 0.087185 | 0.096034 | 0.1051 | 0.11429 | 0.12341 | 0.13255 | 0.14158 | 0.15055 | 0.1596 | 0.1688 | 0.17845
WA | Commercial | Warehouse, Controlled Atm. | New | Refrigeration | Open Display Case | 0 | 0.060872 | 0.12322 | 0.19109 | 0.25869 | 0.32678 | 0.39553 | 0.46425 | 0.53185 | 0.60089 | 0.67373 | 0.74943 | 0.8255 | 0.9034 | 0.98243 | 1.0609 | 1.1394 | 1.217 | 1.2941 | 1.3719 | 1.451 | 1.5339
WA | Commercial | Warehouse, Controlled Atm. | New | Refrigeration | Icemaker | 0 | 0.14791 | 0.29532 | 0.45175 | 0.60321 | 0.7516 | 0.89733 | 1.0389 | 1.1739 | 1.3082 | 1.4468 | 1.5874 | 1.7247 | 1.8617 | 1.997 | 2.127 | 2.2533 | 2.3739 | 2.49 | 2.6036 | 2.7163 | 2.8323
WA | Commercial | Warehouse, Controlled Atm. | New | Refrigeration | Vending Machine | 0 | 0.061707 | 0.12321 | 0.18847 | 0.25166 | 0.31357 | 0.37436 | 0.43341 | 0.48975 | 0.54578 | 0.6036 | 0.66227 | 0.71954 | 0.7767 | 0.83314 | 0.88737 | 0.94006 | 0.99039 | 1.0388 | 1.0862 | 1.1332 | 1.1816
WA | Commercial | Warehouse, Controlled Atm. | New | Food Preparation | Oven | 0 | 0.0019728 | 0.0039723 | 0.006128 | 0.008252 | 0.010369 | 0.012485 | 0.014577 | 0.016612 | 0.018669 | 0.020822 | 0.02304 | 0.025245 | 0.027482 | 0.029729 | 0.031933 | 0.034117 | 0.036248 | 0.038344 | 0.040434 | 0.042541 | 0.044735
WA | Commercial | Warehouse, Controlled Atm. | New | Food Preparation | Fryer | 0 | 0.0014272 | 0.0028435 | 0.0043404 | 0.0057834 | 0.0071909 | 0.0085669 | 0.0098971 | 0.01116 | 0.01241 | 0.013696 | 0.014996 | 0.016258 | 0.017512 | 0.018745 | 0.019923 | 0.021061 | 0.022142 | 0.023176 | 0.024182 | 0.025175 | 0.026194
WA | Commercial | Warehouse, Controlled Atm. | New | Food Preparation | Dishwasher | 0 | 0.0014743 | 0.0029685 | 0.0045795 | 0.0061668 | 0.0077491 | 0.0093301 | 0.010893 | 0.012414 | 0.013952 | 0.015561 | 0.017218 | 0.018866 | 0.020538 | 0.022217 | 0.023864 | 0.025496 | 0.027089 | 0.028655 | 0.030217 | 0.031791 | 0.033431
WA | Commercial | Warehouse, Controlled Atm. | New | Food Preparation | Hot Food Container | 0 | 0.00013439 | 0.00027061 | 0.00041746 | 0.00056216 | 0.00070641 | 0.00085053 | 0.00099304 | 0.0011317 | 0.0012718 | 0.0014185 | 0.0015696 | 0.0017198 | 0.0018722 | 0.0020253 | 0.0021754 | 0.0023242 | 0.0024694 | 0.0026122 | 0.0027545 | 0.0028981 | 0.0030475
WA | Commercial | Warehouse, Controlled Atm. | New | Food Preparation | Steamer | 0 | 0.0016431 | 0.0033086 | 0.005104 | 0.0068731 | 0.0086367 | 0.010399 | 0.012141 | 0.013836 | 0.01555 | 0.017343 | 0.01919 | 0.021027 | 0.02289 | 0.024762 | 0.026597 | 0.028416 | 0.030191 | 0.031937 | 0.033678 | 0.035433 | 0.03726
WA | Commercial | Warehouse, Controlled Atm. | New | Food Preparation | Griddle | 0 | 0.0017571 | 0.0035009 | 0.005344 | 0.0071206 | 0.0088536 | 0.010548 | 0.012186 | 0.01374 | 0.01528 | 0.016863 | 0.018463 | 0.020017 | 0.021562 | 0.023079 | 0.02453 | 0.025931 | 0.027262 | 0.028535 | 0.029773 | 0.030995 | 0.032251
WA | Commercial | Warehouse, Controlled Atm. | New | Office Equipment | Desktop Computer | 0 | 0.0034309 | 0.0066823 | 0.0099713 | 0.012988 | 0.015787 | 0.018386 | 0.020764 | 0.022888 | 0.024881 | 0.026843 | 0.02873 | 0.03045 | 0.032063 | 0.03355 | 0.034858 | 0.036023 | 0.037021 | 0.037881 | 0.038638 | 0.039322 | 0.039997
WA | Commercial | Warehouse, Controlled Atm. | New | Office Equipment | Laptop | 0 | 0.00090051 | 0.0018348 | 0.0028641 | 0.0039027 | 0.0049624 | 0.0060459 | 0.0071429 | 0.0082367 | 0.009367 | 0.010571 | 0.011836 | 0.013123 | 0.014456 | 0.015824 | 0.017199 | 0.018594 | 0.01999 | 0.021398 | 0.022832 | 0.024308 | 0.025865
WA | Commercial | Warehouse, Controlled Atm. | New | Office Equipment | Server | 0 | 0.046827 | 0.0948 | 0.14704 | 0.19908 | 0.25151 | 0.30447 | 0.35741 | 0.4095 | 0.46272 | 0.51888 | 0.57725 | 0.63592 | 0.69603 | 0.75702 | 0.81755 | 0.87817 | 0.9381 | 0.99772 | 1.0578 | 1.1189 | 1.183
WA | Commercial | Warehouse, Controlled Atm. | New | Office Equipment | Monitor | 0 | 0.00073404 | 0.0014694 | 0.0022535 | 0.0030167 | 0.0037686 | 0.0045108 | 0.0052357 | 0.0059315 | 0.0066272 | 0.0073481 | 0.0080831 | 0.0088047 | 0.0095287 | 0.010247 | 0.010942 | 0.011622 | 0.012276 | 0.012909 | 0.013533 | 0.014155 | 0.014797
WA | Commercial | Warehouse, Controlled Atm. | New | Office Equipment | Printer/Copier/Fax | 0 | 0.0034574 | 0.0069499 | 0.010703 | 0.014388 | 0.018048 | 0.021693 | 0.025284 | 0.028764 | 0.032271 | 0.035931 | 0.03969 | 0.043413 | 0.047179 | 0.050949 | 0.054632 | 0.058266 | 0.0618 | 0.065261 | 0.068699 | 0.072155 | 0.075746
WA | Commercial | Warehouse, Controlled Atm. | New | Office Equipment | POS Terminal | 0 | 0.0045947 | 0.0091544 | 0.013974 | 0.018619 | 0.023151 | 0.027581 | 0.031863 | 0.035929 | 0.039955 | 0.044094 | 0.048278 | 0.052341 | 0.056381 | 0.060349 | 0.064141 | 0.067806 | 0.071285 | 0.074614 | 0.077852 | 0.081048 | 0.084331
WA | Commercial | Warehouse, Controlled Atm. | New | Miscellaneous | Non-HVAC Motors | 0 | 0.17737 | 0.35338 | 0.53942 | 0.71875 | 0.89367 | 1.0647 | 1.23 | 1.387 | 1.5424 | 1.7021 | 1.8636 | 2.0205 | 2.1764 | 2.3296 | 2.476 | 2.6175 | 2.7518 | 2.8803 | 3.0053 | 3.1287 | 3.2554
WA | Commercial | Warehouse, Controlled Atm. | New | Miscellaneous | Pool Pump | 0 | 0 | 0 | 0 | 0 | 0 | 0 | 0 | 0 | 0 | 0 | 0 | 0 | 0 | 0 | 0 | 0 | 0 | 0 | 0 | 0 | 0
WA | Commercial | Warehouse, Controlled Atm. | New | Miscellaneous | Pool Heater | 0 | 0 | 0 | 0 | 0 | 0 | 0 | 0 | 0 | 0 | 0 | 0 | 0 | 0 | 0 | 0 | 0 | 0 | 0 | 0 | 0 | 0
WA | Commercial | Warehouse, Controlled Atm. | New | Miscellaneous | Clothes Washer | 0 | 0 | 0 | 0 | 0 | 0 | 0 | 0 | 0 | 0 | 0 | 0 | 0 | 0 | 0 | 0 | 0 | 0 | 0 | 0 | 0 | 0
WA | Commercial | Warehouse, Controlled Atm. | New | Miscellaneous | Clothes Dryer | 0 | 0 | 0 | 0 | 0 | 0 | 0 | 0 | 0 | 0 | 0 | 0 | 0 | 0 | 0 | 0 | 0 | 0 | 0 | 0 | 0 | 0
WA | Commercial | Warehouse, Controlled Atm. | New | Miscellaneous | Electric Vehicle Chargers | 0 | 0 | 0 | 0 | 0 | 0 | 0 | 0 | 0 | 0 | 0 | 0 | 0 | 0 | 0 | 0 | 0 | 0 | 0 | 0 | 0 | 0
WA | Commercial | Warehouse, Controlled Atm. | New | Miscellaneous | Other Miscellaneous | 0 | 0.59708 | 1.2277 | 1.9341 | 2.6597 | 3.4129 | 4.1962 | 5.0031 | 5.8222 | 6.682 | 7.6105 | 8.5995 | 9.622 | 10.6965 | 11.8162 | 12.9611 | 14.1405 | 15.3422 | 16.5731 | 17.8465 | 19.1743 | 20.5901
WA | Commercial | Warehouse, Controlled Atm. | New | Generation | Solar PV | 0 | -0.023806 | -0.057498 | -0.10372 | -0.16475 | -0.23998 | -0.33383 | -0.44415 | -0.57351 | -0.73123 | -0.92756 | -1.1444 | -1.3795 | -1.6241 | -1.8829 | -2.1486 | -2.4215 | -2.6909 | -2.9584 | -3.2311 | -3.5157 | -3.8322
WA | Commercial | Data Center | Existing | Cooling | Air-Cooled Chiller | 0.021197 | 0.020542 | 0.019887 | 0.019236 | 0.018593 | 0.018083 | 0.017578 | 0.017082 | 0.016595 | 0.01612 | 0.015659 | 0.015213 | 0.014783 | 0.01437 | 0.013974 | 0.013613 | 0.01327 | 0.012947 | 0.012644 | 0.012357 | 0.012086 | 0.01183
WA | Commercial | Data Center | Existing | Cooling | Water-Cooled Chiller | 0.01424 | 0.013957 | 0.01368 | 0.013409 | 0.013143 | 0.012969 | 0.012797 | 0.012626 | 0.012457 | 0.012289 | 0.012123 | 0.011959 | 0.011796 | 0.011634 | 0.011475 | 0.01133 | 0.011187 | 0.011045 | 0.010903 | 0.010763 | 0.010623 | 0.010485
WA | Commercial | Data Center | Existing | Cooling | RTU | 0.062527 | 0.061277 | 0.059791 | 0.058313 | 0.056845 | 0.055766 | 0.054683 | 0.0536 | 0.05252 | 0.051444 | 0.050373 | 0.049311 | 0.048257 | 0.04724 | 0.046278 | 0.045421 | 0.044605 | 0.043825 | 0.043078 | 0.04236 | 0.041668 | 0.041
WA | Commercial | Data Center | Existing | Cooling | Packaged Terminal AC | 0.0033052 | 0.0032391 | 0.0031743 | 0.0031108 | 0.0030486 | 0.0030077 | 0.0029673 | 0.0029272 | 0.0028875 | 0.0028482 | 0.0028093 | 0.0027707 | 0.0027326 | 0.0026949 | 0.0026575 | 0.0026238 | 0.0025903 | 0.0025571 | 0.0025241 | 0.0024914 | 0.002459 | 0.0024268
WA | Commercial | Data Center | Existing | Cooling | Packaged Terminal HP | 0.0010483 | 0.0010273 | 0.0010068 | 0.00098664 | 0.00096691 | 0.00095395 | 0.00094112 | 0.00092841 | 0.00091582 | 0.00090335 | 0.00089101 | 0.00087879 | 0.00086669 | 0.00085472 | 0.00084287 | 0.00083217 | 0.00082155 | 0.00081101 | 0.00080056 | 0.00079018 | 0.0007799 | 0.0007697
WA | Commercial | Data Center | Existing | Cooling | Air-Source Heat Pump | 0.019988 | 0.019525 | 0.019013 | 0.018506 | 0.018006 | 0.017634 | 0.017264 | 0.0169 | 0.01654 | 0.016188 | 0.015843 | 0.015505 | 0.01518 | 0.01487 | 0.014575 | 0.014309 | 0.014054 | 0.013809 | 0.013573 | 0.013345 | 0.013124 | 0.012911
WA | Commercial | Data Center | Existing | Cooling | Geothermal Heat Pump | 0.0094108 | 0.0091455 | 0.0088806 | 0.0086186 | 0.0083618 | 0.0081663 | 0.0079756 | 0.0077909 | 0.0076133 | 0.0074436 | 0.0072825 | 0.0071306 | 0.0069868 | 0.0068503 | 0.0067202 | 0.0066042 | 0.0064929 | 0.0063859 | 0.0062828 | 0.0061832 | 0.0060867 | 0.005993
WA | Commercial | Data Center | Existing | Space Heating | Electric Furnace | 9.5641e-05 | 9.3728e-05 | 9.1854e-05 | 9.0347e-05 | 8.8216e-05 | 8.6133e-05 | 8.4097e-05 | 8.241e-05 | 8.0165e-05 | 7.8266e-05 | 7.6411e-05 | 7.4873e-05 | 7.2828e-05 | 7.1097e-05 | 6.9407e-05 | 6.8029e-05 | 6.6187e-05 | 6.4632e-05 | 6.3113e-05 | 6.1855e-05 | 6.0177e-05 | 5.876e-05
WA | Commercial | Data Center | Existing | Space Heating | Electric Room Heat | 0.0017551 | 0.00172 | 0.0016856 | 0.001658 | 0.0016189 | 0.0015806 | 0.0015433 | 0.0015123 | 0.0014711 | 0.0014363 | 0.0014022 | 0.001374 | 0.0013365 | 0.0013047 | 0.0012737 | 0.0012484 | 0.0012146 | 0.0011861 | 0.0011582 | 0.0011351 | 0.0011043 | 0.0010783
WA | Commercial | Data Center | Existing | Space Heating | Packaged Terminal HP | 5.182e-05 | 5.0784e-05 | 4.9768e-05 | 4.8952e-05 | 4.7797e-05 | 4.6668e-05 | 4.5565e-05 | 4.4651e-05 | 4.3435e-05 | 4.2406e-05 | 4.1401e-05 | 4.0568e-05 | 3.9459e-05 | 3.8522e-05 | 3.7606e-05 | 3.6859e-05 | 3.5862e-05 | 3.5019e-05 | 3.4196e-05 | 3.3514e-05 | 3.2605e-05 | 3.1837e-05
WA | Commercial | Data Center | Existing | Space Heating | Air-Source Heat Pump | 0.0010979 | 0.0010759 | 0.0010534 | 0.001035 | 0.0010094 | 0.00098432 | 0.00095981 | 0.00093927 | 0.00091238 | 0.00088946 | 0.00086705 | 0.00084827 | 0.00082385 | 0.00080318 | 0.0007831 | 0.00076668 | 0.00074515 | 0.00072696 | 0.00070926 | 0.00069458 | 0.00067526 | 0.00065893
WA | Commercial | Data Center | Existing | Space Heating | Geothermal Heat Pump | 0.00055865 | 0.00054652 | 0.00053457 | 0.00052475 | 0.00051132 | 0.00049821 | 0.00048545 | 0.00047478 | 0.00046099 | 0.00044929 | 0.00043794 | 0.00042852 | 0.00041629 | 0.00040595 | 0.0003959 | 0.0003877 | 0.00037691 | 0.00036779 | 0.00035892 | 0.00035157 | 0.00034187 | 0.00033367
WA | Commercial | Data Center | Existing | Ventilation | Ventilation | 0.15742 | 0.15241 | 0.14741 | 0.14245 | 0.13757 | 0.13267 | 0.12789 | 0.12326 | 0.11878 | 0.11449 | 0.11037 | 0.10644 | 0.10271 | 0.099172 | 0.095834 | 0.092693 | 0.08975 | 0.086978 | 0.084362 | 0.081873 | 0.079513 | 0.077278
WA | Commercial | Data Center | Existing | Water Heating | Water Heater | 0.0031039 | 0.0030156 | 0.0029233 | 0.0028302 | 0.0027374 | 0.0026456 | 0.0025483 | 0.0024491 | 0.0023524 | 0.0022586 | 0.0021681 | 0.0020809 | 0.0020015 | 0.0019243 | 0.001853 | 0.0017816 | 0.0017147 | 0.0016524 | 0.0015945 | 0.0015371 | 0.0014835 | 0.0014271
WA | Commercial | Data Center | Existing | Interior Lighting | General Service Lighting | 0.0005585 | 0.00053166 | 0.00049928 | 0.00046327 | 0.00041737 | 0.0003699 | 0.00033306 | 0.00030385 | 0.00028017 | 0.0002599 | 0.00024334 | 0.00022946 | 0.00021817 | 0.00020844 | 0.00019917 | 0.00019084 | 0.00018328 | 0.00017637 | 0.0001701 | 0.00016346 | 0.00015701 | 0.00015081
WA | Commercial | Data Center | Existing | Interior Lighting | Exempted Lighting | 2.2581e-07 | 2.1543e-07 | 2.0154e-07 | 1.8561e-07 | 1.612e-07 | 1.4445e-07 | 1.3197e-07 | 1.2183e-07 | 1.1295e-07 | 1.0525e-07 | 9.8788e-08 | 9.3164e-08 | 8.8893e-08 | 8.528e-08 | 8.1575e-08 | 7.7871e-08 | 7.4298e-08 | 7.0928e-08 | 6.8285e-08 | 6.5962e-08 | 6.3822e-08 | 6.1787e-08
WA | Commercial | Data Center | Existing | Interior Lighting | High-Bay Lighting | 0.0018012 | 0.0017607 | 0.0017208 | 0.0016816 | 0.0016427 | 0.0016047 | 0.0015676 | 0.0015315 | 0.0014963 | 0.0014618 | 0.0014284 | 0.0013959 | 0.0013645 | 0.0013341 | 0.0013043 | 0.0012754 | 0.0012474 | 0.0012201 | 0.0011936 | 0.0011679 | 0.0011428 | 0.0011184
WA | Commercial | Data Center | Existing | Interior Lighting | Linear Lighting | 0.0033348 | 0.0032658 | 0.0031976 | 0.0031302 | 0.0030609 | 0.0029925 | 0.0029252 | 0.002859 | 0.002794 | 0.0027281 | 0.0026634 | 0.0026001 | 0.0025381 | 0.0024774 | 0.0024166 | 0.0023571 | 0.0022989 | 0.0022421 | 0.0021867 | 0.0021325 | 0.0020811 | 0.002032
WA | Commercial | Data Center | Existing | Exterior Lighting | General Service Lighting | 0.0014919 | 0.0014202 | 0.0013337 | 0.0012375 | 0.0011085 | 0.00097342 | 0.00086823 | 0.00078706 | 0.00072359 | 0.00066807 | 0.00062214 | 0.00058322 | 0.00055241 | 0.00052591 | 0.00050032 | 0.0004774 | 0.00045667 | 0.00043776 | 0.00042066 | 0.00040237 | 0.00038462 | 0.00036758
WA | Commercial | Data Center | Existing | Exterior Lighting | Area Lighting | 0.0010896 | 0.0010678 | 0.0010464 | 0.0010255 | 0.0010039 | 0.00098264 | 0.00096178 | 0.0009413 | 0.00092121 | 0.00090072 | 0.00088062 | 0.0008609 | 0.0008417 | 0.00082298 | 0.00080418 | 0.00078593 | 0.00076818 | 0.00075092 | 0.0007341 | 0.00071772 | 0.00070181 | 0.00068634
WA | Commercial | Data Center | Existing | Exterior Lighting | Linear Lighting | 0.0026257 | 0.0025714 | 0.0025176 | 0.0024646 | 0.00241 | 0.0023562 | 0.0023032 | 0.0022511 | 0.0021999 | 0.002148 | 0.0020971 | 0.0020472 | 0.0019984 | 0.0019506 | 0.0019027 | 0.0018559 | 0.0018101 | 0.0017654 | 0.0017217 | 0.001679 | 0.0016386 | 0.0015999
WA | Commercial | Data Center | Existing | Refrigeration | Walk-in Refrigerator/Freezer | 0 | 0 | 0 | 0 | 0 | 0 | 0 | 0 | 0 | 0 | 0 | 0 | 0 | 0 | 0 | 0 | 0 | 0 | 0 | 0 | 0 | 0
WA | Commercial | Data Center | Existing | Refrigeration | Reach-in Refrigerator/Freezer | 0.00091371 | 0.00092675 | 0.00093997 | 0.00095338 | 0.00096698 | 0.00098077 | 0.00099476 | 0.001009 | 0.0010233 | 0.0010379 | 0.0010527 | 0.0010678 | 0.001083 | 0.0010984 | 0.0011141 | 0.00113 | 0.0011461 | 0.0011625 | 0.0011791 | 0.0011959 | 0.0012129 | 0.0012302
WA | Commercial | Data Center | Existing | Refrigeration | Glass Door Display | 0 | 0 | 0 | 0 | 0 | 0 | 0 | 0 | 0 | 0 | 0 | 0 | 0 | 0 | 0 | 0 | 0 | 0 | 0 | 0 | 0 | 0
WA | Commercial | Data Center | Existing | Refrigeration | Open Display Case | 0 | 0 | 0 | 0 | 0 | 0 | 0 | 0 | 0 | 0 | 0 | 0 | 0 | 0 | 0 | 0 | 0 | 0 | 0 | 0 | 0 | 0
WA | Commercial | Data Center | Existing | Refrigeration | Icemaker | 8.091e-05 | 8.2122e-05 | 8.3352e-05 | 8.46e-05 | 8.5867e-05 | 8.7153e-05 | 8.8459e-05 | 8.9784e-05 | 9.1129e-05 | 9.2493e-05 | 9.3879e-05 | 9.5285e-05 | 9.6712e-05 | 9.8161e-05 | 9.9631e-05 | 0.00010112 | 0.00010264 | 0.00010418 | 0.00010574 | 0.00010732 | 0.00010893 | 0.00011056
WA | Commercial | Data Center | Existing | Refrigeration | Vending Machine | 0.00084388 | 0.00086729 | 0.00089136 | 0.00091609 | 0.0009415 | 0.00096762 | 0.00099447 | 0.0010221 | 0.0010504 | 0.0010796 | 0.0011095 | 0.0011403 | 0.0011719 | 0.0012044 | 0.0012379 | 0.0012722 | 0.0013075 | 0.0013438 | 0.001381 | 0.0014194 | 0.0014587 | 0.0014992
WA | Commercial | Data Center | Existing | Food Preparation | Oven | 8.5895e-05 | 8.4177e-05 | 8.2494e-05 | 8.0844e-05 | 7.9227e-05 | 7.7643e-05 | 7.609e-05 | 7.4568e-05 | 7.3077e-05 | 7.1615e-05 | 7.0183e-05 | 6.8779e-05 | 6.7404e-05 | 6.6055e-05 | 6.4734e-05 | 6.344e-05 | 6.2171e-05 | 6.0927e-05 | 5.9709e-05 | 5.8515e-05 | 5.7344e-05 | 5.6198e-05
WA | Commercial | Data Center | Existing | Food Preparation | Fryer | 6.28e-05 | 6.1544e-05 | 6.0313e-05 | 5.9107e-05 | 5.7925e-05 | 5.6766e-05 | 5.5631e-05 | 5.4518e-05 | 5.3428e-05 | 5.2359e-05 | 5.1312e-05 | 5.0286e-05 | 4.928e-05 | 4.8295e-05 | 4.7329e-05 | 4.6382e-05 | 4.5454e-05 | 4.4545e-05 | 4.3654e-05 | 4.2781e-05 | 4.1926e-05 | 4.1087e-05
WA | Commercial | Data Center | Existing | Food Preparation | Dishwasher | 6.419e-05 | 6.2907e-05 | 6.1648e-05 | 6.0416e-05 | 5.9207e-05 | 5.8023e-05 | 5.6863e-05 | 5.5725e-05 | 5.4611e-05 | 5.3519e-05 | 5.2448e-05 | 5.1399e-05 | 5.0371e-05 | 4.9364e-05 | 4.8377e-05 | 4.7409e-05 | 4.6461e-05 | 4.5532e-05 | 4.4621e-05 | 4.3729e-05 | 4.2854e-05 | 4.1997e-05
WA | Commercial | Data Center | Existing | Food Preparation | Hot Food Container | 5.8516e-06 | 5.7345e-06 | 5.6198e-06 | 5.5074e-06 | 5.3973e-06 | 5.2894e-06 | 5.1836e-06 | 5.0799e-06 | 4.9783e-06 | 4.8787e-06 | 4.7812e-06 | 4.6855e-06 | 4.5918e-06 | 4.5e-06 | 4.41e-06 | 4.3218e-06 | 4.2353e-06 | 4.1506e-06 | 4.0676e-06 | 3.9863e-06 | 3.9066e-06 | 3.8284e-06
WA | Commercial | Data Center | Existing | Food Preparation | Steamer | 7.1543e-05 | 7.0112e-05 | 6.8709e-05 | 6.7335e-05 | 6.5989e-05 | 6.4669e-05 | 6.3375e-05 | 6.2108e-05 | 6.0866e-05 | 5.9648e-05 | 5.8456e-05 | 5.7286e-05 | 5.6141e-05 | 5.5018e-05 | 5.3917e-05 | 5.2839e-05 | 5.1782e-05 | 5.0747e-05 | 4.9732e-05 | 4.8737e-05 | 4.7762e-05 | 4.6807e-05
WA | Commercial | Data Center | Existing | Food Preparation | Griddle | 7.7321e-05 | 7.5774e-05 | 7.4259e-05 | 7.2774e-05 | 7.1318e-05 | 6.9892e-05 | 6.8494e-05 | 6.7124e-05 | 6.5782e-05 | 6.4466e-05 | 6.3177e-05 | 6.1913e-05 | 6.0675e-05 | 5.9461e-05 | 5.8272e-05 | 5.7107e-05 | 5.5965e-05 | 5.4845e-05 | 5.3748e-05 | 5.2673e-05 | 5.162e-05 | 5.0588e-05
WA | Commercial | Data Center | Existing | Office Equipment | Desktop Computer | 0.0069185 | 0.006628 | 0.0063497 | 0.0060831 | 0.0058277 | 0.005583 | 0.0053485 | 0.005124 | 0.0049088 | 0.0047027 | 0.0045052 | 0.004316 | 0.0041348 | 0.0039612 | 0.0037949 | 0.0036355 | 0.0034829 | 0.0033366 | 0.0031965 | 0.0030623 | 0.0029337 | 0.0028105
WA | Commercial | Data Center | Existing | Office Equipment | Laptop | 0.0017359 | 0.0017397 | 0.0017435 | 0.0017473 | 0.0017511 | 0.001755 | 0.0017588 | 0.0017627 | 0.0017665 | 0.0017704 | 0.0017743 | 0.0017782 | 0.0017821 | 0.001786 | 0.0017899 | 0.0017938 | 0.0017977 | 0.0018017 | 0.0018056 | 0.0018096 | 0.0018135 | 0.0018175
WA | Commercial | Data Center | Existing | Office Equipment | Server | 0.49966 | 0.50052 | 0.50139 | 0.50226 | 0.50313 | 0.504 | 0.50488 | 0.50575 | 0.50663 | 0.50751 | 0.50839 | 0.50927 | 0.51015 | 0.51104 | 0.51192 | 0.51281 | 0.5137 | 0.51459 | 0.51548 | 0.51638 | 0.51727 | 0.51817
WA | Commercial | Data Center | Existing | Office Equipment | Monitor | 0.0028805 | 0.0028361 | 0.0027925 | 0.0027495 | 0.0027072 | 0.0026655 | 0.0026245 | 0.0025841 | 0.0025443 | 0.0025051 | 0.0024666 | 0.0024286 | 0.0023912 | 0.0023544 | 0.0023182 | 0.0022825 | 0.0022473 | 0.0022127 | 0.0021787 | 0.0021451 | 0.0021121 | 0.0020796
WA | Commercial | Data Center | Existing | Office Equipment | Printer/Copier/Fax | 0.0022519 | 0.0022424 | 0.0022329 | 0.0022235 | 0.0022141 | 0.0022048 | 0.0021955 | 0.0021862 | 0.002177 | 0.0021678 | 0.0021587 | 0.0021496 | 0.0021405 | 0.0021315 | 0.0021225 | 0.0021135 | 0.0021046 | 0.0020957 | 0.0020869 | 0.0020781 | 0.0020693 | 0.0020606
WA | Commercial | Data Center | Existing | Office Equipment | POS Terminal | 7.842e-06 | 7.7213e-06 | 7.6024e-06 | 7.4854e-06 | 7.3702e-06 | 7.2567e-06 | 7.145e-06 | 7.035e-06 | 6.9267e-06 | 6.8201e-06 | 6.7151e-06 | 6.6118e-06 | 6.51e-06 | 6.4098e-06 | 6.3111e-06 | 6.214e-06 | 6.1183e-06 | 6.0241e-06 | 5.9314e-06 | 5.8401e-06 | 5.7502e-06 | 5.6617e-06
WA | Commercial | Data Center | Existing | Miscellaneous | Non-HVAC Motors | 0.00089502 | 0.00087712 | 0.00085957 | 0.00084238 | 0.00082554 | 0.00080903 | 0.00079284 | 0.00077699 | 0.00076145 | 0.00074622 | 0.00073129 | 0.00071667 | 0.00070234 | 0.00068829 | 0.00067452 | 0.00066103 | 0.00064781 | 0.00063486 | 0.00062216 | 0.00060972 | 0.00059752 | 0.00058557
WA | Commercial | Data Center | Existing | Miscellaneous | Pool Pump | 0 | 0 | 0 | 0 | 0 | 0 | 0 | 0 | 0 | 0 | 0 | 0 | 0 | 0 | 0 | 0 | 0 | 0 | 0 | 0 | 0 | 0
WA | Commercial | Data Center | Existing | Miscellaneous | Pool Heater | 0 | 0 | 0 | 0 | 0 | 0 | 0 | 0 | 0 | 0 | 0 | 0 | 0 | 0 | 0 | 0 | 0 | 0 | 0 | 0 | 0 | 0
WA | Commercial | Data Center | Existing | Miscellaneous | Clothes Washer | 0 | 0 | 0 | 0 | 0 | 0 | 0 | 0 | 0 | 0 | 0 | 0 | 0 | 0 | 0 | 0 | 0 | 0 | 0 | 0 | 0 | 0
WA | Commercial | Data Center | Existing | Miscellaneous | Clothes Dryer | 0 | 0 | 0 | 0 | 0 | 0 | 0 | 0 | 0 | 0 | 0 | 0 | 0 | 0 | 0 | 0 | 0 | 0 | 0 | 0 | 0 | 0
WA | Commercial | Data Center | Existing | Miscellaneous | Electric Vehicle Chargers | 0 | 0 | 0 | 0 | 0 | 0 | 0 | 0 | 0 | 0 | 0 | 0 | 0 | 0 | 0 | 0 | 0 | 0 | 0 | 0 | 0 | 0
WA | Commercial | Data Center | Existing | Miscellaneous | Other Miscellaneous | 0.0044303 | 0.004507 | 0.0045849 | 0.0046642 | 0.0047449 | 0.004827 | 0.0049105 | 0.0049954 | 0.0050818 | 0.0051697 | 0.0052592 | 0.0053501 | 0.0054427 | 0.0055368 | 0.0056326 | 0.00573 | 0.0058292 | 0.00593 | 0.0060326 | 0.0061369 | 0.0062431 | 0.0063511
WA | Commercial | Data Center | Existing | Generation | Solar PV | -0.0003404 | -0.00034493 | -0.00040977 | -0.00047457 | -0.00055441 | -0.00063652 | -0.00072835 | -0.00082203 | -0.00092251 | -0.0010365 | -0.0011676 | -0.0012894 | -0.001405 | -0.0015049 | -0.0015973 | -0.0016806 | -0.0017559 | -0.0018189 | -0.0018723 | -0.0019206 | -0.0019672 | -0.0020197
WA | Commercial | Data Center | New | Cooling | Air-Cooled Chiller | 0 | 0.00024748 | 0.00049231 | 0.0007487 | 0.0009958 | 0.0012448 | 0.0014913 | 0.0017327 | 0.0019657 | 0.0021987 | 0.0024394 | 0.0026844 | 0.0029254 | 0.0031673 | 0.0034075 | 0.0036452 | 0.0038786 | 0.0041045 | 0.0043246 | 0.0045419 | 0.0047589 | 0.0049825
WA | Commercial | Data Center | New | Cooling | Water-Cooled Chiller | 0 | 0.00023746 | 0.00047236 | 0.00071837 | 0.00095545 | 0.0011944 | 0.0014309 | 0.0016625 | 0.001886 | 0.0021096 | 0.0023405 | 0.0025756 | 0.0028069 | 0.003039 | 0.0032695 | 0.0034975 | 0.0037214 | 0.0039382 | 0.0041493 | 0.0043579 | 0.004566 | 0.0047806
WA | Commercial | Data Center | New | Cooling | RTU | 0 | 0.0012283 | 0.0022875 | 0.0033966 | 0.0044656 | 0.005544 | 0.0066111 | 0.0076568 | 0.0086655 | 0.0096745 | 0.010717 | 0.011778 | 0.012822 | 0.01385 | 0.014874 | 0.015888 | 0.016885 | 0.017852 | 0.018794 | 0.019725 | 0.020656 | 0.021616
WA | Commercial | Data Center | New | Cooling | Packaged Terminal AC | 0 | 8.6451e-05 | 0.00017197 | 0.00026154 | 0.00034785 | 0.00043485 | 0.00052093 | 0.00060528 | 0.00068665 | 0.00076804 | 0.00085212 | 0.0009377 | 0.0010219 | 0.0011064 | 0.0011903 | 0.0012733 | 0.0013549 | 0.0014338 | 0.0015107 | 0.0015866 | 0.0016624 | 0.0017405
WA | Commercial | Data Center | New | Cooling | Packaged Terminal HP | 0 | 2.7419e-05 | 5.4544e-05 | 8.2951e-05 | 0.00011033 | 0.00013792 | 0.00016522 | 0.00019198 | 0.00021778 | 0.00024359 | 0.00027026 | 0.00029741 | 0.00032412 | 0.00035091 | 0.00037753 | 0.00040386 | 0.00042972 | 0.00045474 | 0.00047913 | 0.00050321 | 0.00052725 | 0.00055202
WA | Commercial | Data Center | New | Cooling | Air-Source Heat Pump | 0 | 0.00036815 | 0.00069877 | 0.001045 | 0.0013787 | 0.0017152 | 0.0020482 | 0.0023746 | 0.0026893 | 0.0030042 | 0.0033294 | 0.0036605 | 0.0039831 | 0.0043069 | 0.0046288 | 0.0049474 | 0.0052605 | 0.0055636 | 0.0058591 | 0.0061509 | 0.0064425 | 0.0067431
WA | Commercial | Data Center | New | Cooling | Geothermal Heat Pump | 0 | 0.00020607 | 0.00040993 | 0.00062341 | 0.00082916 | 0.0010365 | 0.0012417 | 0.0014428 | 0.0016367 | 0.0018307 | 0.0020311 | 0.0022352 | 0.0024359 | 0.0026373 | 0.0028373 | 0.0030352 | 0.0032295 | 0.0034176 | 0.0036009 | 0.0037818 | 0.0039625 | 0.0041487
WA | Commercial | Data Center | New | Space Heating | Electric Furnace | 0 | 2.5016e-06 | 4.9764e-06 | 7.5958e-06 | 1.0066e-05 | 1.2453e-05 | 1.4764e-05 | 1.7041e-05 | 1.9063e-05 | 2.1105e-05 | 2.3177e-05 | 2.5339e-05 | 2.7235e-05 | 2.919e-05 | 3.1088e-05 | 3.3015e-05 | 3.462e-05 | 3.624e-05 | 3.7773e-05 | 3.939e-05 | 4.0683e-05 | 4.2142e-05
WA | Commercial | Data Center | New | Space Heating | Electric Room Heat | 0 | 4.5907e-05 | 9.1322e-05 | 0.00013939 | 0.00018472 | 0.00022852 | 0.00027094 | 0.00031272 | 0.00034983 | 0.0003873 | 0.00042533 | 0.00046501 | 0.0004998 | 0.00053567 | 0.00057051 | 0.00060587 | 0.00063531 | 0.00066505 | 0.00069317 | 0.00072286 | 0.00074657 | 0.00077336
WA | Commercial | Data Center | New | Space Heating | Packaged Terminal HP | 0 | 1.3554e-06 | 2.6963e-06 | 4.1156e-06 | 5.4538e-06 | 6.7472e-06 | 7.9994e-06 | 9.233e-06 | 1.0329e-05 | 1.1435e-05 | 1.2558e-05 | 1.3729e-05 | 1.4757e-05 | 1.5816e-05 | 1.6844e-05 | 1.7888e-05 | 1.8758e-05 | 1.9636e-05 | 2.0466e-05 | 2.1342e-05 | 2.2043e-05 | 2.2833e-05
WA | Commercial | Data Center | New | Space Heating | Air-Source Heat Pump | 0 | 2.8716e-05 | 5.6289e-05 | 8.5476e-05 | 0.00011299 | 0.00013958 | 0.00016533 | 0.0001907 | 0.00021323 | 0.00023597 | 0.00025905 | 0.00028314 | 0.00030419 | 0.00032589 | 0.00034698 | 0.00036839 | 0.00038622 | 0.00040422 | 0.00042126 | 0.00043924 | 0.0004536 | 0.00046983
WA | Commercial | Data Center | New | Space Heating | Geothermal Heat Pump | 0 | 1.4156e-05 | 2.816e-05 | 4.2982e-05 | 5.6958e-05 | 7.0466e-05 | 8.3544e-05 | 9.6427e-05 | 0.00010787 | 0.00011943 | 0.00013115 | 0.00014339 | 0.00015412 | 0.00016517 | 0.00017592 | 0.00018682 | 0.0001959 | 0.00020507 | 0.00021374 | 0.0002229 | 0.00023021 | 0.00023847
WA | Commercial | Data Center | New | Ventilation | Ventilation | 0 | 0.0029504 | 0.0058691 | 0.008925 | 0.011871 | 0.014627 | 0.017316 | 0.019916 | 0.022386 | 0.024829 | 0.027326 | 0.029839 | 0.032278 | 0.034696 | 0.037065 | 0.039329 | 0.041516 | 0.043584 | 0.045551 | 0.047441 | 0.049293 | 0.05119
WA | Commercial | Data Center | New | Water Heating | Water Heater | 0 | 6.1825e-05 | 0.00011341 | 0.00016743 | 0.0002195 | 0.00027021 | 0.00031972 | 0.00036755 | 0.00041301 | 0.00045789 | 0.00050376 | 0.00054992 | 0.00059334 | 0.00063655 | 0.00067906 | 0.0007198 | 0.00075922 | 0.00079674 | 0.00083269 | 0.00086486 | 0.00089977 | 0.00093544
WA | Commercial | Data Center | New | Interior Lighting | General Service Lighting | 0 | 8.4746e-06 | 1.6858e-05 | 2.5638e-05 | 3.2475e-05 | 3.9136e-05 | 4.5337e-05 | 5.1122e-05 | 5.6449e-05 | 6.1017e-05 | 6.5753e-05 | 7.0513e-05 | 7.525e-05 | 7.9932e-05 | 8.3957e-05 | 8.7729e-05 | 9.1303e-05 | 9.462e-05 | 9.7793e-05 | 0.00010039 | 0.00010301 | 0.00010576
WA | Commercial | Data Center | New | Interior Lighting | Exempted Lighting | 0 | 4.0275e-09 | 8.0118e-09 | 1.2184e-08 | 1.516e-08 | 1.8059e-08 | 2.062e-08 | 2.2909e-08 | 2.4933e-08 | 2.6613e-08 | 2.8408e-08 | 3.0237e-08 | 3.2139e-08 | 3.4049e-08 | 3.5629e-08 | 3.6947e-08 | 3.8218e-08 | 3.9401e-08 | 4.0658e-08 | 4.1896e-08 | 4.3114e-08 | 4.4377e-08
WA | Commercial | Data Center | New | Interior Lighting | High-Bay Lighting | 0 | 4.073e-05 | 8.1023e-05 | 0.00012322 | 0.00016317 | 0.00020208 | 0.00024007 | 0.00027677 | 0.00031165 | 0.00034573 | 0.00038055 | 0.0004156 | 0.0004495 | 0.00048301 | 0.0005154 | 0.00054632 | 0.00057612 | 0.00060438 | 0.00063138 | 0.00065757 | 0.00068337 | 0.00070976
WA | Commercial | Data Center | New | Interior Lighting | Linear Lighting | 0 | 8.4135e-05 | 0.00016737 | 0.00025453 | 0.00033614 | 0.00041564 | 0.00049325 | 0.00056822 | 0.00063948 | 0.00070851 | 0.00077907 | 0.00085007 | 0.00091896 | 0.00098725 | 0.0010533 | 0.0011164 | 0.0011774 | 0.0012352 | 0.0012906 | 0.0013444 | 0.0013964 | 0.0014487
WA | Commercial | Data Center | New | Exterior Lighting | General Service Lighting | 0 | 2.2634e-05 | 4.5025e-05 | 6.8473e-05 | 8.5086e-05 | 0.00010075 | 0.00011558 | 0.00013005 | 0.00014387 | 0.00015491 | 0.00016614 | 0.00017728 | 0.00018866 | 0.0001999 | 0.00020902 | 0.0002175 | 0.0002255 | 0.00023287 | 0.0002399 | 0.00024522 | 0.00025068 | 0.00025647
WA | Commercial | Data Center | New | Exterior Lighting | Area Lighting | 0 | 2.85e-05 | 5.6694e-05 | 8.6219e-05 | 0.00011387 | 0.0001408 | 0.00016709 | 0.00019249 | 0.00021663 | 0.00024003 | 0.00026396 | 0.00028803 | 0.00031127 | 0.0003342 | 0.00035616 | 0.00037708 | 0.00039723 | 0.00041631 | 0.00043452 | 0.00045217 | 0.00046957 | 0.00048737
WA | Commercial | Data Center | New | Exterior Lighting | Linear Lighting | 0 | 6.6244e-05 | 0.00013178 | 0.00020041 | 0.00026466 | 0.00032726 | 0.00038836 | 0.00044739 | 0.0005035 | 0.00055785 | 0.0006134 | 0.0006693 | 0.00072355 | 0.00077731 | 0.00082931 | 0.00087901 | 0.00092699 | 0.00097257 | 0.0010162 | 0.0010585 | 0.0010994 | 0.0011406
WA | Commercial | Data Center | New | Refrigeration | Walk-in Refrigerator/Freezer | 0 | 0 | 0 | 0 | 0 | 0 | 0 | 0 | 0 | 0 | 0 | 0 | 0 | 0 | 0 | 0 | 0 | 0 | 0 | 0 | 0 | 0
WA | Commercial | Data Center | New | Refrigeration | Reach-in Refrigerator/Freezer | 0 | 2.4735e-05 | 5.0925e-05 | 8.0154e-05 | 0.00011034 | 0.0001418 | 0.00017464 | 0.00020863 | 0.00024335 | 0.00027989 | 0.00031932 | 0.00036136 | 0.00040501 | 0.00045098 | 0.00049903 | 0.00054841 | 0.00059949 | 0.00065181 | 0.00070566 | 0.00076156 | 0.00082 | 0.00088232
WA | Commercial | Data Center | New | Refrigeration | Glass Door Display | 0 | 0 | 0 | 0 | 0 | 0 | 0 | 0 | 0 | 0 | 0 | 0 | 0 | 0 | 0 | 0 | 0 | 0 | 0 | 0 | 0 | 0
WA | Commercial | Data Center | New | Refrigeration | Open Display Case | 0 | 0 | 0 | 0 | 0 | 0 | 0 | 0 | 0 | 0 | 0 | 0 | 0 | 0 | 0 | 0 | 0 | 0 | 0 | 0 | 0 | 0
WA | Commercial | Data Center | New | Refrigeration | Icemaker | 0 | 2.1735e-06 | 4.4406e-06 | 6.9358e-06 | 9.4742e-06 | 1.2082e-05 | 1.4767e-05 | 1.7506e-05 | 2.0263e-05 | 2.3127e-05 | 2.6183e-05 | 2.9403e-05 | 3.2702e-05 | 3.6135e-05 | 3.9678e-05 | 4.327e-05 | 4.6939e-05 | 5.0644e-05 | 5.4408e-05 | 5.8268e-05 | 6.2259e-05 | 6.6477e-05
WA | Commercial | Data Center | New | Refrigeration | Vending Machine | 0 | 2.2669e-05 | 4.6315e-05 | 7.234e-05 | 9.8815e-05 | 0.00012602 | 0.00015402 | 0.00018259 | 0.00021134 | 0.00024121 | 0.00027309 | 0.00030667 | 0.00034108 | 0.00037688 | 0.00041384 | 0.00045131 | 0.00048956 | 0.00052822 | 0.00056747 | 0.00060773 | 0.00064935 | 0.00069335
WA | Commercial | Data Center | New | Food Preparation | Oven | 0 | 2.3779e-06 | 5.0066e-06 | 8.0586e-06 | 1.1344e-05 | 1.4909e-05 | 1.8778e-05 | 2.2941e-05 | 2.7365e-05 | 3.2186e-05 | 3.7553e-05 | 4.3459e-05 | 4.9811e-05 | 5.6721e-05 | 6.4186e-05 | 7.2134e-05 | 8.0639e-05 | 8.9663e-05 | 9.9269e-05 | 0.00010956 | 0.00012064 | 0.00013274
WA | Commercial | Data Center | New | Food Preparation | Fryer | 0 | 1.6426e-06 | 3.2676e-06 | 4.9693e-06 | 6.6094e-06 | 8.207e-06 | 9.7665e-06 | 1.1273e-05 | 1.2705e-05 | 1.4119e-05 | 1.5564e-05 | 1.7018e-05 | 1.8429e-05 | 1.9828e-05 | 2.1199e-05 | 2.251e-05 | 2.3775e-05 | 2.4977e-05 | 2.6127e-05 | 2.7244e-05 | 2.8344e-05 | 2.9467e-05
WA | Commercial | Data Center | New | Food Preparation | Dishwasher | 0 | 1.777e-06 | 3.7415e-06 | 6.0223e-06 | 8.4776e-06 | 1.1142e-05 | 1.4033e-05 | 1.7144e-05 | 2.045e-05 | 2.4053e-05 | 2.8064e-05 | 3.2478e-05 | 3.7225e-05 | 4.2388e-05 | 4.7967e-05 | 5.3907e-05 | 6.0262e-05 | 6.7006e-05 | 7.4184e-05 | 8.1874e-05 | 9.0153e-05 | 9.9201e-05
WA | Commercial | Data Center | New | Food Preparation | Hot Food Container | 0 | 1.6199e-07 | 3.4107e-07 | 5.4899e-07 | 7.7282e-07 | 1.0157e-06 | 1.2793e-06 | 1.5628e-06 | 1.8642e-06 | 2.1927e-06 | 2.5583e-06 | 2.9606e-06 | 3.3934e-06 | 3.8641e-06 | 4.3726e-06 | 4.9141e-06 | 5.4935e-06 | 6.1082e-06 | 6.7626e-06 | 7.4636e-06 | 8.2183e-06 | 9.0432e-06
WA | Commercial | Data Center | New | Food Preparation | Steamer | 0 | 1.9806e-06 | 4.17e-06 | 6.7121e-06 | 9.4487e-06 | 1.2418e-05 | 1.564e-05 | 1.9108e-05 | 2.2792e-05 | 2.6808e-05 | 3.1278e-05 | 3.6197e-05 | 4.1488e-05 | 4.7243e-05 | 5.346e-05 | 6.0081e-05 | 6.7165e-05 | 7.4681e-05 | 8.2681e-05 | 9.1252e-05 | 0.00010048 | 0.00011056
WA | Commercial | Data Center | New | Food Preparation | Griddle | 0 | 2.0224e-06 | 4.0232e-06 | 6.1184e-06 | 8.1376e-06 | 1.0105e-05 | 1.2025e-05 | 1.388e-05 | 1.5643e-05 | 1.7384e-05 | 1.9163e-05 | 2.0953e-05 | 2.2691e-05 | 2.4412e-05 | 2.6101e-05 | 2.7715e-05 | 2.9273e-05 | 3.0752e-05 | 3.2168e-05 | 3.3544e-05 | 3.4897e-05 | 3.6281e-05
WA | Commercial | Data Center | New | Office Equipment | Desktop Computer | 0 | 0.0001769 | 0.00034401 | 0.00051143 | 0.00066496 | 0.00080717 | 0.00093899 | 0.0010595 | 0.0011673 | 0.0012681 | 0.0013665 | 0.0014607 | 0.0015463 | 0.0016263 | 0.0016998 | 0.0017644 | 0.0018217 | 0.0018709 | 0.0019131 | 0.0019501 | 0.0019833 | 0.0020157
WA | Commercial | Data Center | New | Office Equipment | Laptop | 0 | 4.6432e-05 | 9.4457e-05 | 0.0001469 | 0.00019981 | 0.00025373 | 0.00030878 | 0.00036448 | 0.00042008 | 0.0004774 | 0.00053818 | 0.00060178 | 0.00066644 | 0.00073325 | 0.00080171 | 0.00087055 | 0.00094031 | 0.0010102 | 0.0010807 | 0.0011524 | 0.001226 | 0.0013035
WA | Commercial | Data Center | New | Office Equipment | Server | 0 | 0.01328 | 0.026842 | 0.041479 | 0.056057 | 0.070728 | 0.085523 | 0.10031 | 0.11487 | 0.12971 | 0.14528 | 0.16142 | 0.17762 | 0.19417 | 0.21094 | 0.22759 | 0.24426 | 0.26074 | 0.27713 | 0.29364 | 0.31041 | 0.32791
WA | Commercial | Data Center | New | Office Equipment | Monitor | 0 | 7.5697e-05 | 0.00015129 | 0.00023116 | 0.0003089 | 0.00038537 | 0.00046075 | 0.00053433 | 0.00060503 | 0.00067553 | 0.00074816 | 0.00082191 | 0.00089424 | 0.00096663 | 0.0010383 | 0.0011077 | 0.0011755 | 0.0012407 | 0.0013039 | 0.0013661 | 0.0014279 | 0.0014915
WA | Commercial | Data Center | New | Office Equipment | Printer/Copier/Fax | 0 | 5.9424e-05 | 0.00011926 | 0.00018298 | 0.00024554 | 0.0003076 | 0.0003693 | 0.00043007 | 0.000489 | 0.00054825 | 0.00060974 | 0.00067263 | 0.00073488 | 0.00079767 | 0.00086042 | 0.00092174 | 0.00098221 | 0.001041 | 0.0010986 | 0.0011558 | 0.0012131 | 0.0012724
WA | Commercial | Data Center | New | Office Equipment | POS Terminal | 0 | 2.0512e-07 | 4.0803e-07 | 6.2053e-07 | 8.2533e-07 | 1.0248e-06 | 1.2196e-06 | 1.4077e-06 | 1.5865e-06 | 1.7631e-06 | 1.9435e-06 | 2.1251e-06 | 2.3013e-06 | 2.476e-06 | 2.6472e-06 | 2.8109e-06 | 2.9689e-06 | 3.119e-06 | 3.2625e-06 | 3.402e-06 | 3.5393e-06 | 3.6797e-06
WA | Commercial | Data Center | New | Miscellaneous | Non-HVAC Motors | 0 | 2.341e-05 | 4.657e-05 | 7.0822e-05 | 9.4196e-05 | 0.00011697 | 0.00013919 | 0.00016067 | 0.00018107 | 0.00020122 | 0.00022182 | 0.00024254 | 0.00026265 | 0.00028258 | 0.00030213 | 0.00032081 | 0.00033884 | 0.00035597 | 0.00037236 | 0.00038828 | 0.00040395 | 0.00041997
WA | Commercial | Data Center | New | Miscellaneous | Pool Pump | 0 | 0 | 0 | 0 | 0 | 0 | 0 | 0 | 0 | 0 | 0 | 0 | 0 | 0 | 0 | 0 | 0 | 0 | 0 | 0 | 0 | 0
WA | Commercial | Data Center | New | Miscellaneous | Pool Heater | 0 | 0 | 0 | 0 | 0 | 0 | 0 | 0 | 0 | 0 | 0 | 0 | 0 | 0 | 0 | 0 | 0 | 0 | 0 | 0 | 0 | 0
WA | Commercial | Data Center | New | Miscellaneous | Clothes Washer | 0 | 0 | 0 | 0 | 0 | 0 | 0 | 0 | 0 | 0 | 0 | 0 | 0 | 0 | 0 | 0 | 0 | 0 | 0 | 0 | 0 | 0
WA | Commercial | Data Center | New | Miscellaneous | Clothes Dryer | 0 | 0 | 0 | 0 | 0 | 0 | 0 | 0 | 0 | 0 | 0 | 0 | 0 | 0 | 0 | 0 | 0 | 0 | 0 | 0 | 0 | 0
WA | Commercial | Data Center | New | Miscellaneous | Electric Vehicle Chargers | 0 | 0 | 0 | 0 | 0 | 0 | 0 | 0 | 0 | 0 | 0 | 0 | 0 | 0 | 0 | 0 | 0 | 0 | 0 | 0 | 0 | 0
WA | Commercial | Data Center | New | Miscellaneous | Other Miscellaneous | 0 | 0.00011959 | 0.00024552 | 0.00038535 | 0.00052895 | 0.00067785 | 0.0008325 | 0.00099171 | 0.0011535 | 0.0013229 | 0.001505 | 0.0016984 | 0.0018981 | 0.0021076 | 0.0023255 | 0.0025484 | 0.0027779 | 0.0030118 | 0.0032514 | 0.003499 | 0.0037568 | 0.0040309
WA | Commercial | Data Center | New | Generation | Solar PV | 0 | -9.2062e-06 | -2.22e-05 | -3.9899e-05 | -6.326e-05 | -9.2026e-05 | -0.00012787 | -0.00016998 | -0.00021937 | -0.00027951 | -0.00035415 | -0.00043637 | -0.00052542 | -0.00061784 | -0.00071546 | -0.00081564 | -0.00091843 | -0.0010199 | -0.0011206 | -0.0012231 | -0.0013299 | -0.0014485
WA | Commercial | Miscellaneous | Existing | Cooling | Air-Cooled Chiller | 0.79103 | 0.76661 | 0.74219 | 0.71793 | 0.69397 | 0.67494 | 0.65612 | 0.63759 | 0.61945 | 0.60174 | 0.58455 | 0.5679 | 0.55185 | 0.53642 | 0.52165 | 0.50817 | 0.49534 | 0.48329 | 0.47195 | 0.46125 | 0.45113 | 0.44153
WA | Commercial | Miscellaneous | Existing | Cooling | Water-Cooled Chiller | 0.44653 | 0.43766 | 0.42897 | 0.42046 | 0.41212 | 0.40667 | 0.40126 | 0.39591 | 0.39061 | 0.38535 | 0.38015 | 0.37499 | 0.36988 | 0.36482 | 0.35981 | 0.35528 | 0.35079 | 0.34632 | 0.34189 | 0.33748 | 0.33312 | 0.32878
WA | Commercial | Miscellaneous | Existing | Cooling | RTU | 4.7032 | 4.6091 | 4.4974 | 4.3862 | 4.2758 | 4.1946 | 4.1132 | 4.0317 | 3.9505 | 3.8695 | 3.789 | 3.7091 | 3.6298 | 3.5533 | 3.4809 | 3.4165 | 3.3551 | 3.2964 | 3.2402 | 3.1862 | 3.1342 | 3.084
WA | Commercial | Miscellaneous | Existing | Cooling | Packaged Terminal AC | 0.44334 | 0.43447 | 0.42578 | 0.41727 | 0.40892 | 0.40345 | 0.39802 | 0.39264 | 0.38732 | 0.38204 | 0.37682 | 0.37166 | 0.36654 | 0.36148 | 0.35646 | 0.35194 | 0.34745 | 0.34299 | 0.33857 | 0.33418 | 0.32983 | 0.32552
WA | Commercial | Miscellaneous | Existing | Cooling | Packaged Terminal HP | 0.21454 | 0.21025 | 0.20605 | 0.20193 | 0.19789 | 0.19524 | 0.19261 | 0.19001 | 0.18743 | 0.18488 | 0.18236 | 0.17985 | 0.17738 | 0.17493 | 0.1725 | 0.17031 | 0.16814 | 0.16598 | 0.16384 | 0.16172 | 0.15962 | 0.15753
WA | Commercial | Miscellaneous | Existing | Cooling | Air-Source Heat Pump | 0.4541 | 0.44357 | 0.43193 | 0.42042 | 0.40907 | 0.40061 | 0.39222 | 0.38393 | 0.37577 | 0.36776 | 0.35991 | 0.35225 | 0.34487 | 0.33783 | 0.33111 | 0.32508 | 0.31929 | 0.31372 | 0.30835 | 0.30317 | 0.29816 | 0.29331
WA | Commercial | Miscellaneous | Existing | Cooling | Geothermal Heat Pump | 0.067634 | 0.065727 | 0.063823 | 0.06194 | 0.060094 | 0.05869 | 0.057319 | 0.055992 | 0.054715 | 0.053495 | 0.052338 | 0.051246 | 0.050213 | 0.049231 | 0.048297 | 0.047463 | 0.046663 | 0.045894 | 0.045153 | 0.044437 | 0.043744 | 0.043071
WA | Commercial | Miscellaneous | Existing | Space Heating | Electric Furnace | 0.45936 | 0.45017 | 0.44117 | 0.43393 | 0.4237 | 0.41369 | 0.40391 | 0.39581 | 0.38503 | 0.37591 | 0.367 | 0.35961 | 0.34979 | 0.34148 | 0.33336 | 0.32674 | 0.3179 | 0.31043 | 0.30313 | 0.29708 | 0.28903 | 0.28222
WA | Commercial | Miscellaneous | Existing | Space Heating | Electric Room Heat | 0.51946 | 0.50907 | 0.49889 | 0.49071 | 0.47914 | 0.46782 | 0.45676 | 0.4476 | 0.43541 | 0.42509 | 0.41502 | 0.40667 | 0.39556 | 0.38616 | 0.37698 | 0.36949 | 0.35949 | 0.35104 | 0.34279 | 0.33596 | 0.32685 | 0.31915
WA | Commercial | Miscellaneous | Existing | Space Heating | Packaged Terminal HP | 0.25485 | 0.24975 | 0.24476 | 0.24074 | 0.23507 | 0.22952 | 0.22409 | 0.2196 | 0.21361 | 0.20855 | 0.20361 | 0.19951 | 0.19406 | 0.18945 | 0.18495 | 0.18127 | 0.17637 | 0.17222 | 0.16818 | 0.16482 | 0.16035 | 0.15658
WA | Commercial | Miscellaneous | Existing | Space Heating | Air-Source Heat Pump | 0.59935 | 0.58736 | 0.57504 | 0.565 | 0.55104 | 0.53736 | 0.52397 | 0.51276 | 0.49808 | 0.48557 | 0.47334 | 0.46309 | 0.44975 | 0.43847 | 0.42751 | 0.41854 | 0.40679 | 0.39686 | 0.3872 | 0.37918 | 0.36864 | 0.35972
WA | Commercial | Miscellaneous | Existing | Space Heating | Geothermal Heat Pump | 0.099477 | 0.097317 | 0.095189 | 0.093439 | 0.091048 | 0.088715 | 0.086443 | 0.084542 | 0.082086 | 0.080003 | 0.077983 | 0.076305 | 0.074127 | 0.072286 | 0.070497 | 0.069036 | 0.067114 | 0.065491 | 0.063912 | 0.062603 | 0.060875 | 0.059415
WA | Commercial | Miscellaneous | Existing | Ventilation | Ventilation | 13.3966 | 12.9786 | 12.5603 | 12.146 | 11.7376 | 11.3225 | 10.9176 | 10.5247 | 10.1449 | 9.7798 | 9.4301 | 9.0959 | 8.7777 | 8.4758 | 8.1903 | 7.9217 | 7.6693 | 7.4315 | 7.2067 | 6.9918 | 6.7879 | 6.595
WA | Commercial | Miscellaneous | Existing | Water Heating | Water Heater | 6.0467 | 5.8908 | 5.7322 | 5.5721 | 5.4116 | 5.2253 | 5.0395 | 4.843 | 4.6484 | 4.4563 | 4.2673 | 4.0817 | 3.913 | 3.7583 | 3.6152 | 3.469 | 3.3222 | 3.1858 | 3.0597 | 2.9333 | 2.8143 | 2.7022
WA | Commercial | Miscellaneous | Existing | Interior Lighting | General Service Lighting | 8.1209 | 7.8324 | 7.5006 | 7.1412 | 6.6176 | 6.0787 | 5.645 | 5.2852 | 4.9782 | 4.6975 | 4.4591 | 4.2511 | 4.0774 | 3.9219 | 3.767 | 3.624 | 3.4912 | 3.3675 | 3.2537 | 3.131 | 3.0106 | 2.8941
WA | Commercial | Miscellaneous | Existing | Interior Lighting | Exempted Lighting | 0.042438 | 0.040404 | 0.037661 | 0.034505 | 0.029787 | 0.026559 | 0.024171 | 0.02225 | 0.020587 | 0.019156 | 0.017961 | 0.016926 | 0.016142 | 0.01548 | 0.014804 | 0.01413 | 0.01348 | 0.012867 | 0.012387 | 0.011965 | 0.011577 | 0.011208
WA | Commercial | Miscellaneous | Existing | Interior Lighting | High-Bay Lighting | 3.1546 | 3.0835 | 3.0136 | 2.945 | 2.8766 | 2.8097 | 2.7443 | 2.6806 | 2.6186 | 2.5576 | 2.4984 | 2.4409 | 2.3853 | 2.3315 | 2.2787 | 2.2275 | 2.1778 | 2.1297 | 2.0828 | 2.0373 | 1.993 | 1.95
WA | Commercial | Miscellaneous | Existing | Interior Lighting | Linear Lighting | 20.3549 | 19.9344 | 19.5187 | 19.1084 | 18.6865 | 18.2704 | 17.8607 | 17.4579 | 17.0625 | 16.6611 | 16.2676 | 15.8822 | 15.5049 | 15.1356 | 14.7652 | 14.403 | 14.0491 | 13.7033 | 13.3655 | 13.0355 | 12.7225 | 12.4231
WA | Commercial | Miscellaneous | Existing | Exterior Lighting | General Service Lighting | 3.2722 | 3.151 | 3.0106 | 2.8578 | 2.6221 | 2.3742 | 2.1755 | 2.0185 | 1.8924 | 1.7748 | 1.6739 | 1.5851 | 1.5137 | 1.4504 | 1.3866 | 1.3281 | 1.2742 | 1.2242 | 1.1785 | 1.1287 | 1.08 | 1.033
WA | Commercial | Miscellaneous | Existing | Exterior Lighting | Area Lighting | 0.11927 | 0.11688 | 0.11454 | 0.11225 | 0.10989 | 0.10756 | 0.10528 | 0.10303 | 0.10084 | 0.098593 | 0.096392 | 0.094234 | 0.092132 | 0.090083 | 0.088025 | 0.086027 | 0.084085 | 0.082195 | 0.080355 | 0.078562 | 0.07682 | 0.075127
WA | Commercial | Miscellaneous | Existing | Exterior Lighting | Linear Lighting | 2.5005 | 2.4488 | 2.3978 | 2.3474 | 2.2955 | 2.2444 | 2.1941 | 2.1446 | 2.096 | 2.0467 | 1.9984 | 1.951 | 1.9047 | 1.8593 | 1.8138 | 1.7693 | 1.7259 | 1.6834 | 1.6419 | 1.6013 | 1.5629 | 1.5261
WA | Commercial | Miscellaneous | Existing | Refrigeration | Walk-in Refrigerator/Freezer | 0.68928 | 0.69664 | 0.70408 | 0.7116 | 0.71919 | 0.72687 | 0.73463 | 0.74248 | 0.75041 | 0.75842 | 0.76652 | 0.7747 | 0.78297 | 0.79133 | 0.79978 | 0.80832 | 0.81695 | 0.82568 | 0.83449 | 0.8434 | 0.85241 | 0.86151
WA | Commercial | Miscellaneous | Existing | Refrigeration | Reach-in Refrigerator/Freezer | 0.17792 | 0.17926 | 0.18061 | 0.18198 | 0.18335 | 0.18474 | 0.18613 | 0.18754 | 0.18895 | 0.19038 | 0.19182 | 0.19327 | 0.19473 | 0.1962 | 0.19768 | 0.19917 | 0.20068 | 0.20219 | 0.20372 | 0.20526 | 0.20681 | 0.20837
WA | Commercial | Miscellaneous | Existing | Refrigeration | Glass Door Display | 0.16598 | 0.17005 | 0.17423 | 0.17851 | 0.1829 | 0.18739 | 0.19199 | 0.19671 | 0.20154 | 0.20649 | 0.21156 | 0.21676 | 0.22209 | 0.22754 | 0.23313 | 0.23886 | 0.24473 | 0.25074 | 0.2569 | 0.26321 | 0.26967 | 0.2763
WA | Commercial | Miscellaneous | Existing | Refrigeration | Open Display Case | 0.47557 | 0.48725 | 0.49922 | 0.51149 | 0.52405 | 0.53693 | 0.55011 | 0.56363 | 0.57747 | 0.59166 | 0.60619 | 0.62109 | 0.63634 | 0.65197 | 0.66799 | 0.6844 | 0.70121 | 0.71844 | 0.73609 | 0.75417 | 0.77269 | 0.79168
WA | Commercial | Miscellaneous | Existing | Refrigeration | Icemaker | 4.8497 | 4.809 | 4.7687 | 4.7288 | 4.6892 | 4.6499 | 4.6109 | 4.5723 | 4.534 | 4.496 | 4.4583 | 4.4209 | 4.3839 | 4.3472 | 4.3107 | 4.2746 | 4.2388 | 4.2033 | 4.168 | 4.1331 | 4.0985 | 4.0641
WA | Commercial | Miscellaneous | Existing | Refrigeration | Vending Machine | 0.67442 | 0.67291 | 0.6714 | 0.6699 | 0.6684 | 0.6669 | 0.6654 | 0.66391 | 0.66243 | 0.66094 | 0.65946 | 0.65798 | 0.65651 | 0.65504 | 0.65357 | 0.6521 | 0.65064 | 0.64919 | 0.64773 | 0.64628 | 0.64483 | 0.64339
WA | Commercial | Miscellaneous | Existing | Food Preparation | Oven | 0.36863 | 0.36126 | 0.35403 | 0.34695 | 0.34001 | 0.33321 | 0.32655 | 0.32002 | 0.31362 | 0.30734 | 0.3012 | 0.29517 | 0.28927 | 0.28348 | 0.27781 | 0.27226 | 0.26681 | 0.26148 | 0.25625 | 0.25112 | 0.2461 | 0.24118
WA | Commercial | Miscellaneous | Existing | Food Preparation | Fryer | 0.26951 | 0.26412 | 0.25884 | 0.25366 | 0.24859 | 0.24362 | 0.23875 | 0.23397 | 0.22929 | 0.22471 | 0.22021 | 0.21581 | 0.21149 | 0.20726 | 0.20312 | 0.19905 | 0.19507 | 0.19117 | 0.18735 | 0.1836 | 0.17993 | 0.17633
WA | Commercial | Miscellaneous | Existing | Food Preparation | Dishwasher | 0.27548 | 0.26997 | 0.26457 | 0.25928 | 0.25409 | 0.24901 | 0.24403 | 0.23915 | 0.23437 | 0.22968 | 0.22509 | 0.22059 | 0.21617 | 0.21185 | 0.20761 | 0.20346 | 0.19939 | 0.1954 | 0.1915 | 0.18767 | 0.18391 | 0.18023
WA | Commercial | Miscellaneous | Existing | Food Preparation | Hot Food Container | 0.025113 | 0.02461 | 0.024118 | 0.023636 | 0.023163 | 0.0227 | 0.022246 | 0.021801 | 0.021365 | 0.020938 | 0.020519 | 0.020108 | 0.019706 | 0.019312 | 0.018926 | 0.018547 | 0.018176 | 0.017813 | 0.017457 | 0.017108 | 0.016765 | 0.01643
WA | Commercial | Miscellaneous | Existing | Food Preparation | Steamer | 0.30703 | 0.30089 | 0.29487 | 0.28898 | 0.2832 | 0.27753 | 0.27198 | 0.26654 | 0.26121 | 0.25599 | 0.25087 | 0.24585 | 0.24093 | 0.23611 | 0.23139 | 0.22676 | 0.22223 | 0.21778 | 0.21343 | 0.20916 | 0.20498 | 0.20088
WA | Commercial | Miscellaneous | Existing | Food Preparation | Griddle | 0.33183 | 0.32519 | 0.31869 | 0.31232 | 0.30607 | 0.29995 | 0.29395 | 0.28807 | 0.28231 | 0.27666 | 0.27113 | 0.26571 | 0.26039 | 0.25518 | 0.25008 | 0.24508 | 0.24018 | 0.23537 | 0.23067 | 0.22605 | 0.22153 | 0.2171
WA | Commercial | Miscellaneous | Existing | Office Equipment | Desktop Computer | 0.097913 | 0.093802 | 0.089863 | 0.08609 | 0.082475 | 0.079012 | 0.075694 | 0.072516 | 0.069471 | 0.066554 | 0.063759 | 0.061082 | 0.058517 | 0.05606 | 0.053706 | 0.051451 | 0.049291 | 0.047221 | 0.045238 | 0.043339 | 0.041519 | 0.039776
WA | Commercial | Miscellaneous | Existing | Office Equipment | Laptop | 0.024567 | 0.02462 | 0.024674 | 0.024728 | 0.024783 | 0.024837 | 0.024891 | 0.024946 | 0.025 | 0.025055 | 0.02511 | 0.025165 | 0.02522 | 0.025276 | 0.025331 | 0.025386 | 0.025442 | 0.025498 | 0.025554 | 0.02561 | 0.025666 | 0.025722
WA | Commercial | Miscellaneous | Existing | Office Equipment | Server | 3.8571 | 3.8638 | 3.8705 | 3.8772 | 3.8839 | 3.8906 | 3.8974 | 3.9041 | 3.9109 | 3.9177 | 3.9245 | 3.9313 | 3.9381 | 3.9449 | 3.9518 | 3.9586 | 3.9655 | 3.9724 | 3.9792 | 3.9861 | 3.9931 | 4
WA | Commercial | Miscellaneous | Existing | Office Equipment | Monitor | 0.020383 | 0.020069 | 0.01976 | 0.019456 | 0.019156 | 0.018862 | 0.018571 | 0.018285 | 0.018004 | 0.017727 | 0.017454 | 0.017185 | 0.016921 | 0.01666 | 0.016404 | 0.016151 | 0.015903 | 0.015658 | 0.015417 | 0.015179 | 0.014946 | 0.014716
WA | Commercial | Miscellaneous | Existing | Office Equipment | Printer/Copier/Fax | 0.095608 | 0.095205 | 0.094803 | 0.094403 | 0.094005 | 0.093609 | 0.093214 | 0.092821 | 0.092429 | 0.092039 | 0.091651 | 0.091264 | 0.090879 | 0.090496 | 0.090114 | 0.089734 | 0.089356 | 0.088979 | 0.088604 | 0.08823 | 0.087858 | 0.087487
WA | Commercial | Miscellaneous | Existing | Office Equipment | POS Terminal | 0.046613 | 0.045836 | 0.045073 | 0.044322 | 0.043584 | 0.042859 | 0.042145 | 0.041443 | 0.040753 | 0.040074 | 0.039407 | 0.038751 | 0.038105 | 0.037471 | 0.036847 | 0.036233 | 0.03563 | 0.035036 | 0.034453 | 0.033879 | 0.033315 | 0.03276
WA | Commercial | Miscellaneous | Existing | Miscellaneous | Non-HVAC Motors | 3.2933 | 3.2274 | 3.1629 | 3.0996 | 3.0376 | 2.9769 | 2.9174 | 2.859 | 2.8018 | 2.7458 | 2.6909 | 2.6371 | 2.5843 | 2.5326 | 2.482 | 2.4323 | 2.3837 | 2.336 | 2.2893 | 2.2435 | 2.1986 | 2.1547
WA | Commercial | Miscellaneous | Existing | Miscellaneous | Pool Pump | 0.048483 | 0.046988 | 0.045318 | 0.043539 | 0.041697 | 0.039826 | 0.03795 | 0.036398 | 0.035087 | 0.033957 | 0.032963 | 0.032072 | 0.03126 | 0.03051 | 0.029808 | 0.029144 | 0.028512 | 0.027905 | 0.02732 | 0.026754 | 0.026204 | 0.02567
WA | Commercial | Miscellaneous | Existing | Miscellaneous | Pool Heater | 0.08647 | 0.084741 | 0.083046 | 0.081385 | 0.079757 | 0.078162 | 0.076599 | 0.075067 | 0.073566 | 0.072094 | 0.070653 | 0.06924 | 0.067855 | 0.066498 | 0.065168 | 0.063864 | 0.062587 | 0.061335 | 0.060109 | 0.058906 | 0.057728 | 0.056574
WA | Commercial | Miscellaneous | Existing | Miscellaneous | Clothes Washer | 0.013092 | 0.01283 | 0.012573 | 0.012322 | 0.012075 | 0.011834 | 0.011597 | 0.011365 | 0.011138 | 0.010915 | 0.010697 | 0.010483 | 0.010273 | 0.010068 | 0.0098665 | 0.0096692 | 0.0094758 | 0.0092863 | 0.0091006 | 0.0089186 | 0.0087402 | 0.0085654
WA | Commercial | Miscellaneous | Existing | Miscellaneous | Clothes Dryer | 0.16777 | 0.16442 | 0.16113 | 0.15791 | 0.15475 | 0.15165 | 0.14862 | 0.14565 | 0.14273 | 0.13988 | 0.13708 | 0.13434 | 0.13165 | 0.12902 | 0.12644 | 0.12391 | 0.12143 | 0.119 | 0.11662 | 0.11429 | 0.11201 | 0.10977
WA | Commercial | Miscellaneous | Existing | Miscellaneous | Electric Vehicle Chargers | 0 | 0 | 0 | 0 | 0 | 0 | 0 | 0 | 0 | 0 | 0 | 0 | 0 | 0 | 0 | 0 | 0 | 0 | 0 | 0 | 0 | 0
WA | Commercial | Miscellaneous | Existing | Miscellaneous | Other Miscellaneous | 19.3652 | 19.7001 | 20.0409 | 20.3876 | 20.7402 | 21.099 | 21.464 | 21.8353 | 22.213 | 22.5972 | 22.9881 | 23.3858 | 23.7903 | 24.2018 | 24.6205 | 25.0463 | 25.4796 | 25.9203 | 26.3687 | 26.8248 | 27.2889 | 27.7609
WA | Commercial | Miscellaneous | Existing | Generation | Solar PV | -0.80292 | -0.8136 | -0.96653 | -1.1194 | -1.3077 | -1.5014 | -1.718 | -1.9389 | -2.176 | -2.4449 | -2.754 | -3.0413 | -3.3139 | -3.5496 | -3.7676 | -3.9642 | -4.1417 | -4.2904 | -4.4162 | -4.5303 | -4.6401 | -4.7638
WA | Commercial | Miscellaneous | New | Cooling | Air-Cooled Chiller | 0 | 0.0092357 | 0.018372 | 0.02794 | 0.037162 | 0.046456 | 0.055652 | 0.064664 | 0.073356 | 0.082051 | 0.091033 | 0.10018 | 0.10917 | 0.1182 | 0.12716 | 0.13603 | 0.14474 | 0.15317 | 0.16139 | 0.1695 | 0.17759 | 0.18594
WA | Commercial | Miscellaneous | New | Cooling | Water-Cooled Chiller | 0 | 0.0074459 | 0.014812 | 0.022526 | 0.02996 | 0.037453 | 0.044867 | 0.052132 | 0.05914 | 0.06615 | 0.073391 | 0.080763 | 0.088016 | 0.095293 | 0.10252 | 0.10967 | 0.11669 | 0.12349 | 0.13011 | 0.13665 | 0.14318 | 0.1499
WA | Commercial | Miscellaneous | New | Cooling | RTU | 0 | 0.092392 | 0.17206 | 0.25549 | 0.33589 | 0.41701 | 0.49728 | 0.57593 | 0.65181 | 0.7277 | 0.8061 | 0.88591 | 0.96443 | 1.0418 | 1.1188 | 1.1951 | 1.2701 | 1.3428 | 1.4136 | 1.4837 | 1.5537 | 1.6259
WA | Commercial | Miscellaneous | New | Cooling | Packaged Terminal AC | 0 | 0.011596 | 0.023068 | 0.035081 | 0.04666 | 0.058329 | 0.069876 | 0.08119 | 0.092104 | 0.10302 | 0.1143 | 0.12578 | 0.13708 | 0.14841 | 0.15967 | 0.1708 | 0.18174 | 0.19232 | 0.20263 | 0.21282 | 0.22298 | 0.23346
WA | Commercial | Miscellaneous | New | Cooling | Packaged Terminal HP | 0 | 0.0056117 | 0.011163 | 0.016977 | 0.02258 | 0.028227 | 0.033815 | 0.03929 | 0.044572 | 0.049855 | 0.055312 | 0.060868 | 0.066334 | 0.071818 | 0.077266 | 0.082655 | 0.087947 | 0.093069 | 0.09806 | 0.10299 | 0.10791 | 0.11298
WA | Commercial | Miscellaneous | New | Cooling | Air-Source Heat Pump | 0 | 0.0083636 | 0.015875 | 0.02374 | 0.031321 | 0.038967 | 0.046532 | 0.053945 | 0.061097 | 0.068249 | 0.075639 | 0.083161 | 0.090488 | 0.097845 | 0.10516 | 0.1124 | 0.11951 | 0.1264 | 0.13311 | 0.13974 | 0.14636 | 0.15319
WA | Commercial | Miscellaneous | New | Cooling | Geothermal Heat Pump | 0 | 0.001481 | 0.0029461 | 0.0044803 | 0.005959 | 0.0074493 | 0.008924 | 0.010369 | 0.011763 | 0.013157 | 0.014597 | 0.016064 | 0.017506 | 0.018954 | 0.020391 | 0.021813 | 0.02321 | 0.024562 | 0.025879 | 0.027179 | 0.028478 | 0.029816
WA | Commercial | Miscellaneous | New | Space Heating | Electric Furnace | 0 | 0.012015 | 0.023901 | 0.036482 | 0.048345 | 0.05981 | 0.070911 | 0.081846 | 0.09156 | 0.10137 | 0.11132 | 0.1217 | 0.13081 | 0.1402 | 0.14932 | 0.15857 | 0.16628 | 0.17406 | 0.18142 | 0.18919 | 0.1954 | 0.20241
WA | Commercial | Miscellaneous | New | Space Heating | Electric Room Heat | 0 | 0.013587 | 0.027029 | 0.041256 | 0.054671 | 0.067636 | 0.080189 | 0.092555 | 0.10354 | 0.11463 | 0.12588 | 0.13763 | 0.14793 | 0.15854 | 0.16885 | 0.17932 | 0.18803 | 0.19683 | 0.20516 | 0.21394 | 0.22096 | 0.22889
WA | Commercial | Miscellaneous | New | Space Heating | Packaged Terminal HP | 0 | 0.006666 | 0.01326 | 0.02024 | 0.026822 | 0.033183 | 0.039341 | 0.045408 | 0.050797 | 0.056238 | 0.06176 | 0.067521 | 0.072574 | 0.077781 | 0.08284 | 0.087975 | 0.09225 | 0.096568 | 0.10065 | 0.10496 | 0.10841 | 0.11229
WA | Commercial | Miscellaneous | New | Space Heating | Air-Source Heat Pump | 0 | 0.015677 | 0.030729 | 0.046663 | 0.061684 | 0.076201 | 0.090257 | 0.1041 | 0.1164 | 0.12882 | 0.14142 | 0.15457 | 0.16606 | 0.17791 | 0.18942 | 0.20111 | 0.21084 | 0.22067 | 0.22997 | 0.23979 | 0.24763 | 0.25649
WA | Commercial | Miscellaneous | New | Space Heating | Geothermal Heat Pump | 0 | 0.0025206 | 0.0050143 | 0.0076536 | 0.010142 | 0.012548 | 0.014876 | 0.01717 | 0.019208 | 0.021266 | 0.023354 | 0.025532 | 0.027443 | 0.029412 | 0.031325 | 0.033266 | 0.034883 | 0.036516 | 0.03806 | 0.03969 | 0.040992 | 0.042463
WA | Commercial | Miscellaneous | New | Ventilation | Ventilation | 0 | 0.25686 | 0.51109 | 0.77707 | 1.0338 | 1.269 | 1.4986 | 1.7204 | 1.9312 | 2.1398 | 2.353 | 2.5676 | 2.7758 | 2.9821 | 3.1844 | 3.3778 | 3.5645 | 3.7405 | 3.9077 | 4.068 | 4.2248 | 4.3854
WA | Commercial | Miscellaneous | New | Water Heating | Water Heater | 0 | 0.15816 | 0.25865 | 0.36389 | 0.46532 | 0.56412 | 0.66056 | 0.75374 | 0.84229 | 0.92973 | 1.0191 | 1.109 | 1.1882 | 1.2678 | 1.3466 | 1.4226 | 1.4965 | 1.5671 | 1.635 | 1.6848 | 1.7528 | 1.8223
WA | Commercial | Miscellaneous | New | Interior Lighting | General Service Lighting | 0 | 0.16305 | 0.32435 | 0.49327 | 0.62483 | 0.75298 | 0.87229 | 0.98358 | 1.0861 | 1.174 | 1.2651 | 1.3567 | 1.4478 | 1.5379 | 1.6153 | 1.6879 | 1.7567 | 1.8205 | 1.8815 | 1.9314 | 1.9819 | 2.0349
WA | Commercial | Miscellaneous | New | Interior Lighting | Exempted Lighting | 0 | 0.00073052 | 0.0014532 | 0.00221 | 0.0027498 | 0.0032756 | 0.0037401 | 0.0041554 | 0.0045224 | 0.0048271 | 0.0051528 | 0.0054845 | 0.0058295 | 0.006176 | 0.0064626 | 0.0067016 | 0.0069321 | 0.0071467 | 0.0073748 | 0.0075993 | 0.0078202 | 0.0080492
WA | Commercial | Miscellaneous | New | Interior Lighting | High-Bay Lighting | 0 | 0.058129 | 0.11564 | 0.17586 | 0.23022 | 0.28318 | 0.33487 | 0.38481 | 0.43228 | 0.47726 | 0.52324 | 0.56951 | 0.61387 | 0.65736 | 0.69766 | 0.73592 | 0.77262 | 0.80724 | 0.84015 | 0.87197 | 0.90335 | 0.93556
WA | Commercial | Miscellaneous | New | Interior Lighting | Linear Lighting | 0 | 0.51451 | 1.0235 | 1.5565 | 2.0556 | 2.5418 | 3.0163 | 3.4749 | 3.9106 | 4.3328 | 4.7642 | 5.1984 | 5.6197 | 6.0373 | 6.4412 | 6.8272 | 7.1999 | 7.5538 | 7.8925 | 8.2215 | 8.5392 | 8.8592
WA | Commercial | Miscellaneous | New | Exterior Lighting | General Service Lighting | 0 | 0.063769 | 0.12685 | 0.19292 | 0.23973 | 0.28386 | 0.32565 | 0.3664 | 0.40536 | 0.43646 | 0.46808 | 0.49949 | 0.53155 | 0.56321 | 0.58889 | 0.6128 | 0.63535 | 0.6561 | 0.67589 | 0.69091 | 0.70627 | 0.7226
WA | Commercial | Miscellaneous | New | Exterior Lighting | Area Lighting | 0 | 0.0031196 | 0.0062057 | 0.0094375 | 0.012464 | 0.015412 | 0.018289 | 0.02107 | 0.023712 | 0.026274 | 0.028893 | 0.031528 | 0.034072 | 0.036581 | 0.038985 | 0.041275 | 0.043481 | 0.045569 | 0.047563 | 0.049495 | 0.051399 | 0.053347
WA | Commercial | Miscellaneous | New | Exterior Lighting | Linear Lighting | 0 | 0.063205 | 0.12573 | 0.19121 | 0.25252 | 0.31225 | 0.37054 | 0.42687 | 0.4804 | 0.53226 | 0.58526 | 0.6386 | 0.69036 | 0.74165 | 0.79126 | 0.83868 | 0.88447 | 0.92795 | 0.96955 | 1.01 | 1.049 | 1.0883
WA | Commercial | Miscellaneous | New | Refrigeration | Walk-in Refrigerator/Freezer | 0 | 0.018593 | 0.038145 | 0.059827 | 0.082062 | 0.10509 | 0.12897 | 0.15353 | 0.17845 | 0.20451 | 0.2325 | 0.26218 | 0.29281 | 0.32489 | 0.35823 | 0.39229 | 0.42731 | 0.46297 | 0.49944 | 0.5371 | 0.57627 | 0.61787
WA | Commercial | Miscellaneous | New | Refrigeration | Reach-in Refrigerator/Freezer | 0 | 0.0047844 | 0.0097852 | 0.0153 | 0.020921 | 0.026709 | 0.032677 | 0.038779 | 0.044933 | 0.051338 | 0.058183 | 0.065408 | 0.072823 | 0.080551 | 0.088544 | 0.096661 | 0.10497 | 0.11337 | 0.12193 | 0.13071 | 0.13981 | 0.14944
WA | Commercial | Miscellaneous | New | Refrigeration | Glass Door Display | 0 | 0.0044948 | 0.0092577 | 0.014577 | 0.020073 | 0.025807 | 0.031797 | 0.038001 | 0.044342 | 0.051019 | 0.05823 | 0.065922 | 0.073912 | 0.082333 | 0.091141 | 0.1002 | 0.10957 | 0.11918 | 0.12908 | 0.13936 | 0.15011 | 0.16158
WA | Commercial | Miscellaneous | New | Refrigeration | Open Display Case | 0 | 0.012879 | 0.026526 | 0.041767 | 0.057516 | 0.073945 | 0.091108 | 0.10888 | 0.12705 | 0.14619 | 0.16685 | 0.18889 | 0.21178 | 0.23591 | 0.26115 | 0.2871 | 0.31396 | 0.3415 | 0.36985 | 0.3993 | 0.43011 | 0.46298
WA | Commercial | Miscellaneous | New | Refrigeration | Icemaker | 0 | 0.1279 | 0.25654 | 0.39338 | 0.52756 | 0.66051 | 0.79254 | 0.9224 | 1.0482 | 1.1745 | 1.3055 | 1.4393 | 1.5715 | 1.7048 | 1.8378 | 1.9677 | 2.0955 | 2.2197 | 2.3412 | 2.4615 | 2.5821 | 2.7068
WA | Commercial | Miscellaneous | New | Refrigeration | Vending Machine | 0 | 0.017787 | 0.035676 | 0.054706 | 0.073365 | 0.091855 | 0.11022 | 0.12827 | 0.14577 | 0.16333 | 0.18154 | 0.20015 | 0.21855 | 0.23708 | 0.25558 | 0.27363 | 0.29141 | 0.30868 | 0.32557 | 0.34231 | 0.35908 | 0.37642
WA | Commercial | Miscellaneous | New | Food Preparation | Oven | 0 | 0.01023 | 0.02159 | 0.034836 | 0.049158 | 0.064762 | 0.081767 | 0.10014 | 0.11973 | 0.14117 | 0.16511 | 0.19154 | 0.22007 | 0.2512 | 0.28495 | 0.32101 | 0.35973 | 0.40095 | 0.44498 | 0.49229 | 0.54339 | 0.59937
WA | Commercial | Miscellaneous | New | Food Preparation | Fryer | 0 | 0.0070494 | 0.014023 | 0.021326 | 0.028365 | 0.035221 | 0.041914 | 0.04838 | 0.054526 | 0.060593 | 0.066795 | 0.073036 | 0.079092 | 0.085093 | 0.090978 | 0.096603 | 0.10203 | 0.10719 | 0.11213 | 0.11692 | 0.12164 | 0.12646
WA | Commercial | Miscellaneous | New | Food Preparation | Dishwasher | 0 | 0.0076448 | 0.016135 | 0.026033 | 0.036736 | 0.048398 | 0.061105 | 0.074832 | 0.089479 | 0.1055 | 0.12339 | 0.14314 | 0.16446 | 0.18772 | 0.21294 | 0.23989 | 0.26883 | 0.29963 | 0.33254 | 0.36789 | 0.40608 | 0.44791
WA | Commercial | Miscellaneous | New | Food Preparation | Hot Food Container | 0 | 0.0006969 | 0.0014708 | 0.0023732 | 0.0033489 | 0.0044119 | 0.0055703 | 0.0068216 | 0.0081568 | 0.0096172 | 0.011248 | 0.013048 | 0.014992 | 0.017113 | 0.019412 | 0.021869 | 0.024506 | 0.027314 | 0.030314 | 0.033537 | 0.037018 | 0.040832
WA | Commercial | Miscellaneous | New | Food Preparation | Steamer | 0 | 0.0085204 | 0.017983 | 0.029015 | 0.040944 | 0.053941 | 0.068104 | 0.083403 | 0.099727 | 0.11758 | 0.13752 | 0.15953 | 0.18329 | 0.20923 | 0.23733 | 0.26737 | 0.29962 | 0.33395 | 0.37062 | 0.41003 | 0.45259 | 0.49922
WA | Commercial | Miscellaneous | New | Food Preparation | Griddle | 0 | 0.0086794 | 0.017266 | 0.026258 | 0.034924 | 0.043365 | 0.051606 | 0.059567 | 0.067133 | 0.074604 | 0.08224 | 0.089923 | 0.097379 | 0.10477 | 0.11201 | 0.11894 | 0.12563 | 0.13198 | 0.13805 | 0.14396 | 0.14977 | 0.1557
WA | Commercial | Miscellaneous | New | Office Equipment | Desktop Computer | 0 | 0.0025036 | 0.0048686 | 0.0072379 | 0.0094107 | 0.011423 | 0.013289 | 0.014995 | 0.01652 | 0.017947 | 0.01934 | 0.020672 | 0.021884 | 0.023016 | 0.024056 | 0.02497 | 0.025782 | 0.026477 | 0.027075 | 0.027599 | 0.028069 | 0.028527
WA | Commercial | Miscellaneous | New | Office Equipment | Laptop | 0 | 0.00065712 | 0.0013368 | 0.002079 | 0.0028278 | 0.0035908 | 0.0043699 | 0.0051583 | 0.0059451 | 0.0067563 | 0.0076165 | 0.0085167 | 0.0094317 | 0.010377 | 0.011346 | 0.01232 | 0.013308 | 0.014297 | 0.015294 | 0.016309 | 0.017351 | 0.018448
WA | Commercial | Miscellaneous | New | Office Equipment | Server | 0 | 0.10251 | 0.20721 | 0.32019 | 0.43273 | 0.54598 | 0.66019 | 0.77431 | 0.88672 | 1.0013 | 1.1215 | 1.246 | 1.3711 | 1.4989 | 1.6284 | 1.7569 | 1.8855 | 2.0128 | 2.1393 | 2.2667 | 2.3962 | 2.5313
WA | Commercial | Miscellaneous | New | Office Equipment | Monitor | 0 | 0.00053564 | 0.0010705 | 0.0016357 | 0.0021858 | 0.0027269 | 0.0032603 | 0.003781 | 0.0042813 | 0.0047801 | 0.0052941 | 0.005816 | 0.0063278 | 0.00684 | 0.0073474 | 0.0078384 | 0.0083179 | 0.0087795 | 0.0092269 | 0.0096666 | 0.010104 | 0.010554
WA | Commercial | Miscellaneous | New | Office Equipment | Printer/Copier/Fax | 0 | 0.002523 | 0.0050635 | 0.007769 | 0.010425 | 0.01306 | 0.01568 | 0.018259 | 0.020762 | 0.023277 | 0.025888 | 0.028558 | 0.031201 | 0.033867 | 0.036531 | 0.039134 | 0.041702 | 0.044199 | 0.046645 | 0.049072 | 0.051506 | 0.054024
WA | Commercial | Miscellaneous | New | Office Equipment | POS Terminal | 0 | 0.0012192 | 0.0024253 | 0.0036884 | 0.0049058 | 0.0060916 | 0.0072491 | 0.0083675 | 0.0094303 | 0.01048 | 0.011552 | 0.012632 | 0.013679 | 0.014717 | 0.015735 | 0.016708 | 0.017647 | 0.018539 | 0.019393 | 0.020222 | 0.021038 | 0.021872
WA | Commercial | Miscellaneous | New | Miscellaneous | Non-HVAC Motors | 0 | 0.086141 | 0.17136 | 0.2606 | 0.34661 | 0.43039 | 0.51217 | 0.59118 | 0.66628 | 0.74042 | 0.8162 | 0.89246 | 0.96646 | 1.0398 | 1.1117 | 1.1804 | 1.2468 | 1.3098 | 1.3701 | 1.4287 | 1.4864 | 1.5453
WA | Commercial | Miscellaneous | New | Miscellaneous | Pool Pump | 0 | 0.001025 | 0.0020389 | 0.0031008 | 0.0041241 | 0.0051211 | 0.0060941 | 0.0070343 | 0.0079278 | 0.00881 | 0.0097117 | 0.010619 | 0.0115 | 0.012372 | 0.013228 | 0.014046 | 0.014835 | 0.015585 | 0.016303 | 0.017 | 0.017686 | 0.018387
WA | Commercial | Miscellaneous | New | Miscellaneous | Pool Heater | 0 | 0.0022617 | 0.0044992 | 0.0068424 | 0.0091006 | 0.0113 | 0.013448 | 0.015522 | 0.017494 | 0.019441 | 0.021431 | 0.023433 | 0.025376 | 0.027301 | 0.029189 | 0.030994 | 0.032737 | 0.034391 | 0.035975 | 0.037513 | 0.039027 | 0.040574
WA | Commercial | Miscellaneous | New | Miscellaneous | Clothes Washer | 0 | 0.00034243 | 0.00068119 | 0.0010359 | 0.0013779 | 0.0017109 | 0.002036 | 0.0023501 | 0.0026486 | 0.0029434 | 0.0032446 | 0.0035478 | 0.0038419 | 0.0041335 | 0.0044194 | 0.0046926 | 0.0049564 | 0.0052069 | 0.0054467 | 0.0056795 | 0.0059088 | 0.006143
WA | Commercial | Miscellaneous | New | Miscellaneous | Clothes Dryer | 0 | 0.0043883 | 0.0087295 | 0.013276 | 0.017657 | 0.021925 | 0.026091 | 0.030117 | 0.033942 | 0.037719 | 0.04158 | 0.045465 | 0.049234 | 0.052971 | 0.056634 | 0.060135 | 0.063516 | 0.066727 | 0.069799 | 0.072783 | 0.075721 | 0.078723
WA | Commercial | Miscellaneous | New | Miscellaneous | Electric Vehicle Chargers | 0 | 0 | 0 | 0 | 0 | 0 | 0 | 0 | 0 | 0 | 0 | 0 | 0 | 0 | 0 | 0 | 0 | 0 | 0 | 0 | 0 | 0
WA | Commercial | Miscellaneous | New | Miscellaneous | Other Miscellaneous | 0 | 0.52275 | 1.0732 | 1.6844 | 2.3121 | 2.9629 | 3.6389 | 4.3348 | 5.0419 | 5.7825 | 6.5786 | 7.4236 | 8.2967 | 9.2122 | 10.1649 | 11.1391 | 12.1422 | 13.1646 | 14.2119 | 15.2942 | 16.4212 | 17.6192
WA | Commercial | Miscellaneous | New | Generation | Solar PV | 0 | -0.021715 | -0.052364 | -0.094111 | -0.14921 | -0.21706 | -0.30161 | -0.40093 | -0.51744 | -0.65929 | -0.83535 | -1.0293 | -1.2393 | -1.4573 | -1.6876 | -1.9239 | -2.1663 | -2.4057 | -2.6431 | -2.885 | -3.1369 | -3.4166
WY | Commercial | Large Office | Existing | Cooling | Air-Cooled Chiller | 4.5741 | 4.4593 | 4.3448 | 4.2312 | 4.1193 | 4.0385 | 3.9584 | 3.8795 | 3.8019 | 3.7261 | 3.6523 | 3.5807 | 3.5115 | 3.4446 | 3.3805 | 3.3131 | 3.2488 | 3.1873 | 3.1284 | 3.0719 | 3.0174 | 2.965
WY | Commercial | Large Office | Existing | Cooling | Water-Cooled Chiller | 31.6601 | 32.1672 | 32.7317 | 33.3191 | 33.9115 | 34.7533 | 35.577 | 36.3703 | 37.1207 | 37.7895 | 38.413 | 38.9708 | 39.459 | 39.8716 | 40.2064 | 40.3895 | 40.4903 | 40.5215 | 40.4901 | 40.3719 | 40.2074 | 40.0013
WY | Commercial | Large Office | Existing | Cooling | RTU | 7.6829 | 7.5432 | 7.3739 | 7.205 | 7.0367 | 6.9195 | 6.8012 | 6.6823 | 6.563 | 6.4436 | 6.3243 | 6.2053 | 6.0868 | 5.9723 | 5.8642 | 5.7514 | 5.6441 | 5.5418 | 5.444 | 5.3502 | 5.26 | 5.173
WY | Commercial | Large Office | Existing | Cooling | Packaged Terminal AC | 3.5191 | 3.4551 | 3.3923 | 3.3306 | 3.27 | 3.2339 | 3.198 | 3.1622 | 3.1267 | 3.0913 | 3.0562 | 3.0213 | 2.9867 | 2.9522 | 2.918 | 2.8789 | 2.8402 | 2.8019 | 2.7641 | 2.7267 | 2.6897 | 2.6532
WY | Commercial | Large Office | Existing | Cooling | Packaged Terminal HP | 0.42299 | 0.4153 | 0.40775 | 0.40034 | 0.39306 | 0.38871 | 0.38439 | 0.3801 | 0.37583 | 0.37158 | 0.36736 | 0.36316 | 0.359 | 0.35486 | 0.35074 | 0.34604 | 0.34139 | 0.33679 | 0.33224 | 0.32775 | 0.32331 | 0.31892
WY | Commercial | Large Office | Existing | Cooling | Air-Source Heat Pump | 5.4863 | 5.369 | 5.2379 | 5.1077 | 4.9791 | 4.8876 | 4.7966 | 4.7064 | 4.6172 | 4.5293 | 4.4431 | 4.3586 | 4.2771 | 4.1996 | 4.1255 | 4.0474 | 3.9726 | 3.9008 | 3.8317 | 3.7651 | 3.7009 | 3.6388
WY | Commercial | Large Office | Existing | Cooling | Geothermal Heat Pump | 3.1725 | 3.0887 | 3.0048 | 2.9216 | 2.8398 | 2.78 | 2.7215 | 2.6648 | 2.6102 | 2.558 | 2.5085 | 2.4618 | 2.4178 | 2.3761 | 2.3363 | 2.2943 | 2.2541 | 2.2155 | 2.1784 | 2.1426 | 2.108 | 2.0745
WY | Commercial | Large Office | Existing | Space Heating | Electric Furnace | 4.0724 | 3.9984 | 3.9257 | 3.8704 | 3.7842 | 3.7016 | 3.6207 | 3.5562 | 3.4639 | 3.388 | 3.3137 | 3.2544 | 3.1698 | 3.1001 | 3.0319 | 2.9766 | 2.8982 | 2.8335 | 2.7702 | 2.7196 | 2.6476 | 2.5883
WY | Commercial | Large Office | Existing | Space Heating | Electric Room Heat | 0 | 0 | 0 | 0 | 0 | 0 | 0 | 0 | 0 | 0 | 0 | 0 | 0 | 0 | 0 | 0 | 0 | 0 | 0 | 0 | 0 | 0
WY | Commercial | Large Office | Existing | Space Heating | Packaged Terminal HP | 0.19733 | 0.19374 | 0.19022 | 0.18754 | 0.18337 | 0.17936 | 0.17544 | 0.17232 | 0.16784 | 0.16417 | 0.16057 | 0.15769 | 0.15359 | 0.15022 | 0.14691 | 0.14423 | 0.14043 | 0.1373 | 0.13423 | 0.13178 | 0.12829 | 0.12542
WY | Commercial | Large Office | Existing | Space Heating | Air-Source Heat Pump | 2.8438 | 2.7921 | 2.7386 | 2.6971 | 2.634 | 2.5733 | 2.5138 | 2.4657 | 2.3983 | 2.3422 | 2.2874 | 2.243 | 2.1813 | 2.1304 | 2.0809 | 2.0407 | 1.9849 | 1.9388 | 1.8938 | 1.8578 | 1.8073 | 1.7657
WY | Commercial | Large Office | Existing | Space Heating | Geothermal Heat Pump | 1.6954 | 1.6617 | 1.6284 | 1.6022 | 1.5633 | 1.526 | 1.4896 | 1.4602 | 1.4197 | 1.3862 | 1.3536 | 1.3275 | 1.2914 | 1.2616 | 1.2326 | 1.2091 | 1.1763 | 1.1492 | 1.1228 | 1.1017 | 1.072 | 1.0476
WY | Commercial | Large Office | Existing | Ventilation | Ventilation | 80.5462 | 78.1324 | 75.7103 | 73.3006 | 70.9181 | 68.4743 | 66.0824 | 63.7413 | 61.4709 | 59.2848 | 57.1824 | 55.168 | 53.2448 | 51.4152 | 49.6808 | 48.0424 | 46.5002 | 45.0524 | 43.6894 | 42.3757 | 41.133 | 39.9617
WY | Commercial | Large Office | Existing | Water Heating | Water Heater | 11.2952 | 11.0524 | 10.8078 | 10.5625 | 10.2781 | 9.9791 | 9.6807 | 9.3839 | 9.0511 | 8.7218 | 8.3731 | 8.0298 | 7.7143 | 7.4211 | 7.1462 | 6.8907 | 6.6532 | 6.431 | 6.2218 | 5.9855 | 5.7629 | 5.5284
WY | Commercial | Large Office | Existing | Interior Lighting | General Service Lighting | 13.2416 | 12.8957 | 12.5149 | 11.9368 | 11.0673 | 10.1481 | 9.4008 | 8.7569 | 8.2171 | 7.7402 | 7.3394 | 7.0116 | 6.7389 | 6.4952 | 6.2517 | 6.0265 | 5.8174 | 5.6222 | 5.4429 | 5.2538 | 5.0693 | 4.8816
WY | Commercial | Large Office | Existing | Interior Lighting | Exempted Lighting | 0.1033 | 0.10142 | 0.099579 | 0.097768 | 0.09504 | 0.092181 | 0.088928 | 0.085056 | 0.081028 | 0.076699 | 0.072817 | 0.069707 | 0.067166 | 0.065319 | 0.063565 | 0.062109 | 0.060823 | 0.059605 | 0.058616 | 0.057382 | 0.056049 | 0.054709
WY | Commercial | Large Office | Existing | Interior Lighting | High-Bay Lighting | 0.94053 | 0.92106 | 0.90185 | 0.88295 | 0.8636 | 0.8446 | 0.82601 | 0.80784 | 0.79012 | 0.77231 | 0.75499 | 0.73816 | 0.72189 | 0.70614 | 0.69048 | 0.67535 | 0.6607 | 0.64651 | 0.63273 | 0.61936 | 0.60639 | 0.59381
WY | Commercial | Large Office | Existing | Interior Lighting | Linear Lighting | 64.9403 | 63.7596 | 62.6004 | 61.4622 | 60.3056 | 59.1673 | 58.0479 | 56.9474 | 55.8662 | 54.7745 | 53.7023 | 52.6497 | 51.6166 | 50.6029 | 49.5876 | 48.5919 | 47.6155 | 46.6581 | 45.7195 | 44.7994 | 43.908 | 43.0403
WY | Commercial | Large Office | Existing | Exterior Lighting | General Service Lighting | 2.5777 | 2.5086 | 2.4321 | 2.3102 | 2.1157 | 1.9107 | 1.7454 | 1.615 | 1.5142 | 1.4169 | 1.3331 | 1.2652 | 1.2108 | 1.1625 | 1.1138 | 1.0691 | 1.0278 | 0.98949 | 0.95443 | 0.91722 | 0.88102 | 0.84406
WY | Commercial | Large Office | Existing | Exterior Lighting | Area Lighting | 2.8093 | 2.7582 | 2.7081 | 2.6589 | 2.6076 | 2.5571 | 2.5075 | 2.4587 | 2.4107 | 2.3614 | 2.313 | 2.2654 | 2.219 | 2.1737 | 2.1279 | 2.0835 | 2.0402 | 1.9981 | 1.957 | 1.9169 | 1.8778 | 1.8399
WY | Commercial | Large Office | Existing | Exterior Lighting | Linear Lighting | 6.9158 | 6.79 | 6.6666 | 6.5453 | 6.4222 | 6.301 | 6.1817 | 6.0646 | 5.9494 | 5.8332 | 5.719 | 5.6069 | 5.4969 | 5.3889 | 5.2808 | 5.1747 | 5.0708 | 4.9688 | 4.8689 | 4.7709 | 4.6759 | 4.5835
WY | Commercial | Large Office | Existing | Refrigeration | Walk-in Refrigerator/Freezer | 0.040952 | 0.040207 | 0.039476 | 0.038758 | 0.038054 | 0.037362 | 0.036682 | 0.036015 | 0.035361 | 0.034718 | 0.034086 | 0.033467 | 0.032858 | 0.032261 | 0.031674 | 0.031098 | 0.030533 | 0.029978 | 0.029433 | 0.028898 | 0.028372 | 0.027856
WY | Commercial | Large Office | Existing | Refrigeration | Reach-in Refrigerator/Freezer | 1.2337 | 1.2113 | 1.1893 | 1.1676 | 1.1464 | 1.1256 | 1.1051 | 1.085 | 1.0653 | 1.0459 | 1.0269 | 1.0082 | 0.98989 | 0.97189 | 0.95422 | 0.93687 | 0.91983 | 0.90311 | 0.88669 | 0.87057 | 0.85474 | 0.8392
WY | Commercial | Large Office | Existing | Refrigeration | Glass Door Display | 0.28738 | 0.28215 | 0.27702 | 0.27199 | 0.26704 | 0.26219 | 0.25742 | 0.25274 | 0.24814 | 0.24363 | 0.2392 | 0.23485 | 0.23058 | 0.22639 | 0.22227 | 0.21823 | 0.21426 | 0.21037 | 0.20654 | 0.20279 | 0.1991 | 0.19548
WY | Commercial | Large Office | Existing | Refrigeration | Open Display Case | 0.22066 | 0.21664 | 0.2127 | 0.20884 | 0.20504 | 0.20131 | 0.19765 | 0.19406 | 0.19053 | 0.18707 | 0.18366 | 0.18033 | 0.17705 | 0.17383 | 0.17067 | 0.16756 | 0.16452 | 0.16153 | 0.15859 | 0.15571 | 0.15288 | 0.1501
WY | Commercial | Large Office | Existing | Refrigeration | Icemaker | 6.0484 | 5.9384 | 5.8304 | 5.7244 | 5.6203 | 5.5182 | 5.4178 | 5.3193 | 5.2226 | 5.1276 | 5.0344 | 4.9429 | 4.853 | 4.7648 | 4.6781 | 4.5931 | 4.5096 | 4.4276 | 4.3471 | 4.268 | 4.1904 | 4.1143
WY | Commercial | Large Office | Existing | Refrigeration | Vending Machine | 1.2617 | 1.2387 | 1.2162 | 1.1941 | 1.1724 | 1.1511 | 1.1301 | 1.1096 | 1.0894 | 1.0696 | 1.0502 | 1.0311 | 1.0123 | 0.99392 | 0.97585 | 0.95811 | 0.94069 | 0.92358 | 0.90679 | 0.8903 | 0.87412 | 0.85822
WY | Commercial | Large Office | Existing | Food Preparation | Oven | 1.2879 | 1.2645 | 1.2415 | 1.2189 | 1.1968 | 1.175 | 1.1536 | 1.1327 | 1.1121 | 1.0919 | 1.072 | 1.0525 | 1.0334 | 1.0146 | 0.99614 | 0.97803 | 0.96025 | 0.94279 | 0.92565 | 0.90882 | 0.89229 | 0.87607
WY | Commercial | Large Office | Existing | Food Preparation | Fryer | 1.09 | 1.0702 | 1.0507 | 1.0316 | 1.0129 | 0.99444 | 0.97636 | 0.95861 | 0.94118 | 0.92407 | 0.90727 | 0.89077 | 0.87458 | 0.85867 | 0.84306 | 0.82773 | 0.81268 | 0.79791 | 0.7834 | 0.76916 | 0.75517 | 0.74144
WY | Commercial | Large Office | Existing | Food Preparation | Dishwasher | 0.29213 | 0.28682 | 0.2816 | 0.27648 | 0.27146 | 0.26652 | 0.26168 | 0.25692 | 0.25225 | 0.24766 | 0.24316 | 0.23874 | 0.2344 | 0.23013 | 0.22595 | 0.22184 | 0.21781 | 0.21385 | 0.20996 | 0.20614 | 0.20239 | 0.19871
WY | Commercial | Large Office | Existing | Food Preparation | Hot Food Container | 0.026631 | 0.026146 | 0.025671 | 0.025204 | 0.024746 | 0.024296 | 0.023854 | 0.023421 | 0.022995 | 0.022577 | 0.022166 | 0.021763 | 0.021367 | 0.020979 | 0.020598 | 0.020223 | 0.019855 | 0.019494 | 0.01914 | 0.018792 | 0.01845 | 0.018115
WY | Commercial | Large Office | Existing | Food Preparation | Steamer | 0.32559 | 0.31967 | 0.31386 | 0.30815 | 0.30255 | 0.29705 | 0.29165 | 0.28635 | 0.28114 | 0.27603 | 0.27101 | 0.26608 | 0.26124 | 0.25649 | 0.25183 | 0.24725 | 0.24276 | 0.23834 | 0.23401 | 0.22975 | 0.22558 | 0.22148
WY | Commercial | Large Office | Existing | Food Preparation | Griddle | 0.35189 | 0.34549 | 0.33921 | 0.33304 | 0.32699 | 0.32104 | 0.3152 | 0.30947 | 0.30385 | 0.29832 | 0.2929 | 0.28757 | 0.28234 | 0.27721 | 0.27217 | 0.26722 | 0.26236 | 0.25759 | 0.25291 | 0.24831 | 0.2438 | 0.23936
WY | Commercial | Large Office | Existing | Office Equipment | Desktop Computer | 38.116 | 36.5833 | 35.1122 | 33.7002 | 32.3451 | 31.0444 | 29.796 | 28.5979 | 27.4479 | 26.3442 | 25.2848 | 24.268 | 23.2922 | 22.3555 | 21.4566 | 20.5938 | 19.7656 | 18.9708 | 18.208 | 17.4758 | 16.773 | 16.0986
WY | Commercial | Large Office | Existing | Office Equipment | Laptop | 8.1055 | 8.1383 | 8.1713 | 8.2044 | 8.2376 | 8.2709 | 8.3045 | 8.3381 | 8.3719 | 8.4058 | 8.4398 | 8.474 | 8.5083 | 8.5428 | 8.5774 | 8.6121 | 8.647 | 8.682 | 8.7172 | 8.7525 | 8.788 | 8.8236
WY | Commercial | Large Office | Existing | Office Equipment | Server | 24.7334 | 24.8223 | 24.9114 | 25.0009 | 25.0907 | 25.1809 | 25.2713 | 25.3621 | 25.4532 | 25.5447 | 25.6364 | 25.7285 | 25.821 | 25.9137 | 26.0068 | 26.1002 | 26.194 | 26.2881 | 26.3825 | 26.4773 | 26.5724 | 26.6679
WY | Commercial | Large Office | Existing | Office Equipment | Monitor | 6.4359 | 6.3486 | 6.2625 | 6.1775 | 6.0937 | 6.0111 | 5.9295 | 5.8491 | 5.7697 | 5.6914 | 5.6142 | 5.5381 | 5.4629 | 5.3888 | 5.3157 | 5.2436 | 5.1724 | 5.1023 | 5.0331 | 4.9648 | 4.8974 | 4.831
WY | Commercial | Large Office | Existing | Office Equipment | Printer/Copier/Fax | 1.4387 | 1.4353 | 1.4319 | 1.4285 | 1.4251 | 1.4217 | 1.4184 | 1.415 | 1.4117 | 1.4083 | 1.405 | 1.4016 | 1.3983 | 1.395 | 1.3917 | 1.3884 | 1.3851 | 1.3818 | 1.3786 | 1.3753 | 1.372 | 1.3688
WY | Commercial | Large Office | Existing | Office Equipment | POS Terminal | 0.10069 | 0.099101 | 0.097535 | 0.095993 | 0.094476 | 0.092983 | 0.091514 | 0.090067 | 0.088644 | 0.087243 | 0.085864 | 0.084507 | 0.083172 | 0.081857 | 0.080564 | 0.07929 | 0.078037 | 0.076804 | 0.07559 | 0.074396 | 0.07322 | 0.072063
WY | Commercial | Large Office | Existing | Miscellaneous | Non-HVAC Motors | 7.9349 | 7.7906 | 7.6489 | 7.5099 | 7.3733 | 7.2393 | 7.1076 | 6.9784 | 6.8515 | 6.727 | 6.6047 | 6.4846 | 6.3667 | 6.2509 | 6.1373 | 6.0257 | 5.9161 | 5.8085 | 5.7029 | 5.5992 | 5.4974 | 5.3975
WY | Commercial | Large Office | Existing | Miscellaneous | Pool Pump | 0 | 0 | 0 | 0 | 0 | 0 | 0 | 0 | 0 | 0 | 0 | 0 | 0 | 0 | 0 | 0 | 0 | 0 | 0 | 0 | 0 | 0
WY | Commercial | Large Office | Existing | Miscellaneous | Pool Heater | 0 | 0 | 0 | 0 | 0 | 0 | 0 | 0 | 0 | 0 | 0 | 0 | 0 | 0 | 0 | 0 | 0 | 0 | 0 | 0 | 0 | 0
WY | Commercial | Large Office | Existing | Miscellaneous | Clothes Washer | 0 | 0 | 0 | 0 | 0 | 0 | 0 | 0 | 0 | 0 | 0 | 0 | 0 | 0 | 0 | 0 | 0 | 0 | 0 | 0 | 0 | 0
WY | Commercial | Large Office | Existing | Miscellaneous | Clothes Dryer | 0 | 0 | 0 | 0 | 0 | 0 | 0 | 0 | 0 | 0 | 0 | 0 | 0 | 0 | 0 | 0 | 0 | 0 | 0 | 0 | 0 | 0
WY | Commercial | Large Office | Existing | Miscellaneous | Electric Vehicle Chargers | 0.01218 | 0.015545 | 0.019108 | 0.023018 | 0.027419 | 0.032605 | 0.038769 | 0.043485 | 0.047514 | 0.051476 | 0.0554 | 0.059275 | 0.063083 | 0.0668 | 0.070394 | 0.073875 | 0.077259 | 0.080544 | 0.083691 | 0.086742 | 0.089631 | 0.092339
WY | Commercial | Large Office | Existing | Miscellaneous | Other Miscellaneous | 27.7726 | 28.3549 | 28.9494 | 29.5564 | 30.1762 | 30.8089 | 31.4549 | 32.1144 | 32.7878 | 33.4753 | 34.1772 | 34.8938 | 35.6254 | 36.3724 | 37.135 | 37.9137 | 38.7086 | 39.5203 | 40.3489 | 41.1949 | 42.0587 | 42.9406
WY | Commercial | Large Office | Existing | Generation | Solar PV | -0.30435 | -0.31794 | -0.35783 | -0.39848 | -0.45237 | -0.50684 | -0.5784 | -0.64889 | -0.72718 | -0.82667 | -0.92906 | -1.0625 | -1.1612 | -1.2444 | -1.3253 | -1.4044 | -1.4811 | -1.5556 | -1.6279 | -1.6982 | -1.7662 | -1.8322
WY | Commercial | Large Office | New | Cooling | Air-Cooled Chiller | 0 | 0.088881 | 0.163 | 0.23658 | 0.30996 | 0.38517 | 0.4605 | 0.53608 | 0.61163 | 0.68712 | 0.76225 | 0.837 | 0.91168 | 0.98596 | 1.06 | 1.1317 | 1.2033 | 1.2744 | 1.345 | 1.4155 | 1.4853 | 1.5554
WY | Commercial | Large Office | New | Cooling | Water-Cooled Chiller | 0 | 1.2809 | 2.3472 | 3.4041 | 4.4607 | 5.5415 | 6.6258 | 7.7151 | 8.8011 | 9.8712 | 10.938 | 11.9966 | 13.056 | 14.1072 | 15.1566 | 16.1751 | 17.1887 | 18.195 | 19.1907 | 20.1639 | 21.1234 | 22.0766
WY | Commercial | Large Office | New | Cooling | RTU | 0 | 0.15288 | 0.26401 | 0.37433 | 0.48434 | 0.59725 | 0.71032 | 0.8238 | 0.9372 | 1.0505 | 1.1633 | 1.2755 | 1.3876 | 1.4968 | 1.6059 | 1.7117 | 1.8174 | 1.9226 | 2.0272 | 2.1317 | 2.2354 | 2.3389
WY | Commercial | Large Office | New | Cooling | Packaged Terminal AC | 0 | 0.089838 | 0.16475 | 0.23913 | 0.3133 | 0.38932 | 0.46545 | 0.54186 | 0.61822 | 0.69452 | 0.77046 | 0.84602 | 0.9215 | 0.99658 | 1.0714 | 1.1439 | 1.2163 | 1.2882 | 1.3595 | 1.4308 | 1.5013 | 1.5717
WY | Commercial | Large Office | New | Cooling | Packaged Terminal HP | 0 | 0.010799 | 0.019803 | 0.028744 | 0.037658 | 0.046796 | 0.055948 | 0.065131 | 0.07431 | 0.083482 | 0.092609 | 0.10169 | 0.11076 | 0.11979 | 0.12878 | 0.1375 | 0.1462 | 0.15484 | 0.16342 | 0.17198 | 0.18046 | 0.18892
WY | Commercial | Large Office | New | Cooling | Air-Source Heat Pump | 0 | 0.10235 | 0.17983 | 0.25676 | 0.33346 | 0.41216 | 0.49097 | 0.57006 | 0.6491 | 0.72809 | 0.80669 | 0.8849 | 0.96213 | 1.039 | 1.1157 | 1.1901 | 1.2643 | 1.3381 | 1.4114 | 1.4846 | 1.5571 | 1.6296
WY | Commercial | Large Office | New | Cooling | Geothermal Heat Pump | 0 | 0.057872 | 0.10613 | 0.15404 | 0.20182 | 0.25079 | 0.29984 | 0.34905 | 0.39824 | 0.4474 | 0.49632 | 0.54499 | 0.59361 | 0.64198 | 0.69018 | 0.7369 | 0.78351 | 0.82981 | 0.87579 | 0.92167 | 0.96712 | 1.0125
WY | Commercial | Large Office | New | Space Heating | Electric Furnace | 0 | 0.10397 | 0.19066 | 0.27789 | 0.36256 | 0.44562 | 0.52698 | 0.60937 | 0.68489 | 0.76117 | 0.83537 | 0.91129 | 0.97799 | 1.0465 | 1.1132 | 1.1828 | 1.2412 | 1.3027 | 1.3626 | 1.427 | 1.4778 | 1.5333
WY | Commercial | Large Office | New | Space Heating | Electric Room Heat | 0 | 0 | 0 | 0 | 0 | 0 | 0 | 0 | 0 | 0 | 0 | 0 | 0 | 0 | 0 | 0 | 0 | 0 | 0 | 0 | 0 | 0
WY | Commercial | Large Office | New | Space Heating | Packaged Terminal HP | 0 | 0.0050377 | 0.0092386 | 0.013465 | 0.017568 | 0.021593 | 0.025535 | 0.029527 | 0.033187 | 0.036883 | 0.040478 | 0.044157 | 0.047389 | 0.050708 | 0.053941 | 0.057312 | 0.06014 | 0.063123 | 0.066023 | 0.069147 | 0.071608 | 0.074296
WY | Commercial | Large Office | New | Space Heating | Air-Source Heat Pump | 0 | 0.0726 | 0.13136 | 0.19049 | 0.24787 | 0.30416 | 0.35929 | 0.41513 | 0.4663 | 0.51799 | 0.56827 | 0.61973 | 0.66473 | 0.71098 | 0.75604 | 0.80306 | 0.84248 | 0.88407 | 0.92453 | 0.96813 | 1.0025 | 1.04
WY | Commercial | Large Office | New | Space Heating | Geothermal Heat Pump | 0 | 0.04193 | 0.076895 | 0.11207 | 0.14622 | 0.17972 | 0.21253 | 0.24576 | 0.27622 | 0.30699 | 0.33691 | 0.36753 | 0.39443 | 0.42206 | 0.44897 | 0.47702 | 0.50056 | 0.52539 | 0.54953 | 0.57553 | 0.59601 | 0.61838
WY | Commercial | Large Office | New | Ventilation | Ventilation | 0 | 1.4499 | 2.6578 | 3.8568 | 5.0537 | 6.1596 | 7.2519 | 8.3236 | 9.3796 | 10.4271 | 11.4549 | 12.4637 | 13.4549 | 14.4271 | 15.3834 | 16.3237 | 17.2526 | 18.1575 | 19.0406 | 19.885 | 20.706 | 21.5182
WY | Commercial | Large Office | New | Water Heating | Water Heater | 0 | 0.28836 | 0.52881 | 0.76755 | 1.0056 | 1.1565 | 1.3055 | 1.453 | 1.5983 | 1.7415 | 1.882 | 2.0198 | 2.141 | 2.2493 | 2.3468 | 2.4347 | 2.5269 | 2.622 | 2.7192 | 2.7887 | 2.8683 | 2.9523
WY | Commercial | Large Office | New | Interior Lighting | General Service Lighting | 0 | 0.29794 | 0.54639 | 0.75986 | 0.92361 | 1.081 | 1.2247 | 1.3566 | 1.4907 | 1.6062 | 1.7257 | 1.8485 | 1.9725 | 2.0933 | 2.1976 | 2.2984 | 2.3967 | 2.4918 | 2.586 | 2.6677 | 2.7512 | 2.8325
WY | Commercial | Large Office | New | Interior Lighting | Exempted Lighting | 0 | 0.0026372 | 0.0048363 | 0.0070197 | 0.0090219 | 0.010946 | 0.01274 | 0.014393 | 0.016008 | 0.017451 | 0.018927 | 0.020385 | 0.0218 | 0.023189 | 0.024471 | 0.025826 | 0.027134 | 0.028395 | 0.02965 | 0.030882 | 0.032094 | 0.033287
WY | Commercial | Large Office | New | Interior Lighting | High-Bay Lighting | 0 | 0.017412 | 0.031931 | 0.046346 | 0.060229 | 0.073935 | 0.087466 | 0.10086 | 0.11405 | 0.12678 | 0.13927 | 0.15152 | 0.16352 | 0.17521 | 0.1864 | 0.19737 | 0.20818 | 0.21879 | 0.22921 | 0.23948 | 0.24956 | 0.25953
WY | Commercial | Large Office | New | Interior Lighting | Linear Lighting | 0 | 1.6579 | 3.0404 | 4.4129 | 5.7559 | 7.0818 | 8.3908 | 9.686 | 10.9624 | 12.2048 | 13.4239 | 14.62 | 15.7987 | 16.955 | 18.0819 | 19.1899 | 20.2847 | 21.361 | 22.4193 | 23.4652 | 24.4779 | 25.4705
WY | Commercial | Large Office | New | Exterior Lighting | General Service Lighting | 0 | 0.057328 | 0.10513 | 0.14417 | 0.17036 | 0.19539 | 0.21928 | 0.24424 | 0.27034 | 0.28941 | 0.30891 | 0.32934 | 0.35046 | 0.37103 | 0.3878 | 0.40397 | 0.41967 | 0.43479 | 0.44976 | 0.46206 | 0.47485 | 0.48717
WY | Commercial | Large Office | New | Exterior Lighting | Area Lighting | 0 | 0.07172 | 0.13153 | 0.1909 | 0.24843 | 0.30522 | 0.36129 | 0.41676 | 0.47143 | 0.52435 | 0.57626 | 0.62719 | 0.67709 | 0.72581 | 0.7726 | 0.81851 | 0.86379 | 0.90823 | 0.95184 | 0.99488 | 1.0371 | 1.0789
WY | Commercial | Large Office | New | Exterior Lighting | Linear Lighting | 0 | 0.17655 | 0.32378 | 0.46995 | 0.61297 | 0.75417 | 0.89356 | 1.0315 | 1.1674 | 1.2997 | 1.4296 | 1.5569 | 1.6825 | 1.8056 | 1.9256 | 2.0436 | 2.1602 | 2.2748 | 2.3875 | 2.4989 | 2.6068 | 2.7125
WY | Commercial | Large Office | New | Refrigeration | Walk-in Refrigerator/Freezer | 0 | 0.0010455 | 0.0019173 | 0.0027828 | 0.0036459 | 0.0044979 | 0.005339 | 0.0061714 | 0.0069916 | 0.0077999 | 0.008593 | 0.0093712 | 0.010138 | 0.01089 | 0.01163 | 0.012357 | 0.013076 | 0.013782 | 0.014477 | 0.015163 | 0.015836 | 0.016502
WY | Commercial | Large Office | New | Refrigeration | Reach-in Refrigerator/Freezer | 0 | 0.031495 | 0.057759 | 0.083835 | 0.10984 | 0.1355 | 0.16084 | 0.18592 | 0.21063 | 0.23498 | 0.25887 | 0.28232 | 0.30542 | 0.32808 | 0.35036 | 0.37227 | 0.39392 | 0.4152 | 0.43612 | 0.45681 | 0.47709 | 0.49713
WY | Commercial | Large Office | New | Refrigeration | Glass Door Display | 0 | 0.0073365 | 0.013454 | 0.019528 | 0.025585 | 0.031564 | 0.037467 | 0.043308 | 0.049064 | 0.054736 | 0.060302 | 0.065762 | 0.071143 | 0.076422 | 0.081613 | 0.086716 | 0.091758 | 0.096716 | 0.10159 | 0.10641 | 0.11113 | 0.1158
WY | Commercial | Large Office | New | Refrigeration | Open Display Case | 0 | 0.0056331 | 0.010331 | 0.014994 | 0.019645 | 0.024235 | 0.028768 | 0.033253 | 0.037672 | 0.042028 | 0.046301 | 0.050494 | 0.054626 | 0.058679 | 0.062664 | 0.066583 | 0.070454 | 0.074261 | 0.078003 | 0.081702 | 0.08533 | 0.088915
WY | Commercial | Large Office | New | Refrigeration | Icemaker | 0 | 0.15441 | 0.28317 | 0.41101 | 0.53848 | 0.66431 | 0.78855 | 0.91149 | 1.0326 | 1.152 | 1.2692 | 1.3841 | 1.4973 | 1.6084 | 1.7177 | 1.8251 | 1.9312 | 2.0356 | 2.1381 | 2.2395 | 2.339 | 2.4372
WY | Commercial | Large Office | New | Refrigeration | Vending Machine | 0 | 0.032209 | 0.059069 | 0.085735 | 0.11233 | 0.13857 | 0.16449 | 0.19013 | 0.2154 | 0.24031 | 0.26474 | 0.28872 | 0.31234 | 0.33552 | 0.35831 | 0.38071 | 0.40285 | 0.42461 | 0.44601 | 0.46716 | 0.4879 | 0.5084
WY | Commercial | Large Office | New | Food Preparation | Oven | 0 | 0.032879 | 0.060297 | 0.087518 | 0.11466 | 0.14146 | 0.16791 | 0.19409 | 0.21988 | 0.2453 | 0.27025 | 0.29472 | 0.31884 | 0.34249 | 0.36576 | 0.38863 | 0.41122 | 0.43344 | 0.45529 | 0.47688 | 0.49805 | 0.51897
WY | Commercial | Large Office | New | Food Preparation | Fryer | 0 | 0.027827 | 0.051031 | 0.074069 | 0.097041 | 0.11972 | 0.14211 | 0.16426 | 0.18609 | 0.20761 | 0.22872 | 0.24943 | 0.26984 | 0.28986 | 0.30955 | 0.32891 | 0.34803 | 0.36683 | 0.38532 | 0.40359 | 0.42151 | 0.43922
WY | Commercial | Large Office | New | Food Preparation | Dishwasher | 0 | 0.0074578 | 0.013677 | 0.019851 | 0.026008 | 0.032086 | 0.038086 | 0.044024 | 0.049875 | 0.055641 | 0.061299 | 0.06685 | 0.07232 | 0.077686 | 0.082963 | 0.08815 | 0.093276 | 0.098315 | 0.10327 | 0.10817 | 0.11297 | 0.11772
WY | Commercial | Large Office | New | Food Preparation | Hot Food Container | 0 | 0.00067985 | 0.0012468 | 0.0018096 | 0.0023709 | 0.0029249 | 0.0034719 | 0.0040132 | 0.0045466 | 0.0050722 | 0.005588 | 0.006094 | 0.0065927 | 0.0070819 | 0.0075628 | 0.0080357 | 0.008503 | 0.0089624 | 0.0094141 | 0.0098605 | 0.010298 | 0.010731
WY | Commercial | Large Office | New | Food Preparation | Steamer | 0 | 0.008312 | 0.015243 | 0.022125 | 0.028987 | 0.035761 | 0.042449 | 0.049066 | 0.055588 | 0.062014 | 0.06832 | 0.074507 | 0.080603 | 0.086584 | 0.092465 | 0.098247 | 0.10396 | 0.10958 | 0.1151 | 0.12056 | 0.12591 | 0.1312
WY | Commercial | Large Office | New | Food Preparation | Griddle | 0 | 0.0089834 | 0.016475 | 0.023912 | 0.031328 | 0.038649 | 0.045877 | 0.053029 | 0.060077 | 0.067023 | 0.073838 | 0.080524 | 0.087113 | 0.093577 | 0.099933 | 0.10618 | 0.11236 | 0.11843 | 0.12439 | 0.13029 | 0.13608 | 0.1418
WY | Commercial | Large Office | New | Office Equipment | Desktop Computer | 0 | 0.95123 | 1.7053 | 2.4196 | 3.0989 | 3.7373 | 4.3368 | 4.9004 | 5.4271 | 5.9187 | 6.3742 | 6.7954 | 7.1865 | 7.5465 | 7.8783 | 8.1831 | 8.4646 | 8.7217 | 8.9557 | 9.1699 | 9.3621 | 9.5366
WY | Commercial | Large Office | New | Office Equipment | Laptop | 0 | 0.21161 | 0.39686 | 0.58906 | 0.78923 | 0.99571 | 1.2087 | 1.4288 | 1.6553 | 1.8885 | 2.1276 | 2.3728 | 2.6251 | 2.8838 | 3.1494 | 3.4221 | 3.7031 | 3.9915 | 4.2876 | 4.5926 | 4.9051 | 5.227
WY | Commercial | Large Office | New | Office Equipment | Server | 0 | 0.64159 | 1.1956 | 1.7632 | 2.3473 | 2.9425 | 3.549 | 4.1683 | 4.7984 | 5.4394 | 6.0889 | 6.7472 | 7.4169 | 8.0956 | 8.7847 | 9.4843 | 10.1974 | 10.9214 | 11.6566 | 12.4059 | 13.1654 | 13.9395
WY | Commercial | Large Office | New | Office Equipment | Monitor | 0 | 0.16508 | 0.30415 | 0.44354 | 0.58383 | 0.72365 | 0.86303 | 1.0023 | 1.1408 | 1.2787 | 1.4153 | 1.5507 | 1.6855 | 1.8191 | 1.9518 | 2.0836 | 2.2151 | 2.3457 | 2.4755 | 2.6051 | 2.7336 | 2.8618
WY | Commercial | Large Office | New | Office Equipment | Printer/Copier/Fax | 0 | 0.037056 | 0.06856 | 0.1004 | 0.1327 | 0.16517 | 0.1978 | 0.23067 | 0.26365 | 0.29675 | 0.32983 | 0.36289 | 0.39608 | 0.42925 | 0.46248 | 0.49576 | 0.52925 | 0.5628 | 0.59642 | 0.63026 | 0.66409 | 0.69815
WY | Commercial | Large Office | New | Office Equipment | POS Terminal | 0 | 0.0025706 | 0.0047142 | 0.0068424 | 0.0089645 | 0.011059 | 0.013128 | 0.015174 | 0.017191 | 0.019179 | 0.021129 | 0.023042 | 0.024927 | 0.026777 | 0.028596 | 0.030384 | 0.03215 | 0.033887 | 0.035595 | 0.037283 | 0.038939 | 0.040575
WY | Commercial | Large Office | New | Miscellaneous | Non-HVAC Motors | 0 | 0.20257 | 0.37149 | 0.5392 | 0.70643 | 0.87151 | 1.0345 | 1.1958 | 1.3547 | 1.5113 | 1.665 | 1.8158 | 1.9644 | 2.1101 | 2.2534 | 2.3943 | 2.5336 | 2.6704 | 2.805 | 2.938 | 3.0685 | 3.1974
WY | Commercial | Large Office | New | Miscellaneous | Pool Pump | 0 | 0 | 0 | 0 | 0 | 0 | 0 | 0 | 0 | 0 | 0 | 0 | 0 | 0 | 0 | 0 | 0 | 0 | 0 | 0 | 0 | 0
WY | Commercial | Large Office | New | Miscellaneous | Pool Heater | 0 | 0 | 0 | 0 | 0 | 0 | 0 | 0 | 0 | 0 | 0 | 0 | 0 | 0 | 0 | 0 | 0 | 0 | 0 | 0 | 0 | 0
WY | Commercial | Large Office | New | Miscellaneous | Clothes Washer | 0 | 0 | 0 | 0 | 0 | 0 | 0 | 0 | 0 | 0 | 0 | 0 | 0 | 0 | 0 | 0 | 0 | 0 | 0 | 0 | 0 | 0
WY | Commercial | Large Office | New | Miscellaneous | Clothes Dryer | 0 | 0 | 0 | 0 | 0 | 0 | 0 | 0 | 0 | 0 | 0 | 0 | 0 | 0 | 0 | 0 | 0 | 0 | 0 | 0 | 0 | 0
WY | Commercial | Large Office | New | Miscellaneous | Electric Vehicle Chargers | 0 | 0.00043607 | 0.00098168 | 0.0017224 | 0.0027071 | 0.0040101 | 0.0057274 | 0.007532 | 0.0094692 | 0.011633 | 0.014027 | 0.016652 | 0.019511 | 0.022591 | 0.025883 | 0.029386 | 0.033113 | 0.037053 | 0.041184 | 0.045532 | 0.050043 | 0.054713
WY | Commercial | Large Office | New | Miscellaneous | Other Miscellaneous | 0 | 0.73322 | 1.3906 | 2.0873 | 2.828 | 3.608 | 4.429 | 5.2943 | 6.2028 | 7.1563 | 8.1532 | 9.1951 | 10.2872 | 11.4279 | 12.6208 | 13.868 | 15.1754 | 16.5416 | 17.9686 | 19.4634 | 21.0217 | 22.6531
WY | Commercial | Large Office | New | Generation | Solar PV | 0 | -0.0082669 | -0.017379 | -0.028611 | -0.043341 | -0.061018 | -0.084185 | -0.11119 | -0.14378 | -0.18573 | -0.23421 | -0.29751 | -0.35827 | -0.42007 | -0.48663 | -0.55803 | -0.63428 | -0.71519 | -0.80069 | -0.89107 | -0.98583 | -1.0854
WY | Commercial | Small Office | Existing | Cooling | Air-Cooled Chiller | 2.7699 | 2.6974 | 2.625 | 2.5534 | 2.4829 | 2.4316 | 2.3808 | 2.331 | 2.2824 | 2.2355 | 2.19 | 2.1461 | 2.1042 | 2.0642 | 2.0263 | 1.9869 | 1.9502 | 1.9147 | 1.8805 | 1.8477 | 1.816 | 1.7853
WY | Commercial | Small Office | Existing | Cooling | Water-Cooled Chiller | 0.30259 | 0.29713 | 0.29177 | 0.28651 | 0.28135 | 0.27829 | 0.27524 | 0.27221 | 0.2692 | 0.2662 | 0.26321 | 0.26025 | 0.2573 | 0.25437 | 0.25145 | 0.24811 | 0.2448 | 0.24152 | 0.23828 | 0.23508 | 0.23191 | 0.22878
WY | Commercial | Small Office | Existing | Cooling | RTU | 19.1062 | 18.7588 | 18.3379 | 17.9177 | 17.4992 | 17.2077 | 16.9137 | 16.618 | 16.3213 | 16.0244 | 15.7277 | 15.4317 | 15.1369 | 14.8522 | 14.5833 | 14.3028 | 14.0361 | 13.7817 | 13.5385 | 13.3051 | 13.0808 | 12.8646
WY | Commercial | Small Office | Existing | Cooling | Packaged Terminal AC | 1.9794 | 1.9434 | 1.9081 | 1.8734 | 1.8393 | 1.819 | 1.7988 | 1.7787 | 1.7587 | 1.7388 | 1.7191 | 1.6995 | 1.68 | 1.6606 | 1.6413 | 1.6193 | 1.5976 | 1.576 | 1.5548 | 1.5337 | 1.5129 | 1.4924
WY | Commercial | Small Office | Existing | Cooling | Packaged Terminal HP | 0.22846 | 0.2243 | 0.22022 | 0.21622 | 0.21229 | 0.20994 | 0.20761 | 0.20529 | 0.20298 | 0.20069 | 0.19841 | 0.19614 | 0.19389 | 0.19166 | 0.18944 | 0.1869 | 0.18438 | 0.1819 | 0.17944 | 0.17702 | 0.17462 | 0.17225
WY | Commercial | Small Office | Existing | Cooling | Air-Source Heat Pump | 4.5413 | 4.4442 | 4.3357 | 4.2279 | 4.1215 | 4.0458 | 3.9704 | 3.8957 | 3.8219 | 3.7492 | 3.6778 | 3.6078 | 3.5404 | 3.4762 | 3.4149 | 3.3503 | 3.2883 | 3.2289 | 3.1717 | 3.1166 | 3.0634 | 3.012
WY | Commercial | Small Office | Existing | Cooling | Geothermal Heat Pump | 0.93053 | 0.90597 | 0.88136 | 0.85695 | 0.83295 | 0.81542 | 0.79826 | 0.78162 | 0.7656 | 0.75029 | 0.73577 | 0.7221 | 0.70918 | 0.69693 | 0.68528 | 0.67295 | 0.66116 | 0.64984 | 0.63895 | 0.62846 | 0.61831 | 0.60849
WY | Commercial | Small Office | Existing | Space Heating | Electric Furnace | 4.637 | 4.5527 | 4.4699 | 4.4069 | 4.3088 | 4.2147 | 4.1226 | 4.0492 | 3.9441 | 3.8577 | 3.7731 | 3.7056 | 3.6092 | 3.5298 | 3.4522 | 3.3893 | 3.3 | 3.2263 | 3.1543 | 3.0966 | 3.0147 | 2.9471
WY | Commercial | Small Office | Existing | Space Heating | Electric Room Heat | 1.3606 | 1.3359 | 1.3116 | 1.2931 | 1.2643 | 1.2367 | 1.2097 | 1.1882 | 1.1573 | 1.132 | 1.1071 | 1.0873 | 1.059 | 1.0358 | 1.013 | 0.99452 | 0.96832 | 0.94671 | 0.92555 | 0.90864 | 0.8846 | 0.86478
WY | Commercial | Small Office | Existing | Space Heating | Packaged Terminal HP | 0.43669 | 0.42875 | 0.42095 | 0.41502 | 0.40579 | 0.39692 | 0.38824 | 0.38133 | 0.37144 | 0.3633 | 0.35533 | 0.34897 | 0.33989 | 0.33242 | 0.32511 | 0.31919 | 0.31078 | 0.30384 | 0.29705 | 0.29162 | 0.28391 | 0.27755
WY | Commercial | Small Office | Existing | Space Heating | Air-Source Heat Pump | 9.645 | 9.4697 | 9.2883 | 9.1476 | 8.9336 | 8.7277 | 8.5258 | 8.3625 | 8.1339 | 7.9439 | 7.7579 | 7.6072 | 7.3981 | 7.2255 | 7.0577 | 6.9213 | 6.732 | 6.5755 | 6.4231 | 6.3007 | 6.1297 | 5.9885
WY | Commercial | Small Office | Existing | Space Heating | Geothermal Heat Pump | 1.9793 | 1.9399 | 1.901 | 1.8705 | 1.8251 | 1.7815 | 1.739 | 1.7047 | 1.6574 | 1.6183 | 1.5803 | 1.5498 | 1.5076 | 1.4728 | 1.439 | 1.4115 | 1.3732 | 1.3416 | 1.3109 | 1.2862 | 1.2515 | 1.223
WY | Commercial | Small Office | Existing | Ventilation | Ventilation | 57.7857 | 56.0442 | 54.2954 | 52.5547 | 50.8341 | 49.069 | 47.3412 | 45.659 | 44.0279 | 42.4648 | 40.9619 | 39.5226 | 38.1508 | 36.8426 | 35.6028 | 34.4325 | 33.3316 | 32.2982 | 31.3273 | 30.403 | 29.529 | 28.7054
WY | Commercial | Small Office | Existing | Water Heating | Water Heater | 5.9525 | 5.7939 | 5.627 | 5.4579 | 5.2886 | 5.1208 | 4.9417 | 4.758 | 4.5786 | 4.4043 | 4.2356 | 4.0729 | 3.9247 | 3.7803 | 3.647 | 3.513 | 3.3874 | 3.2704 | 3.1617 | 3.0535 | 2.9523 | 2.8454
WY | Commercial | Small Office | Existing | Interior Lighting | General Service Lighting | 9.1253 | 8.8869 | 8.6245 | 8.2261 | 7.6269 | 6.9934 | 6.4784 | 6.0347 | 5.6627 | 5.3341 | 5.0578 | 4.8319 | 4.644 | 4.476 | 4.3082 | 4.1531 | 4.0089 | 3.8745 | 3.7509 | 3.6206 | 3.4934 | 3.3641
WY | Commercial | Small Office | Existing | Interior Lighting | Exempted Lighting | 0.071189 | 0.069894 | 0.068623 | 0.067376 | 0.065496 | 0.063525 | 0.061283 | 0.058615 | 0.055839 | 0.052856 | 0.050181 | 0.048037 | 0.046286 | 0.045013 | 0.043805 | 0.042801 | 0.041915 | 0.041076 | 0.040395 | 0.039544 | 0.038625 | 0.037702
WY | Commercial | Small Office | Existing | Interior Lighting | High-Bay Lighting | 0.64815 | 0.63474 | 0.6215 | 0.60847 | 0.59513 | 0.58204 | 0.56923 | 0.55671 | 0.5445 | 0.53223 | 0.52029 | 0.50869 | 0.49748 | 0.48662 | 0.47583 | 0.46541 | 0.45531 | 0.44553 | 0.43604 | 0.42682 | 0.41789 | 0.40922
WY | Commercial | Small Office | Existing | Interior Lighting | Linear Lighting | 44.7527 | 43.939 | 43.1401 | 42.3557 | 41.5587 | 40.7743 | 40.0028 | 39.2445 | 38.4994 | 37.747 | 37.0082 | 36.2828 | 35.5708 | 34.8722 | 34.1726 | 33.4864 | 32.8135 | 32.1537 | 31.5069 | 30.8728 | 30.2585 | 29.6606
WY | Commercial | Small Office | Existing | Exterior Lighting | General Service Lighting | 4.3126 | 4.197 | 4.0689 | 3.865 | 3.5395 | 3.1967 | 2.92 | 2.7019 | 2.5332 | 2.3705 | 2.2303 | 2.1167 | 2.0256 | 1.9449 | 1.8634 | 1.7886 | 1.7196 | 1.6554 | 1.5968 | 1.5345 | 1.474 | 1.4121
WY | Commercial | Small Office | Existing | Exterior Lighting | Area Lighting | 1.9467 | 1.9113 | 1.8765 | 1.8424 | 1.8069 | 1.7719 | 1.7375 | 1.7037 | 1.6704 | 1.6363 | 1.6027 | 1.5697 | 1.5376 | 1.5062 | 1.4745 | 1.4437 | 1.4137 | 1.3845 | 1.356 | 1.3282 | 1.3012 | 1.2749
WY | Commercial | Small Office | Existing | Exterior Lighting | Linear Lighting | 4.5017 | 4.4199 | 4.3395 | 4.2606 | 4.1804 | 4.1015 | 4.0239 | 3.9476 | 3.8727 | 3.797 | 3.7227 | 3.6497 | 3.5781 | 3.5078 | 3.4374 | 3.3684 | 3.3007 | 3.2344 | 3.1693 | 3.1055 | 3.0437 | 2.9836
WY | Commercial | Small Office | Existing | Refrigeration | Walk-in Refrigerator/Freezer | 0 | 0 | 0 | 0 | 0 | 0 | 0 | 0 | 0 | 0 | 0 | 0 | 0 | 0 | 0 | 0 | 0 | 0 | 0 | 0 | 0 | 0
WY | Commercial | Small Office | Existing | Refrigeration | Reach-in Refrigerator/Freezer | 1.94 | 1.9047 | 1.8701 | 1.836 | 1.8027 | 1.7699 | 1.7377 | 1.7061 | 1.6751 | 1.6446 | 1.6147 | 1.5854 | 1.5566 | 1.5283 | 1.5005 | 1.4732 | 1.4464 | 1.4201 | 1.3943 | 1.3689 | 1.344 | 1.3196
WY | Commercial | Small Office | Existing | Refrigeration | Glass Door Display | 0 | 0 | 0 | 0 | 0 | 0 | 0 | 0 | 0 | 0 | 0 | 0 | 0 | 0 | 0 | 0 | 0 | 0 | 0 | 0 | 0 | 0
WY | Commercial | Small Office | Existing | Refrigeration | Open Display Case | 0 | 0 | 0 | 0 | 0 | 0 | 0 | 0 | 0 | 0 | 0 | 0 | 0 | 0 | 0 | 0 | 0 | 0 | 0 | 0 | 0 | 0
WY | Commercial | Small Office | Existing | Refrigeration | Icemaker | 6.9068 | 6.7812 | 6.6579 | 6.5368 | 6.418 | 6.3013 | 6.1867 | 6.0742 | 5.9638 | 5.8554 | 5.7489 | 5.6444 | 5.5418 | 5.441 | 5.3421 | 5.2449 | 5.1496 | 5.056 | 4.964 | 4.8738 | 4.7852 | 4.6982
WY | Commercial | Small Office | Existing | Refrigeration | Vending Machine | 0.96049 | 0.94303 | 0.92588 | 0.90905 | 0.89252 | 0.87629 | 0.86036 | 0.84472 | 0.82936 | 0.81428 | 0.79947 | 0.78494 | 0.77067 | 0.75665 | 0.7429 | 0.72939 | 0.71613 | 0.70311 | 0.69032 | 0.67777 | 0.66545 | 0.65335
WY | Commercial | Small Office | Existing | Food Preparation | Oven | 1.0834 | 1.0637 | 1.0444 | 1.0254 | 1.0067 | 0.98844 | 0.97047 | 0.95282 | 0.9355 | 0.91849 | 0.90179 | 0.88539 | 0.86929 | 0.85349 | 0.83797 | 0.82274 | 0.80778 | 0.79309 | 0.77867 | 0.76451 | 0.75061 | 0.73696
WY | Commercial | Small Office | Existing | Food Preparation | Fryer | 0.0056579 | 0.005555 | 0.005454 | 0.0053549 | 0.0052575 | 0.0051619 | 0.0050681 | 0.0049759 | 0.0048854 | 0.0047966 | 0.0047094 | 0.0046238 | 0.0045397 | 0.0044572 | 0.0043761 | 0.0042966 | 0.0042184 | 0.0041417 | 0.0040664 | 0.0039925 | 0.0039199 | 0.0038486
WY | Commercial | Small Office | Existing | Food Preparation | Dishwasher | 0.80964 | 0.79492 | 0.78047 | 0.76628 | 0.75235 | 0.73867 | 0.72524 | 0.71205 | 0.69911 | 0.6864 | 0.67392 | 0.66166 | 0.64963 | 0.63782 | 0.62622 | 0.61484 | 0.60366 | 0.59268 | 0.58191 | 0.57133 | 0.56094 | 0.55074
WY | Commercial | Small Office | Existing | Food Preparation | Hot Food Container | 0.00052719 | 0.00051761 | 0.0005082 | 0.00049896 | 0.00048988 | 0.00048098 | 0.00047223 | 0.00046365 | 0.00045522 | 0.00044694 | 0.00043881 | 0.00043083 | 0.000423 | 0.00041531 | 0.00040776 | 0.00040035 | 0.00039307 | 0.00038592 | 0.0003789 | 0.00037201 | 0.00036525 | 0.00035861
WY | Commercial | Small Office | Existing | Food Preparation | Steamer | 0.0064456 | 0.0063284 | 0.0062133 | 0.0061003 | 0.0059894 | 0.0058805 | 0.0057736 | 0.0056686 | 0.0055656 | 0.0054644 | 0.005365 | 0.0052675 | 0.0051717 | 0.0050777 | 0.0049854 | 0.0048947 | 0.0048057 | 0.0047183 | 0.0046326 | 0.0045483 | 0.0044656 | 0.0043844
WY | Commercial | Small Office | Existing | Food Preparation | Griddle | 0.0069661 | 0.0068395 | 0.0067151 | 0.006593 | 0.0064732 | 0.0063555 | 0.0062399 | 0.0061265 | 0.0060151 | 0.0059057 | 0.0057983 | 0.0056929 | 0.0055894 | 0.0054878 | 0.005388 | 0.00529 | 0.0051938 | 0.0050994 | 0.0050067 | 0.0049157 | 0.0048263 | 0.0047385
WY | Commercial | Small Office | Existing | Office Equipment | Desktop Computer | 14.9009 | 14.3017 | 13.7266 | 13.1746 | 12.6448 | 12.1363 | 11.6483 | 11.1799 | 10.7303 | 10.2988 | 9.8847 | 9.4872 | 9.1057 | 8.7396 | 8.3881 | 8.0508 | 7.7271 | 7.4164 | 7.1181 | 6.8319 | 6.5572 | 6.2935
WY | Commercial | Small Office | Existing | Office Equipment | Laptop | 3.1687 | 3.1815 | 3.1944 | 3.2074 | 3.2204 | 3.2334 | 3.2465 | 3.2596 | 3.2729 | 3.2861 | 3.2994 | 3.3128 | 3.3262 | 3.3397 | 3.3532 | 3.3668 | 3.3804 | 3.3941 | 3.4079 | 3.4217 | 3.4355 | 3.4494
WY | Commercial | Small Office | Existing | Office Equipment | Server | 21.9338 | 22.0126 | 22.0916 | 22.171 | 22.2506 | 22.3306 | 22.4108 | 22.4913 | 22.5721 | 22.6532 | 22.7346 | 22.8162 | 22.8982 | 22.9805 | 23.063 | 23.1459 | 23.229 | 23.3125 | 23.3962 | 23.4803 | 23.5646 | 23.6493
WY | Commercial | Small Office | Existing | Office Equipment | Monitor | 2.516 | 2.4819 | 2.4482 | 2.415 | 2.3822 | 2.3499 | 2.318 | 2.2866 | 2.2556 | 2.225 | 2.1948 | 2.165 | 2.1356 | 2.1067 | 2.0781 | 2.0499 | 2.0221 | 1.9947 | 1.9676 | 1.9409 | 1.9146 | 1.8886
WY | Commercial | Small Office | Existing | Office Equipment | Printer/Copier/Fax | 2.6616 | 2.6553 | 2.649 | 2.6427 | 2.6365 | 2.6302 | 2.624 | 2.6178 | 2.6116 | 2.6054 | 2.5992 | 2.593 | 2.5869 | 2.5808 | 2.5746 | 2.5685 | 2.5625 | 2.5564 | 2.5503 | 2.5443 | 2.5382 | 2.5322
WY | Commercial | Small Office | Existing | Office Equipment | POS Terminal | 0.30896 | 0.30477 | 0.30064 | 0.29656 | 0.29254 | 0.28857 | 0.28465 | 0.28079 | 0.27698 | 0.27322 | 0.26952 | 0.26586 | 0.26225 | 0.2587 | 0.25519 | 0.25172 | 0.24831 | 0.24494 | 0.24162 | 0.23834 | 0.23511 | 0.23192
WY | Commercial | Small Office | Existing | Miscellaneous | Non-HVAC Motors | 0.1959 | 0.19234 | 0.18884 | 0.18541 | 0.18204 | 0.17873 | 0.17548 | 0.17229 | 0.16916 | 0.16608 | 0.16306 | 0.1601 | 0.15719 | 0.15433 | 0.15152 | 0.14877 | 0.14606 | 0.14341 | 0.1408 | 0.13824 | 0.13573 | 0.13326
WY | Commercial | Small Office | Existing | Miscellaneous | Pool Pump | 0 | 0 | 0 | 0 | 0 | 0 | 0 | 0 | 0 | 0 | 0 | 0 | 0 | 0 | 0 | 0 | 0 | 0 | 0 | 0 | 0 | 0
WY | Commercial | Small Office | Existing | Miscellaneous | Pool Heater | 0 | 0 | 0 | 0 | 0 | 0 | 0 | 0 | 0 | 0 | 0 | 0 | 0 | 0 | 0 | 0 | 0 | 0 | 0 | 0 | 0 | 0
WY | Commercial | Small Office | Existing | Miscellaneous | Clothes Washer | 0 | 0 | 0 | 0 | 0 | 0 | 0 | 0 | 0 | 0 | 0 | 0 | 0 | 0 | 0 | 0 | 0 | 0 | 0 | 0 | 0 | 0
WY | Commercial | Small Office | Existing | Miscellaneous | Clothes Dryer | 0 | 0 | 0 | 0 | 0 | 0 | 0 | 0 | 0 | 0 | 0 | 0 | 0 | 0 | 0 | 0 | 0 | 0 | 0 | 0 | 0 | 0
WY | Commercial | Small Office | Existing | Miscellaneous | Electric Vehicle Chargers | 0.25746 | 0.32859 | 0.40391 | 0.48654 | 0.57957 | 0.68921 | 0.8195 | 0.91917 | 1.0044 | 1.0881 | 1.171 | 1.253 | 1.3334 | 1.412 | 1.488 | 1.5616 | 1.6331 | 1.7025 | 1.7691 | 1.8335 | 1.8946 | 1.9518
WY | Commercial | Small Office | Existing | Miscellaneous | Other Miscellaneous | 18.5046 | 18.8926 | 19.2887 | 19.6931 | 20.1061 | 20.5276 | 20.9581 | 21.3975 | 21.8462 | 22.3042 | 22.7719 | 23.2494 | 23.7369 | 24.2346 | 24.7427 | 25.2615 | 25.7912 | 26.332 | 26.8841 | 27.4478 | 28.0233 | 28.6109
WY | Commercial | Small Office | Existing | Generation | Solar PV | -0.2662 | -0.27809 | -0.31298 | -0.34854 | -0.39568 | -0.44332 | -0.50591 | -0.56756 | -0.63605 | -0.72307 | -0.81262 | -0.92933 | -1.0157 | -1.0884 | -1.1592 | -1.2283 | -1.2955 | -1.3607 | -1.4239 | -1.4853 | -1.5448 | -1.6026
WY | Commercial | Small Office | New | Cooling | Air-Cooled Chiller | 0 | 0.048394 | 0.089078 | 0.12947 | 0.16975 | 0.21103 | 0.25228 | 0.29367 | 0.33504 | 0.37638 | 0.41752 | 0.45845 | 0.49935 | 0.54002 | 0.58057 | 0.61986 | 0.65906 | 0.69802 | 0.73671 | 0.78025 | 0.82372 | 0.86738
WY | Commercial | Small Office | New | Cooling | Water-Cooled Chiller | 0 | 0.006599 | 0.012102 | 0.017565 | 0.023013 | 0.028597 | 0.034189 | 0.039802 | 0.04541 | 0.051015 | 0.056593 | 0.062143 | 0.067688 | 0.073203 | 0.078699 | 0.084026 | 0.089341 | 0.09462 | 0.099863 | 0.10509 | 0.11028 | 0.11545
WY | Commercial | Small Office | New | Cooling | RTU | 0 | 0.36024 | 0.62207 | 0.88203 | 1.1412 | 1.4073 | 1.6737 | 1.9411 | 2.2083 | 2.4753 | 2.7411 | 3.0055 | 3.2696 | 3.5269 | 3.7838 | 4.0331 | 4.2823 | 4.5301 | 4.7766 | 5.0228 | 5.2671 | 5.5111
WY | Commercial | Small Office | New | Cooling | Packaged Terminal AC | 0 | 0.050533 | 0.092672 | 0.13451 | 0.17623 | 0.21899 | 0.26181 | 0.30479 | 0.34774 | 0.39066 | 0.43337 | 0.47587 | 0.51833 | 0.56056 | 0.60266 | 0.64345 | 0.68415 | 0.72457 | 0.76472 | 0.80478 | 0.84447 | 0.88408
WY | Commercial | Small Office | New | Cooling | Packaged Terminal HP | 0 | 0.0058323 | 0.010696 | 0.015524 | 0.020339 | 0.025275 | 0.030217 | 0.035177 | 0.040134 | 0.045088 | 0.050018 | 0.054923 | 0.059823 | 0.064698 | 0.069556 | 0.074264 | 0.078961 | 0.083627 | 0.088261 | 0.092884 | 0.097465 | 0.10204
WY | Commercial | Small Office | New | Cooling | Air-Source Heat Pump | 0 | 0.080307 | 0.1411 | 0.20146 | 0.26164 | 0.32339 | 0.38523 | 0.44728 | 0.5093 | 0.57127 | 0.63295 | 0.69431 | 0.75491 | 0.81523 | 0.87541 | 0.93374 | 0.99199 | 1.0499 | 1.1074 | 1.1648 | 1.2218 | 1.2786
WY | Commercial | Small Office | New | Cooling | Geothermal Heat Pump | 0 | 0.016421 | 0.030115 | 0.04371 | 0.057266 | 0.071162 | 0.085078 | 0.099044 | 0.113 | 0.12695 | 0.14083 | 0.15464 | 0.16844 | 0.18216 | 0.19584 | 0.20909 | 0.22232 | 0.23546 | 0.2485 | 0.26152 | 0.27442 | 0.28729
WY | Commercial | Small Office | New | Space Heating | Electric Furnace | 0 | 0.11838 | 0.21709 | 0.31641 | 0.41282 | 0.5074 | 0.60003 | 0.69384 | 0.77984 | 0.86669 | 0.95117 | 1.0376 | 1.1136 | 1.1916 | 1.2675 | 1.3468 | 1.4132 | 1.4833 | 1.5514 | 1.6248 | 1.6827 | 1.7458
WY | Commercial | Small Office | New | Space Heating | Electric Room Heat | 0 | 0.034736 | 0.063702 | 0.092846 | 0.12114 | 0.14889 | 0.17607 | 0.20359 | 0.22883 | 0.25431 | 0.2791 | 0.30447 | 0.32676 | 0.34964 | 0.37193 | 0.39518 | 0.41468 | 0.43524 | 0.45524 | 0.47678 | 0.49375 | 0.51228
WY | Commercial | Small Office | New | Space Heating | Packaged Terminal HP | 0 | 0.011148 | 0.020445 | 0.029798 | 0.038878 | 0.047784 | 0.056508 | 0.065343 | 0.073441 | 0.081621 | 0.089577 | 0.097718 | 0.10487 | 0.11222 | 0.11937 | 0.12683 | 0.13309 | 0.13969 | 0.14611 | 0.15302 | 0.15847 | 0.16441
WY | Commercial | Small Office | New | Space Heating | Air-Source Heat Pump | 0 | 0.24623 | 0.44552 | 0.64606 | 0.84067 | 1.0316 | 1.2186 | 1.408 | 1.5815 | 1.7568 | 1.9273 | 2.1019 | 2.2545 | 2.4114 | 2.5642 | 2.7236 | 2.8573 | 2.9984 | 3.1356 | 3.2835 | 3.4 | 3.5272
WY | Commercial | Small Office | New | Space Heating | Geothermal Heat Pump | 0 | 0.048951 | 0.08977 | 0.13084 | 0.17071 | 0.20981 | 0.24812 | 0.28691 | 0.32247 | 0.35839 | 0.39332 | 0.42906 | 0.46047 | 0.49272 | 0.52414 | 0.5569 | 0.58438 | 0.61335 | 0.64154 | 0.67189 | 0.69581 | 0.72192
WY | Commercial | Small Office | New | Ventilation | Ventilation | 0 | 1.0353 | 1.8976 | 2.7536 | 3.6085 | 4.3976 | 5.1766 | 5.9475 | 6.7071 | 7.4618 | 8.2026 | 8.9295 | 9.6457 | 10.3483 | 11.0351 | 11.7104 | 12.3776 | 13.0278 | 13.6626 | 14.2789 | 14.8789 | 15.4735
WY | Commercial | Small Office | New | Water Heating | Water Heater | 0 | 0.11572 | 0.19711 | 0.27792 | 0.35849 | 0.43803 | 0.51657 | 0.59427 | 0.67085 | 0.74631 | 0.82036 | 0.893 | 0.962 | 1.03 | 1.0972 | 1.1634 | 1.2291 | 1.2939 | 1.3577 | 1.4156 | 1.4785 | 1.5406
WY | Commercial | Small Office | New | Interior Lighting | General Service Lighting | 0 | 0.20532 | 0.37654 | 0.52365 | 0.63649 | 0.74497 | 0.84398 | 0.93488 | 1.0273 | 1.1069 | 1.1892 | 1.2739 | 1.3593 | 1.4426 | 1.5144 | 1.5839 | 1.6516 | 1.7172 | 1.7821 | 1.8384 | 1.896 | 1.9519
WY | Commercial | Small Office | New | Interior Lighting | Exempted Lighting | 0 | 0.0018174 | 0.0033329 | 0.0048375 | 0.0062173 | 0.0075432 | 0.0087796 | 0.0099187 | 0.011032 | 0.012026 | 0.013043 | 0.014048 | 0.015023 | 0.01598 | 0.016864 | 0.017798 | 0.018699 | 0.019568 | 0.020433 | 0.021282 | 0.022117 | 0.022939
WY | Commercial | Small Office | New | Interior Lighting | High-Bay Lighting | 0 | 0.011999 | 0.022005 | 0.031939 | 0.041506 | 0.050951 | 0.060276 | 0.069503 | 0.078595 | 0.087368 | 0.095976 | 0.10442 | 0.11268 | 0.12075 | 0.12845 | 0.13601 | 0.14347 | 0.15078 | 0.15795 | 0.16503 | 0.17198 | 0.17885
WY | Commercial | Small Office | New | Interior Lighting | Linear Lighting | 0 | 1.1425 | 2.0952 | 3.0411 | 3.9666 | 4.8803 | 5.7824 | 6.675 | 7.5546 | 8.4108 | 9.2509 | 10.0752 | 10.8875 | 11.6843 | 12.4609 | 13.2245 | 13.9789 | 14.7206 | 15.45 | 16.1707 | 16.8686 | 17.5526
WY | Commercial | Small Office | New | Exterior Lighting | General Service Lighting | 0 | 0.095909 | 0.17589 | 0.2412 | 0.28501 | 0.3269 | 0.36686 | 0.40861 | 0.45228 | 0.48419 | 0.5168 | 0.55099 | 0.58632 | 0.62074 | 0.6488 | 0.67585 | 0.70211 | 0.7274 | 0.75245 | 0.77303 | 0.79442 | 0.81503
WY | Commercial | Small Office | New | Exterior Lighting | Area Lighting | 0 | 0.049696 | 0.091138 | 0.13228 | 0.17214 | 0.21149 | 0.25034 | 0.28879 | 0.32667 | 0.36333 | 0.39931 | 0.4346 | 0.46917 | 0.50293 | 0.53536 | 0.56717 | 0.59854 | 0.62933 | 0.65956 | 0.68938 | 0.71864 | 0.74759
WY | Commercial | Small Office | New | Exterior Lighting | Linear Lighting | 0 | 0.11492 | 0.21076 | 0.30591 | 0.39901 | 0.49091 | 0.58165 | 0.67144 | 0.75992 | 0.84605 | 0.93056 | 1.0135 | 1.0952 | 1.1753 | 1.2535 | 1.3303 | 1.4061 | 1.4808 | 1.5541 | 1.6266 | 1.6968 | 1.7656
WY | Commercial | Small Office | New | Refrigeration | Walk-in Refrigerator/Freezer | 0 | 0 | 0 | 0 | 0 | 0 | 0 | 0 | 0 | 0 | 0 | 0 | 0 | 0 | 0 | 0 | 0 | 0 | 0 | 0 | 0 | 0
WY | Commercial | Small Office | New | Refrigeration | Reach-in Refrigerator/Freezer | 0 | 0.049525 | 0.090824 | 0.13183 | 0.17271 | 0.21307 | 0.25292 | 0.29235 | 0.33121 | 0.3695 | 0.40707 | 0.44393 | 0.48026 | 0.51589 | 0.55093 | 0.58538 | 0.61942 | 0.65288 | 0.68579 | 0.71831 | 0.7502 | 0.78172
WY | Commercial | Small Office | New | Refrigeration | Glass Door Display | 0 | 0 | 0 | 0 | 0 | 0 | 0 | 0 | 0 | 0 | 0 | 0 | 0 | 0 | 0 | 0 | 0 | 0 | 0 | 0 | 0 | 0
WY | Commercial | Small Office | New | Refrigeration | Open Display Case | 0 | 0 | 0 | 0 | 0 | 0 | 0 | 0 | 0 | 0 | 0 | 0 | 0 | 0 | 0 | 0 | 0 | 0 | 0 | 0 | 0 | 0
WY | Commercial | Small Office | New | Refrigeration | Icemaker | 0 | 0.17632 | 0.32336 | 0.46934 | 0.6149 | 0.75859 | 0.90047 | 1.0408 | 1.1792 | 1.3155 | 1.4493 | 1.5805 | 1.7098 | 1.8367 | 1.9615 | 2.0841 | 2.2053 | 2.3244 | 2.4416 | 2.5574 | 2.6709 | 2.7831
WY | Commercial | Small Office | New | Refrigeration | Vending Machine | 0 | 0.02452 | 0.044968 | 0.065269 | 0.085511 | 0.10549 | 0.12522 | 0.14475 | 0.16398 | 0.18294 | 0.20154 | 0.21979 | 0.23778 | 0.25542 | 0.27277 | 0.28983 | 0.30668 | 0.32325 | 0.33954 | 0.35564 | 0.37143 | 0.38704
WY | Commercial | Small Office | New | Food Preparation | Oven | 0 | 0.027659 | 0.050723 | 0.073622 | 0.096455 | 0.119 | 0.14125 | 0.16327 | 0.18497 | 0.20635 | 0.22734 | 0.24792 | 0.26821 | 0.28811 | 0.30768 | 0.32692 | 0.34593 | 0.36462 | 0.38299 | 0.40116 | 0.41897 | 0.43657
WY | Commercial | Small Office | New | Food Preparation | Fryer | 0 | 0.00014444 | 0.00026489 | 0.00038447 | 0.00050371 | 0.00062143 | 0.00073765 | 0.00085264 | 0.00096597 | 0.0010776 | 0.0011872 | 0.0012947 | 0.0014007 | 0.0015046 | 0.0016068 | 0.0017073 | 0.0018065 | 0.0019041 | 0.0020001 | 0.002095 | 0.002188 | 0.0022799
WY | Commercial | Small Office | New | Food Preparation | Dishwasher | 0 | 0.020669 | 0.037906 | 0.055018 | 0.072081 | 0.088926 | 0.10556 | 0.12201 | 0.13823 | 0.15421 | 0.16989 | 0.18527 | 0.20044 | 0.21531 | 0.22993 | 0.24431 | 0.25851 | 0.27248 | 0.28622 | 0.29979 | 0.3131 | 0.32625
WY | Commercial | Small Office | New | Food Preparation | Hot Food Container | 0 | 1.3459e-05 | 2.4682e-05 | 3.5824e-05 | 4.6935e-05 | 5.7903e-05 | 6.8732e-05 | 7.9448e-05 | 9.0007e-05 | 0.00010041 | 0.00011062 | 0.00012064 | 0.00013051 | 0.0001402 | 0.00014972 | 0.00015908 | 0.00016833 | 0.00017742 | 0.00018637 | 0.0001952 | 0.00020387 | 0.00021244
WY | Commercial | Small Office | New | Food Preparation | Steamer | 0 | 0.00016455 | 0.00030177 | 0.000438 | 0.00057384 | 0.00070794 | 0.00084034 | 0.00097134 | 0.0011004 | 0.0012277 | 0.0013525 | 0.001475 | 0.0015957 | 0.0017141 | 0.0018305 | 0.0019449 | 0.002058 | 0.0021692 | 0.0022786 | 0.0023866 | 0.0024926 | 0.0025973
WY | Commercial | Small Office | New | Food Preparation | Griddle | 0 | 0.00017784 | 0.00032614 | 0.00047337 | 0.00062018 | 0.00076512 | 0.00090821 | 0.0010498 | 0.0011893 | 0.0013268 | 0.0014617 | 0.0015941 | 0.0017245 | 0.0018525 | 0.0019783 | 0.002102 | 0.0022242 | 0.0023444 | 0.0024626 | 0.0025794 | 0.0026939 | 0.0028071
WY | Commercial | Small Office | New | Office Equipment | Desktop Computer | 0 | 0.37187 | 0.66667 | 0.94592 | 1.2115 | 1.4611 | 1.6954 | 1.9157 | 2.1216 | 2.3138 | 2.4919 | 2.6566 | 2.8095 | 2.9502 | 3.0799 | 3.199 | 3.3091 | 3.4096 | 3.5011 | 3.5848 | 3.66 | 3.7282
WY | Commercial | Small Office | New | Office Equipment | Laptop | 0 | 0.082726 | 0.15515 | 0.23029 | 0.30854 | 0.38926 | 0.47252 | 0.55855 | 0.64712 | 0.73828 | 0.83177 | 0.92763 | 1.0263 | 1.1274 | 1.2312 | 1.3378 | 1.4477 | 1.5604 | 1.6762 | 1.7954 | 1.9176 | 2.0434
WY | Commercial | Small Office | New | Office Equipment | Server | 0 | 0.56897 | 1.0602 | 1.5637 | 2.0816 | 2.6094 | 3.1473 | 3.6965 | 4.2553 | 4.8237 | 5.3997 | 5.9835 | 6.5774 | 7.1792 | 7.7903 | 8.4107 | 9.0431 | 9.6852 | 10.3371 | 11.0017 | 11.6752 | 12.3617
WY | Commercial | Small Office | New | Office Equipment | Monitor | 0 | 0.064534 | 0.1189 | 0.1734 | 0.22824 | 0.2829 | 0.33739 | 0.39182 | 0.44598 | 0.49988 | 0.5533 | 0.60624 | 0.65893 | 0.71115 | 0.76302 | 0.81454 | 0.86595 | 0.91703 | 0.96778 | 1.0184 | 1.0686 | 1.1188
WY | Commercial | Small Office | New | Office Equipment | Printer/Copier/Fax | 0 | 0.068553 | 0.12684 | 0.18573 | 0.2455 | 0.30556 | 0.36593 | 0.42674 | 0.48775 | 0.54898 | 0.61018 | 0.67135 | 0.73274 | 0.7941 | 0.85558 | 0.91716 | 0.97911 | 1.0412 | 1.1034 | 1.166 | 1.2286 | 1.2916
WY | Commercial | Small Office | New | Office Equipment | POS Terminal | 0 | 0.0078876 | 0.014465 | 0.020995 | 0.027507 | 0.033935 | 0.040281 | 0.046561 | 0.052749 | 0.058847 | 0.064831 | 0.070702 | 0.076487 | 0.082163 | 0.087743 | 0.09323 | 0.09865 | 0.10398 | 0.10922 | 0.1144 | 0.11948 | 0.1245
WY | Commercial | Small Office | New | Miscellaneous | Non-HVAC Motors | 0 | 0.0050012 | 0.0091717 | 0.013312 | 0.017441 | 0.021517 | 0.025541 | 0.029522 | 0.033446 | 0.037313 | 0.041107 | 0.044829 | 0.048498 | 0.052096 | 0.055635 | 0.059113 | 0.062551 | 0.06593 | 0.069253 | 0.072537 | 0.075757 | 0.078941
WY | Commercial | Small Office | New | Miscellaneous | Pool Pump | 0 | 0 | 0 | 0 | 0 | 0 | 0 | 0 | 0 | 0 | 0 | 0 | 0 | 0 | 0 | 0 | 0 | 0 | 0 | 0 | 0 | 0
WY | Commercial | Small Office | New | Miscellaneous | Pool Heater | 0 | 0 | 0 | 0 | 0 | 0 | 0 | 0 | 0 | 0 | 0 | 0 | 0 | 0 | 0 | 0 | 0 | 0 | 0 | 0 | 0 | 0
WY | Commercial | Small Office | New | Miscellaneous | Clothes Washer | 0 | 0 | 0 | 0 | 0 | 0 | 0 | 0 | 0 | 0 | 0 | 0 | 0 | 0 | 0 | 0 | 0 | 0 | 0 | 0 | 0 | 0
WY | Commercial | Small Office | New | Miscellaneous | Clothes Dryer | 0 | 0 | 0 | 0 | 0 | 0 | 0 | 0 | 0 | 0 | 0 | 0 | 0 | 0 | 0 | 0 | 0 | 0 | 0 | 0 | 0 | 0
WY | Commercial | Small Office | New | Miscellaneous | Electric Vehicle Chargers | 0 | 0.0092176 | 0.020751 | 0.036408 | 0.057222 | 0.084764 | 0.12107 | 0.15921 | 0.20016 | 0.24589 | 0.2965 | 0.35199 | 0.41242 | 0.47753 | 0.54711 | 0.62116 | 0.69994 | 0.78322 | 0.87055 | 0.96245 | 1.0578 | 1.1565
WY | Commercial | Small Office | New | Miscellaneous | Other Miscellaneous | 0 | 0.48854 | 0.92652 | 1.3907 | 1.8843 | 2.404 | 2.951 | 3.5276 | 4.1329 | 4.7681 | 5.4324 | 6.1266 | 6.8543 | 7.6143 | 8.4091 | 9.2401 | 10.1112 | 11.0215 | 11.9723 | 12.9683 | 14.0066 | 15.0935
WY | Commercial | Small Office | New | Generation | Solar PV | 0 | -0.0072308 | -0.015201 | -0.025025 | -0.037909 | -0.05337 | -0.073634 | -0.097254 | -0.12576 | -0.16245 | -0.20486 | -0.26022 | -0.31337 | -0.36742 | -0.42564 | -0.48809 | -0.55479 | -0.62556 | -0.70034 | -0.77939 | -0.86227 | -0.94934
WY | Commercial | Large Retail | Existing | Cooling | Air-Cooled Chiller | 0 | 0 | 0 | 0 | 0 | 0 | 0 | 0 | 0 | 0 | 0 | 0 | 0 | 0 | 0 | 0 | 0 | 0 | 0 | 0 | 0 | 0
WY | Commercial | Large Retail | Existing | Cooling | Water-Cooled Chiller | 0.14162 | 0.14422 | 0.14703 | 0.14996 | 0.15292 | 0.15703 | 0.16107 | 0.16499 | 0.16874 | 0.17219 | 0.17538 | 0.17828 | 0.18087 | 0.18317 | 0.18512 | 0.18636 | 0.1872 | 0.18776 | 0.18802 | 0.18784 | 0.18747 | 0.18689
WY | Commercial | Large Retail | Existing | Cooling | RTU | 2.167 | 2.1321 | 2.0886 | 2.045 | 2.0014 | 1.9722 | 1.9426 | 1.9126 | 1.8824 | 1.852 | 1.8215 | 1.791 | 1.7604 | 1.7309 | 1.7031 | 1.6739 | 1.6461 | 1.6196 | 1.5944 | 1.5702 | 1.5469 | 1.5245
WY | Commercial | Large Retail | Existing | Cooling | Packaged Terminal AC | 0.0047787 | 0.0047017 | 0.0046258 | 0.0045512 | 0.0044778 | 0.0044376 | 0.0043975 | 0.0043574 | 0.0043174 | 0.0042776 | 0.0042378 | 0.0041982 | 0.0041587 | 0.0041193 | 0.0040801 | 0.0040338 | 0.0039879 | 0.0039424 | 0.0038973 | 0.0038526 | 0.0038084 | 0.0037645
WY | Commercial | Large Retail | Existing | Cooling | Packaged Terminal HP | 0.016668 | 0.0164 | 0.016135 | 0.015875 | 0.015619 | 0.015478 | 0.015338 | 0.015199 | 0.015059 | 0.01492 | 0.014782 | 0.014643 | 0.014506 | 0.014368 | 0.014232 | 0.01407 | 0.01391 | 0.013751 | 0.013594 | 0.013438 | 0.013284 | 0.013131
WY | Commercial | Large Retail | Existing | Cooling | Air-Source Heat Pump | 0.52787 | 0.51767 | 0.50608 | 0.49454 | 0.48309 | 0.47521 | 0.46734 | 0.4595 | 0.45174 | 0.44407 | 0.43652 | 0.42912 | 0.42198 | 0.41519 | 0.40872 | 0.40182 | 0.39522 | 0.38889 | 0.3828 | 0.37693 | 0.37128 | 0.36581
WY | Commercial | Large Retail | Existing | Cooling | Geothermal Heat Pump | 0 | 0 | 0 | 0 | 0 | 0 | 0 | 0 | 0 | 0 | 0 | 0 | 0 | 0 | 0 | 0 | 0 | 0 | 0 | 0 | 0 | 0
WY | Commercial | Large Retail | Existing | Space Heating | Electric Furnace | 0.37319 | 0.36717 | 0.36125 | 0.3569 | 0.34969 | 0.34276 | 0.33597 | 0.33068 | 0.32277 | 0.31636 | 0.31007 | 0.30516 | 0.29784 | 0.2919 | 0.28608 | 0.28145 | 0.27461 | 0.26904 | 0.26358 | 0.2593 | 0.25297 | 0.24782
WY | Commercial | Large Retail | Existing | Space Heating | Electric Room Heat | 0 | 0 | 0 | 0 | 0 | 0 | 0 | 0 | 0 | 0 | 0 | 0 | 0 | 0 | 0 | 0 | 0 | 0 | 0 | 0 | 0 | 0
WY | Commercial | Large Retail | Existing | Space Heating | Packaged Terminal HP | 0.0055965 | 0.0055063 | 0.0054175 | 0.0053523 | 0.0052441 | 0.0051403 | 0.0050384 | 0.0049591 | 0.0048405 | 0.0047443 | 0.0046499 | 0.0045763 | 0.0044666 | 0.0043775 | 0.0042902 | 0.0042208 | 0.0041182 | 0.0040347 | 0.0039528 | 0.0038887 | 0.0037937 | 0.0037165
WY | Commercial | Large Retail | Existing | Space Heating | Air-Source Heat Pump | 0.19693 | 0.19375 | 0.19044 | 0.18795 | 0.18393 | 0.18007 | 0.17627 | 0.17326 | 0.16887 | 0.16528 | 0.16174 | 0.15893 | 0.15489 | 0.15159 | 0.14838 | 0.14581 | 0.14212 | 0.13911 | 0.13617 | 0.13386 | 0.13049 | 0.12775
WY | Commercial | Large Retail | Existing | Space Heating | Geothermal Heat Pump | 0 | 0 | 0 | 0 | 0 | 0 | 0 | 0 | 0 | 0 | 0 | 0 | 0 | 0 | 0 | 0 | 0 | 0 | 0 | 0 | 0 | 0
WY | Commercial | Large Retail | Existing | Ventilation | Ventilation | 5.7643 | 5.6021 | 5.4386 | 5.2753 | 5.1133 | 4.9473 | 4.7844 | 4.6254 | 4.4707 | 4.3208 | 4.1764 | 4.0379 | 3.9055 | 3.7795 | 3.6602 | 3.5476 | 3.4417 | 3.3422 | 3.2486 | 3.1595 | 3.0751 | 2.9957
WY | Commercial | Large Retail | Existing | Water Heating | Water Heater | 0.52865 | 0.51632 | 0.50341 | 0.49002 | 0.47625 | 0.46218 | 0.4479 | 0.4338 | 0.41961 | 0.40538 | 0.39116 | 0.37697 | 0.3639 | 0.35173 | 0.3402 | 0.32923 | 0.31889 | 0.30908 | 0.29972 | 0.28999 | 0.28082 | 0.27188
WY | Commercial | Large Retail | Existing | Interior Lighting | General Service Lighting | 1.1644 | 1.1255 | 1.0792 | 1.0149 | 0.92667 | 0.83319 | 0.75925 | 0.69797 | 0.64809 | 0.60558 | 0.57073 | 0.5428 | 0.52007 | 0.50028 | 0.48105 | 0.46359 | 0.44762 | 0.4329 | 0.41952 | 0.40546 | 0.39179 | 0.3779
WY | Commercial | Large Retail | Existing | Interior Lighting | Exempted Lighting | 0.0075352 | 0.0074137 | 0.0072941 | 0.0071765 | 0.0069719 | 0.0067327 | 0.0064518 | 0.0061075 | 0.0057618 | 0.0054189 | 0.005121 | 0.0048982 | 0.0047254 | 0.0046027 | 0.004489 | 0.0044021 | 0.0043298 | 0.0042633 | 0.0042091 | 0.0041277 | 0.004035 | 0.0039387
WY | Commercial | Large Retail | Existing | Interior Lighting | High-Bay Lighting | 2.5575 | 2.5098 | 2.4626 | 2.416 | 2.3695 | 2.3239 | 2.2792 | 2.2355 | 2.1929 | 2.1509 | 2.11 | 2.0703 | 2.0318 | 1.9944 | 1.9577 | 1.922 | 1.8872 | 1.8534 | 1.8204 | 1.7882 | 1.7568 | 1.7261
WY | Commercial | Large Retail | Existing | Interior Lighting | Linear Lighting | 8.5137 | 8.3764 | 8.2413 | 8.1084 | 7.9706 | 7.8345 | 7.7003 | 7.568 | 7.4377 | 7.304 | 7.1723 | 7.0428 | 6.9154 | 6.7901 | 6.6632 | 6.5385 | 6.416 | 6.2957 | 6.1775 | 6.0614 | 5.9494 | 5.8406
WY | Commercial | Large Retail | Existing | Exterior Lighting | General Service Lighting | 1.1101 | 1.0738 | 1.0309 | 0.96828 | 0.87653 | 0.77955 | 0.70281 | 0.6432 | 0.59765 | 0.55556 | 0.52012 | 0.49182 | 0.46948 | 0.4501 | 0.43095 | 0.41363 | 0.39785 | 0.38333 | 0.37015 | 0.3562 | 0.34267 | 0.32884
WY | Commercial | Large Retail | Existing | Exterior Lighting | Area Lighting | 0.19065 | 0.18758 | 0.18455 | 0.18157 | 0.17845 | 0.17536 | 0.17231 | 0.16931 | 0.16635 | 0.16329 | 0.16028 | 0.15731 | 0.15441 | 0.15157 | 0.1487 | 0.14589 | 0.14316 | 0.1405 | 0.1379 | 0.13535 | 0.13287 | 0.13046
WY | Commercial | Large Retail | Existing | Exterior Lighting | Linear Lighting | 0.60054 | 0.59086 | 0.58133 | 0.57195 | 0.56223 | 0.55263 | 0.54317 | 0.53383 | 0.52464 | 0.51521 | 0.50592 | 0.49679 | 0.4878 | 0.47897 | 0.47001 | 0.46122 | 0.45257 | 0.44409 | 0.43575 | 0.42756 | 0.41966 | 0.41199
WY | Commercial | Large Retail | Existing | Refrigeration | Walk-in Refrigerator/Freezer | 0.0022012 | 0.0021657 | 0.0021307 | 0.0020964 | 0.0020626 | 0.0020293 | 0.0019966 | 0.0019644 | 0.0019327 | 0.0019015 | 0.0018708 | 0.0018407 | 0.001811 | 0.0017818 | 0.001753 | 0.0017248 | 0.0016969 | 0.0016696 | 0.0016426 | 0.0016161 | 0.0015901 | 0.0015644
WY | Commercial | Large Retail | Existing | Refrigeration | Reach-in Refrigerator/Freezer | 0.01565 | 0.015398 | 0.015149 | 0.014905 | 0.014665 | 0.014428 | 0.014195 | 0.013967 | 0.013741 | 0.01352 | 0.013302 | 0.013087 | 0.012876 | 0.012668 | 0.012464 | 0.012263 | 0.012065 | 0.011871 | 0.011679 | 0.011491 | 0.011305 | 0.011123
WY | Commercial | Large Retail | Existing | Refrigeration | Glass Door Display | 1.2519 | 1.2317 | 1.2118 | 1.1923 | 1.173 | 1.1541 | 1.1355 | 1.1172 | 1.0992 | 1.0814 | 1.064 | 1.0468 | 1.03 | 1.0133 | 0.997 | 0.98092 | 0.9651 | 0.94953 | 0.93421 | 0.91915 | 0.90432 | 0.88974
WY | Commercial | Large Retail | Existing | Refrigeration | Open Display Case | 0.3384 | 0.33294 | 0.32757 | 0.32228 | 0.31709 | 0.31197 | 0.30694 | 0.30199 | 0.29712 | 0.29233 | 0.28761 | 0.28297 | 0.27841 | 0.27392 | 0.2695 | 0.26515 | 0.26088 | 0.25667 | 0.25253 | 0.24846 | 0.24445 | 0.24051
WY | Commercial | Large Retail | Existing | Refrigeration | Icemaker | 0.17666 | 0.17382 | 0.17101 | 0.16825 | 0.16554 | 0.16287 | 0.16024 | 0.15766 | 0.15512 | 0.15261 | 0.15015 | 0.14773 | 0.14535 | 0.143 | 0.1407 | 0.13843 | 0.13619 | 0.134 | 0.13184 | 0.12971 | 0.12762 | 0.12556
WY | Commercial | Large Retail | Existing | Refrigeration | Vending Machine | 0.024568 | 0.024172 | 0.023782 | 0.023398 | 0.023021 | 0.02265 | 0.022284 | 0.021925 | 0.021571 | 0.021223 | 0.020881 | 0.020544 | 0.020213 | 0.019887 | 0.019566 | 0.01925 | 0.01894 | 0.018634 | 0.018334 | 0.018038 | 0.017747 | 0.017461
WY | Commercial | Large Retail | Existing | Food Preparation | Oven | 0.23255 | 0.2288 | 0.22511 | 0.22148 | 0.21791 | 0.2144 | 0.21094 | 0.20754 | 0.20419 | 0.20089 | 0.19765 | 0.19447 | 0.19133 | 0.18824 | 0.18521 | 0.18222 | 0.17928 | 0.17639 | 0.17354 | 0.17075 | 0.16799 | 0.16528
WY | Commercial | Large Retail | Existing | Food Preparation | Fryer | 0.082716 | 0.081382 | 0.080069 | 0.078778 | 0.077507 | 0.076257 | 0.075027 | 0.073817 | 0.072626 | 0.071455 | 0.070303 | 0.069169 | 0.068053 | 0.066955 | 0.065875 | 0.064813 | 0.063768 | 0.062739 | 0.061727 | 0.060732 | 0.059752 | 0.058788
WY | Commercial | Large Retail | Existing | Food Preparation | Dishwasher | 0.065723 | 0.064663 | 0.06362 | 0.062594 | 0.061585 | 0.060591 | 0.059614 | 0.058652 | 0.057706 | 0.056776 | 0.05586 | 0.054959 | 0.054073 | 0.0532 | 0.052342 | 0.051498 | 0.050667 | 0.04985 | 0.049046 | 0.048255 | 0.047477 | 0.046711
WY | Commercial | Large Retail | Existing | Food Preparation | Hot Food Container | 0.0031533 | 0.0031025 | 0.0030524 | 0.0030032 | 0.0029547 | 0.0029071 | 0.0028602 | 0.0028141 | 0.0027687 | 0.002724 | 0.0026801 | 0.0026369 | 0.0025943 | 0.0025525 | 0.0025113 | 0.0024708 | 0.002431 | 0.0023917 | 0.0023532 | 0.0023152 | 0.0022779 | 0.0022411
WY | Commercial | Large Retail | Existing | Food Preparation | Steamer | 0.038553 | 0.037931 | 0.03732 | 0.036718 | 0.036125 | 0.035543 | 0.034969 | 0.034405 | 0.03385 | 0.033305 | 0.032767 | 0.032239 | 0.031719 | 0.031207 | 0.030704 | 0.030209 | 0.029721 | 0.029242 | 0.02877 | 0.028306 | 0.02785 | 0.027401
WY | Commercial | Large Retail | Existing | Food Preparation | Griddle | 0.041667 | 0.040995 | 0.040334 | 0.039683 | 0.039043 | 0.038413 | 0.037794 | 0.037184 | 0.036584 | 0.035994 | 0.035414 | 0.034843 | 0.034281 | 0.033728 | 0.033184 | 0.032648 | 0.032122 | 0.031604 | 0.031094 | 0.030593 | 0.030099 | 0.029614
WY | Commercial | Large Retail | Existing | Office Equipment | Desktop Computer | 0.11739 | 0.1129 | 0.10859 | 0.10444 | 0.10045 | 0.096613 | 0.092922 | 0.089372 | 0.085958 | 0.082674 | 0.079515 | 0.076477 | 0.073555 | 0.070745 | 0.068042 | 0.065443 | 0.062942 | 0.060538 | 0.058225 | 0.056 | 0.053861 | 0.051803
WY | Commercial | Large Retail | Existing | Office Equipment | Laptop | 0.024963 | 0.025116 | 0.025271 | 0.025426 | 0.025583 | 0.02574 | 0.025898 | 0.026058 | 0.026218 | 0.026379 | 0.026541 | 0.026705 | 0.026869 | 0.027034 | 0.0272 | 0.027368 | 0.027536 | 0.027705 | 0.027876 | 0.028047 | 0.028219 | 0.028393
WY | Commercial | Large Retail | Existing | Office Equipment | Server | 0.45893 | 0.46155 | 0.46417 | 0.46681 | 0.46947 | 0.47214 | 0.47483 | 0.47753 | 0.48025 | 0.48298 | 0.48573 | 0.48849 | 0.49127 | 0.49407 | 0.49688 | 0.49971 | 0.50255 | 0.50541 | 0.50829 | 0.51118 | 0.51409 | 0.51701
WY | Commercial | Large Retail | Existing | Office Equipment | Monitor | 0.019821 | 0.019593 | 0.019368 | 0.019145 | 0.018925 | 0.018707 | 0.018492 | 0.018279 | 0.018069 | 0.017861 | 0.017655 | 0.017452 | 0.017252 | 0.017053 | 0.016857 | 0.016663 | 0.016471 | 0.016282 | 0.016095 | 0.015909 | 0.015726 | 0.015545
WY | Commercial | Large Retail | Existing | Office Equipment | Printer/Copier/Fax | 0.02991 | 0.029901 | 0.029893 | 0.029884 | 0.029876 | 0.029867 | 0.029859 | 0.02985 | 0.029842 | 0.029833 | 0.029825 | 0.029816 | 0.029808 | 0.029799 | 0.029791 | 0.029782 | 0.029774 | 0.029765 | 0.029757 | 0.029748 | 0.02974 | 0.029731
WY | Commercial | Large Retail | Existing | Office Equipment | POS Terminal | 0.25665 | 0.25276 | 0.24892 | 0.24515 | 0.24144 | 0.23778 | 0.23417 | 0.23062 | 0.22713 | 0.22368 | 0.22029 | 0.21695 | 0.21367 | 0.21043 | 0.20724 | 0.2041 | 0.201 | 0.19796 | 0.19495 | 0.192 | 0.18909 | 0.18622
WY | Commercial | Large Retail | Existing | Miscellaneous | Non-HVAC Motors | 0.45212 | 0.44483 | 0.43766 | 0.4306 | 0.42365 | 0.41682 | 0.4101 | 0.40348 | 0.39697 | 0.39057 | 0.38427 | 0.37807 | 0.37198 | 0.36598 | 0.36007 | 0.35427 | 0.34855 | 0.34293 | 0.3374 | 0.33196 | 0.3266 | 0.32134
WY | Commercial | Large Retail | Existing | Miscellaneous | Pool Pump | 0 | 0 | 0 | 0 | 0 | 0 | 0 | 0 | 0 | 0 | 0 | 0 | 0 | 0 | 0 | 0 | 0 | 0 | 0 | 0 | 0 | 0
WY | Commercial | Large Retail | Existing | Miscellaneous | Pool Heater | 0 | 0 | 0 | 0 | 0 | 0 | 0 | 0 | 0 | 0 | 0 | 0 | 0 | 0 | 0 | 0 | 0 | 0 | 0 | 0 | 0 | 0
WY | Commercial | Large Retail | Existing | Miscellaneous | Clothes Washer | 4.4106e-05 | 4.3395e-05 | 4.2695e-05 | 4.2006e-05 | 4.1329e-05 | 4.0662e-05 | 4.0007e-05 | 3.9361e-05 | 3.8726e-05 | 3.8102e-05 | 3.7487e-05 | 3.6883e-05 | 3.6288e-05 | 3.5702e-05 | 3.5127e-05 | 3.456e-05 | 3.4003e-05 | 3.3454e-05 | 3.2915e-05 | 3.2384e-05 | 3.1861e-05 | 3.1348e-05
WY | Commercial | Large Retail | Existing | Miscellaneous | Clothes Dryer | 0.00048448 | 0.00047666 | 0.00046898 | 0.00046141 | 0.00045397 | 0.00044665 | 0.00043944 | 0.00043236 | 0.00042538 | 0.00041852 | 0.00041177 | 0.00040513 | 0.00039859 | 0.00039217 | 0.00038584 | 0.00037962 | 0.00037349 | 0.00036747 | 0.00036154 | 0.00035571 | 0.00034997 | 0.00034433
WY | Commercial | Large Retail | Existing | Miscellaneous | Electric Vehicle Chargers | 0.0001293 | 0.00016539 | 0.00020374 | 0.00024594 | 0.00029358 | 0.00034983 | 0.00041682 | 0.00046848 | 0.00051295 | 0.00055688 | 0.00060057 | 0.00064391 | 0.00068669 | 0.00072867 | 0.00076947 | 0.0008092 | 0.00084803 | 0.00088594 | 0.00092248 | 0.0009581 | 0.00099208 | 0.0010242
WY | Commercial | Large Retail | Existing | Miscellaneous | Other Miscellaneous | 1.4775 | 1.5117 | 1.5466 | 1.5823 | 1.6189 | 1.6563 | 1.6946 | 1.7337 | 1.7738 | 1.8147 | 1.8567 | 1.8996 | 1.9434 | 1.9883 | 2.0343 | 2.0813 | 2.1293 | 2.1785 | 2.2289 | 2.2804 | 2.333 | 2.3869
WY | Commercial | Large Retail | Existing | Generation | Solar PV | -0.023692 | -0.024802 | -0.027972 | -0.031215 | -0.03551 | -0.03987 | -0.045594 | -0.051257 | -0.057562 | -0.065574 | -0.07385 | -0.084632 | -0.092688 | -0.099536 | -0.10623 | -0.1128 | -0.11922 | -0.12548 | -0.13158 | -0.13755 | -0.14336 | -0.14902
WY | Commercial | Large Retail | New | Cooling | Air-Cooled Chiller | 0 | 0 | 0 | 0 | 0 | 0 | 0 | 0 | 0 | 0 | 0 | 0 | 0 | 0 | 0 | 0 | 0 | 0 | 0 | 0 | 0 | 0
WY | Commercial | Large Retail | New | Cooling | Water-Cooled Chiller | 0 | 0.0053125 | 0.0096833 | 0.014038 | 0.018391 | 0.022857 | 0.027348 | 0.031853 | 0.036364 | 0.040814 | 0.045255 | 0.049673 | 0.054101 | 0.058513 | 0.06292 | 0.067194 | 0.071463 | 0.075698 | 0.080483 | 0.084599 | 0.088677 | 0.092728
WY | Commercial | Large Retail | New | Cooling | RTU | 0 | 0.045982 | 0.078942 | 0.11176 | 0.14458 | 0.17835 | 0.21223 | 0.24631 | 0.28043 | 0.31459 | 0.34864 | 0.38257 | 0.41652 | 0.44964 | 0.48277 | 0.51498 | 0.54723 | 0.57936 | 0.61136 | 0.6434 | 0.67521 | 0.70705
WY | Commercial | Large Retail | New | Cooling | Packaged Terminal AC | 0 | 0.00011219 | 0.00020445 | 0.0002963 | 0.00038819 | 0.00048258 | 0.00057731 | 0.00067258 | 0.00076797 | 0.00086348 | 0.00095866 | 0.0010535 | 0.0011484 | 0.001243 | 0.0013374 | 0.001429 | 0.0015206 | 0.0016117 | 0.0017024 | 0.001793 | 0.0018829 | 0.0019728
WY | Commercial | Large Retail | New | Cooling | Packaged Terminal HP | 0 | 0.00039131 | 0.00071311 | 0.0010335 | 0.001354 | 0.0016832 | 0.0020137 | 0.002346 | 0.0026787 | 0.0030118 | 0.0033438 | 0.0036746 | 0.0040057 | 0.0043355 | 0.0046647 | 0.0049844 | 0.0053039 | 0.0056218 | 0.005938 | 0.0062541 | 0.0065677 | 0.0068812
WY | Commercial | Large Retail | New | Cooling | Air-Source Heat Pump | 0 | 0.010503 | 0.018343 | 0.02615 | 0.033959 | 0.041987 | 0.050045 | 0.058149 | 0.066263 | 0.074386 | 0.082482 | 0.09055 | 0.09853 | 0.10649 | 0.11444 | 0.12216 | 0.12988 | 0.13757 | 0.14522 | 0.15288 | 0.16047 | 0.16807
WY | Commercial | Large Retail | New | Cooling | Geothermal Heat Pump | 0 | 0 | 0 | 0 | 0 | 0 | 0 | 0 | 0 | 0 | 0 | 0 | 0 | 0 | 0 | 0 | 0 | 0 | 0 | 0 | 0 | 0
WY | Commercial | Large Retail | New | Space Heating | Electric Furnace | 0 | 0.008761 | 0.015966 | 0.023236 | 0.030315 | 0.037275 | 0.044107 | 0.051041 | 0.057413 | 0.063861 | 0.070142 | 0.076577 | 0.082248 | 0.088078 | 0.093768 | 0.099706 | 0.10471 | 0.10999 | 0.11514 | 0.12068 | 0.12507 | 0.12987
WY | Commercial | Large Retail | New | Space Heating | Electric Room Heat | 0 | 0 | 0 | 0 | 0 | 0 | 0 | 0 | 0 | 0 | 0 | 0 | 0 | 0 | 0 | 0 | 0 | 0 | 0 | 0 | 0 | 0
WY | Commercial | Large Retail | New | Space Heating | Packaged Terminal HP | 0 | 0.00013139 | 0.00023943 | 0.00034846 | 0.00045462 | 0.00055899 | 0.00066145 | 0.00076545 | 0.00086101 | 0.00095769 | 0.0010519 | 0.0011484 | 0.0012334 | 0.0013209 | 0.0014062 | 0.0014953 | 0.0015703 | 0.0016495 | 0.0017266 | 0.0018098 | 0.0018757 | 0.0019476
WY | Commercial | Large Retail | New | Space Heating | Air-Source Heat Pump | 0 | 0.0046232 | 0.0083134 | 0.012037 | 0.015663 | 0.019227 | 0.022726 | 0.026277 | 0.02954 | 0.032841 | 0.036058 | 0.039354 | 0.042246 | 0.04522 | 0.048124 | 0.051157 | 0.053711 | 0.056408 | 0.059036 | 0.06187 | 0.064114 | 0.066566
WY | Commercial | Large Retail | New | Space Heating | Geothermal Heat Pump | 0 | 0 | 0 | 0 | 0 | 0 | 0 | 0 | 0 | 0 | 0 | 0 | 0 | 0 | 0 | 0 | 0 | 0 | 0 | 0 | 0 | 0
WY | Commercial | Large Retail | New | Ventilation | Ventilation | 0 | 0.094936 | 0.17291 | 0.25067 | 0.32836 | 0.40109 | 0.47304 | 0.54441 | 0.61487 | 0.6843 | 0.75253 | 0.81959 | 0.8861 | 0.95078 | 1.0145 | 1.0772 | 1.1394 | 1.2 | 1.2594 | 1.3171 | 1.3734 | 1.4292
WY | Commercial | Large Retail | New | Water Heating | Water Heater | 0 | 0.0090812 | 0.016549 | 0.023718 | 0.030888 | 0.037982 | 0.044818 | 0.051365 | 0.057829 | 0.064211 | 0.070284 | 0.076252 | 0.081986 | 0.087257 | 0.092368 | 0.097009 | 0.10153 | 0.10593 | 0.11027 | 0.11408 | 0.11796 | 0.12195
WY | Commercial | Large Retail | New | Interior Lighting | General Service Lighting | 0 | 0.020269 | 0.036937 | 0.051299 | 0.062347 | 0.072997 | 0.082734 | 0.09171 | 0.10086 | 0.10876 | 0.11694 | 0.12537 | 0.13388 | 0.14219 | 0.14939 | 0.15636 | 0.16317 | 0.16978 | 0.17634 | 0.18206 | 0.18793 | 0.19364
WY | Commercial | Large Retail | New | Interior Lighting | Exempted Lighting | 0 | 0.0001769 | 0.00032238 | 0.00046722 | 0.00059474 | 0.00071463 | 0.0008278 | 0.00092864 | 0.001029 | 0.00112 | 0.0012127 | 0.0013049 | 0.0013943 | 0.001482 | 0.0015638 | 0.0016521 | 0.0017367 | 0.0018183 | 0.0018987 | 0.0019776 | 0.0020556 | 0.0021322
WY | Commercial | Large Retail | New | Interior Lighting | High-Bay Lighting | 0 | 0.054512 | 0.099341 | 0.14397 | 0.18826 | 0.23208 | 0.27544 | 0.31844 | 0.3609 | 0.40262 | 0.44362 | 0.48391 | 0.52363 | 0.56261 | 0.60076 | 0.63833 | 0.6755 | 0.71209 | 0.74812 | 0.78379 | 0.81882 | 0.85353
WY | Commercial | Large Retail | New | Interior Lighting | Linear Lighting | 0 | 0.19987 | 0.36424 | 0.52789 | 0.68745 | 0.8453 | 1.0015 | 1.1564 | 1.3094 | 1.4579 | 1.6038 | 1.7472 | 1.8889 | 2.028 | 2.1634 | 2.2967 | 2.4287 | 2.5588 | 2.6868 | 2.8137 | 2.9361 | 3.056
WY | Commercial | Large Retail | New | Exterior Lighting | General Service Lighting | 0 | 0.019629 | 0.035771 | 0.048986 | 0.057875 | 0.066402 | 0.07456 | 0.083107 | 0.092061 | 0.098623 | 0.10535 | 0.11241 | 0.11972 | 0.12684 | 0.13267 | 0.13831 | 0.1438 | 0.14909 | 0.15435 | 0.1587 | 0.16324 | 0.16762
WY | Commercial | Large Retail | New | Exterior Lighting | Area Lighting | 0 | 0.0044758 | 0.0081565 | 0.011821 | 0.015383 | 0.018907 | 0.022394 | 0.025852 | 0.029266 | 0.032577 | 0.035831 | 0.039028 | 0.042166 | 0.045236 | 0.04819 | 0.051093 | 0.053963 | 0.056784 | 0.059558 | 0.062301 | 0.064997 | 0.067669
WY | Commercial | Large Retail | New | Exterior Lighting | Linear Lighting | 0 | 0.014099 | 0.025693 | 0.037236 | 0.048491 | 0.059626 | 0.070644 | 0.081571 | 0.092361 | 0.10284 | 0.11313 | 0.12325 | 0.13324 | 0.14305 | 0.1526 | 0.16201 | 0.17132 | 0.18049 | 0.18952 | 0.19847 | 0.20711 | 0.21557
WY | Commercial | Large Retail | New | Refrigeration | Walk-in Refrigerator/Freezer | 0 | 5.1675e-05 | 9.4172e-05 | 0.00013648 | 0.00017881 | 0.00022068 | 0.00026211 | 0.00030321 | 0.00034378 | 0.00038384 | 0.00042321 | 0.0004619 | 0.0005001 | 0.00053763 | 0.0005746 | 0.000611 | 0.00064705 | 0.00068256 | 0.00071752 | 0.00075215 | 0.00078616 | 0.00081985
WY | Commercial | Large Retail | New | Refrigeration | Reach-in Refrigerator/Freezer | 0 | 0.00036741 | 0.00066956 | 0.00097039 | 0.0012713 | 0.001569 | 0.0018636 | 0.0021558 | 0.0024443 | 0.0027291 | 0.003009 | 0.0032841 | 0.0035557 | 0.0038225 | 0.0040854 | 0.0043442 | 0.0046005 | 0.0048529 | 0.0051016 | 0.0053478 | 0.0055896 | 0.0058291
WY | Commercial | Large Retail | New | Refrigeration | Glass Door Display | 0 | 0.029389 | 0.053558 | 0.077622 | 0.10169 | 0.12551 | 0.14907 | 0.17244 | 0.19552 | 0.2183 | 0.24069 | 0.2627 | 0.28442 | 0.30577 | 0.32679 | 0.3475 | 0.368 | 0.38819 | 0.40808 | 0.42777 | 0.44711 | 0.46627
WY | Commercial | Large Retail | New | Refrigeration | Open Display Case | 0 | 0.0079443 | 0.014477 | 0.020982 | 0.027489 | 0.033926 | 0.040296 | 0.046613 | 0.052851 | 0.059009 | 0.065062 | 0.07101 | 0.076882 | 0.082652 | 0.088335 | 0.093932 | 0.099474 | 0.10493 | 0.11031 | 0.11563 | 0.12086 | 0.12604
WY | Commercial | Large Retail | New | Refrigeration | Icemaker | 0 | 0.0041474 | 0.0075581 | 0.010954 | 0.014351 | 0.017712 | 0.021037 | 0.024335 | 0.027591 | 0.030807 | 0.033967 | 0.037072 | 0.040138 | 0.04315 | 0.046117 | 0.049039 | 0.051932 | 0.054781 | 0.057588 | 0.060367 | 0.063097 | 0.0658
WY | Commercial | Large Retail | New | Refrigeration | Vending Machine | 0 | 0.00057676 | 0.0010511 | 0.0015233 | 0.0019957 | 0.0024631 | 0.0029255 | 0.0033842 | 0.003837 | 0.0042842 | 0.0047236 | 0.0051554 | 0.0055817 | 0.0060006 | 0.0064132 | 0.0068196 | 0.0072219 | 0.0076182 | 0.0080085 | 0.008395 | 0.0087746 | 0.0091505
WY | Commercial | Large Retail | New | Food Preparation | Oven | 0 | 0.0054595 | 0.0099493 | 0.014419 | 0.018891 | 0.023315 | 0.027692 | 0.032034 | 0.03632 | 0.040553 | 0.044712 | 0.0488 | 0.052835 | 0.056801 | 0.060706 | 0.064553 | 0.068361 | 0.072112 | 0.075806 | 0.079465 | 0.083058 | 0.086617
WY | Commercial | Large Retail | New | Food Preparation | Fryer | 0 | 0.0019419 | 0.0035388 | 0.0051288 | 0.0067192 | 0.0082928 | 0.0098497 | 0.011394 | 0.012919 | 0.014424 | 0.015904 | 0.017357 | 0.018793 | 0.020203 | 0.021592 | 0.02296 | 0.024315 | 0.025649 | 0.026963 | 0.028264 | 0.029542 | 0.030808
WY | Commercial | Large Retail | New | Food Preparation | Dishwasher | 0 | 0.0015429 | 0.0028118 | 0.0040751 | 0.0053389 | 0.0065891 | 0.0078262 | 0.0090532 | 0.010265 | 0.011461 | 0.012636 | 0.013791 | 0.014932 | 0.016053 | 0.017156 | 0.018244 | 0.01932 | 0.02038 | 0.021424 | 0.022458 | 0.023473 | 0.024479
WY | Commercial | Large Retail | New | Food Preparation | Hot Food Container | 0 | 7.4028e-05 | 0.00013491 | 0.00019552 | 0.00025615 | 0.00031614 | 0.00037549 | 0.00043436 | 0.00049248 | 0.00054988 | 0.00060628 | 0.0006617 | 0.00071642 | 0.00077019 | 0.00082314 | 0.0008753 | 0.00092694 | 0.0009778 | 0.0010279 | 0.0010775 | 0.0011262 | 0.0011745
WY | Commercial | Large Retail | New | Food Preparation | Steamer | 0 | 0.00090508 | 0.0016494 | 0.0023905 | 0.0031318 | 0.0038652 | 0.0045908 | 0.0053106 | 0.0060212 | 0.0067229 | 0.0074125 | 0.0080901 | 0.0087591 | 0.0094165 | 0.010064 | 0.010702 | 0.011333 | 0.011955 | 0.012567 | 0.013174 | 0.013769 | 0.014359
WY | Commercial | Large Retail | New | Food Preparation | Griddle | 0 | 0.00097818 | 0.0017826 | 0.0025835 | 0.0033847 | 0.0041774 | 0.0049616 | 0.0057395 | 0.0065075 | 0.0072659 | 0.0080111 | 0.0087435 | 0.0094666 | 0.010177 | 0.010877 | 0.011566 | 0.012248 | 0.01292 | 0.013582 | 0.014238 | 0.014882 | 0.015519
WY | Commercial | Large Retail | New | Office Equipment | Desktop Computer | 0 | 0.002694 | 0.0047993 | 0.0067996 | 0.0087083 | 0.010506 | 0.012199 | 0.013795 | 0.01529 | 0.016689 | 0.017988 | 0.019191 | 0.020312 | 0.021347 | 0.022302 | 0.023183 | 0.024 | 0.024749 | 0.025433 | 0.026062 | 0.02663 | 0.027148
WY | Commercial | Large Retail | New | Office Equipment | Laptop | 0 | 0.00059931 | 0.0011169 | 0.0016554 | 0.0022178 | 0.0027992 | 0.0034 | 0.0040221 | 0.0046636 | 0.0053249 | 0.0060041 | 0.0067013 | 0.0074198 | 0.0081573 | 0.0089155 | 0.0096951 | 0.0105 | 0.011327 | 0.012176 | 0.013053 | 0.013952 | 0.01488
WY | Commercial | Large Retail | New | Office Equipment | Server | 0 | 0.010948 | 0.020272 | 0.029853 | 0.039741 | 0.049837 | 0.060147 | 0.070697 | 0.081448 | 0.092404 | 0.10352 | 0.11481 | 0.1263 | 0.13797 | 0.14983 | 0.16189 | 0.1742 | 0.18672 | 0.19944 | 0.21244 | 0.22562 | 0.23907
WY | Commercial | Large Retail | New | Office Equipment | Monitor | 0 | 0.00046752 | 0.00085599 | 0.0012464 | 0.0016406 | 0.0020343 | 0.0024276 | 0.0028214 | 0.003214 | 0.0036054 | 0.0039939 | 0.0043795 | 0.004764 | 0.0051456 | 0.0055253 | 0.005903 | 0.0062806 | 0.0066564 | 0.0070303 | 0.0074042 | 0.0077754 | 0.0081467
WY | Commercial | Large Retail | New | Office Equipment | Printer/Copier/Fax | 0 | 0.00070841 | 0.0013025 | 0.0019044 | 0.0025172 | 0.0031343 | 0.0037558 | 0.0043833 | 0.005014 | 0.005648 | 0.0062827 | 0.006918 | 0.0075567 | 0.008196 | 0.0088374 | 0.0094809 | 0.01013 | 0.01078 | 0.011433 | 0.012092 | 0.012751 | 0.013415
WY | Commercial | Large Retail | New | Office Equipment | POS Terminal | 0 | 0.0060251 | 0.01098 | 0.015913 | 0.020848 | 0.02573 | 0.030561 | 0.035352 | 0.040083 | 0.044754 | 0.049344 | 0.053855 | 0.058309 | 0.062685 | 0.066995 | 0.07124 | 0.075443 | 0.079582 | 0.083659 | 0.087697 | 0.091662 | 0.09559
WY | Commercial | Large Retail | New | Miscellaneous | Non-HVAC Motors | 0 | 0.010614 | 0.019343 | 0.028034 | 0.036727 | 0.045328 | 0.053838 | 0.062279 | 0.070613 | 0.078841 | 0.086928 | 0.094875 | 0.10272 | 0.11043 | 0.11802 | 0.1255 | 0.13291 | 0.1402 | 0.14738 | 0.15449 | 0.16148 | 0.1684
WY | Commercial | Large Retail | New | Miscellaneous | Pool Pump | 0 | 0 | 0 | 0 | 0 | 0 | 0 | 0 | 0 | 0 | 0 | 0 | 0 | 0 | 0 | 0 | 0 | 0 | 0 | 0 | 0 | 0
WY | Commercial | Large Retail | New | Miscellaneous | Pool Heater | 0 | 0 | 0 | 0 | 0 | 0 | 0 | 0 | 0 | 0 | 0 | 0 | 0 | 0 | 0 | 0 | 0 | 0 | 0 | 0 | 0 | 0
WY | Commercial | Large Retail | New | Miscellaneous | Clothes Washer | 0 | 1.0355e-06 | 1.887e-06 | 2.7348e-06 | 3.5829e-06 | 4.4219e-06 | 5.2521e-06 | 6.0755e-06 | 6.8885e-06 | 7.6913e-06 | 8.4802e-06 | 9.2554e-06 | 1.0021e-05 | 1.0773e-05 | 1.1514e-05 | 1.2243e-05 | 1.2965e-05 | 1.3677e-05 | 1.4377e-05 | 1.5071e-05 | 1.5753e-05 | 1.6428e-05
WY | Commercial | Large Retail | New | Miscellaneous | Clothes Dryer | 0 | 1.1374e-05 | 2.0727e-05 | 3.004e-05 | 3.9355e-05 | 4.8572e-05 | 5.7691e-05 | 6.6735e-05 | 7.5666e-05 | 8.4483e-05 | 9.3149e-05 | 0.00010166 | 0.00011007 | 0.00011833 | 0.00012647 | 0.00013448 | 0.00014242 | 0.00015023 | 0.00015793 | 0.00016555 | 0.00017303 | 0.00018045
WY | Commercial | Large Retail | New | Miscellaneous | Electric Vehicle Chargers | 0 | 4.2569e-06 | 9.5228e-06 | 1.6684e-05 | 2.6221e-05 | 3.8857e-05 | 5.5531e-05 | 7.3083e-05 | 9.1954e-05 | 0.00011306 | 0.00013644 | 0.0001621 | 0.00019008 | 0.00022026 | 0.00025255 | 0.00028696 | 0.00032362 | 0.00036241 | 0.00040314 | 0.00044606 | 0.00049064 | 0.00053684
WY | Commercial | Large Retail | New | Miscellaneous | Other Miscellaneous | 0 | 0.035872 | 0.067604 | 0.10132 | 0.13728 | 0.17521 | 0.21522 | 0.25746 | 0.30188 | 0.34857 | 0.39745 | 0.44859 | 0.50228 | 0.55841 | 0.61719 | 0.67871 | 0.74329 | 0.81085 | 0.8815 | 0.9556 | 1.0329 | 1.114
WY | Commercial | Large Retail | New | Generation | Solar PV | 0 | -0.0005918 | -0.0012363 | -0.0020322 | -0.0030785 | -0.0043358 | -0.0059856 | -0.0079117 | -0.010239 | -0.013237 | -0.016706 | -0.021238 | -0.025596 | -0.030034 | -0.034821 | -0.039961 | -0.045458 | -0.051298 | -0.057476 | -0.064014 | -0.070877 | -0.078096
WY | Commercial | Small Retail | Existing | Cooling | Air-Cooled Chiller | 0 | 0 | 0 | 0 | 0 | 0 | 0 | 0 | 0 | 0 | 0 | 0 | 0 | 0 | 0 | 0 | 0 | 0 | 0 | 0 | 0 | 0
WY | Commercial | Small Retail | Existing | Cooling | Water-Cooled Chiller | 0.032596 | 0.033194 | 0.033841 | 0.034515 | 0.035195 | 0.036141 | 0.037072 | 0.037975 | 0.038838 | 0.039631 | 0.040366 | 0.041034 | 0.041628 | 0.042159 | 0.042607 | 0.042892 | 0.043087 | 0.043216 | 0.043274 | 0.043234 | 0.043149 | 0.043014
WY | Commercial | Small Retail | Existing | Cooling | RTU | 7.6426 | 7.5193 | 7.366 | 7.2122 | 7.0585 | 6.9555 | 6.8509 | 6.7452 | 6.6386 | 6.5315 | 6.424 | 6.3163 | 6.2086 | 6.1045 | 6.0065 | 5.9033 | 5.8053 | 5.7121 | 5.623 | 5.5376 | 5.4556 | 5.3766
WY | Commercial | Small Retail | Existing | Cooling | Packaged Terminal AC | 1.248 | 1.2278 | 1.208 | 1.1885 | 1.1694 | 1.1589 | 1.1484 | 1.1379 | 1.1275 | 1.1171 | 1.1067 | 1.0964 | 1.086 | 1.0758 | 1.0655 | 1.0534 | 1.0414 | 1.0296 | 1.0178 | 1.0061 | 0.99455 | 0.98309
WY | Commercial | Small Retail | Existing | Cooling | Packaged Terminal HP | 0.069178 | 0.068063 | 0.066965 | 0.065885 | 0.064822 | 0.06424 | 0.063659 | 0.063079 | 0.0625 | 0.061923 | 0.061348 | 0.060774 | 0.060202 | 0.059633 | 0.059065 | 0.058394 | 0.05773 | 0.057071 | 0.056419 | 0.055772 | 0.055131 | 0.054496
WY | Commercial | Small Retail | Existing | Cooling | Air-Source Heat Pump | 0.42441 | 0.41621 | 0.40689 | 0.39761 | 0.3884 | 0.38207 | 0.37574 | 0.36944 | 0.36319 | 0.35703 | 0.35096 | 0.34501 | 0.33927 | 0.33381 | 0.32861 | 0.32306 | 0.31775 | 0.31266 | 0.30777 | 0.30305 | 0.29851 | 0.29411
WY | Commercial | Small Retail | Existing | Cooling | Geothermal Heat Pump | 0 | 0 | 0 | 0 | 0 | 0 | 0 | 0 | 0 | 0 | 0 | 0 | 0 | 0 | 0 | 0 | 0 | 0 | 0 | 0 | 0 | 0
WY | Commercial | Small Retail | Existing | Space Heating | Electric Furnace | 11.7645 | 11.5748 | 11.3881 | 11.2511 | 11.0237 | 10.8054 | 10.5913 | 10.4245 | 10.1752 | 9.973 | 9.7747 | 9.6199 | 9.3893 | 9.202 | 9.0184 | 8.8726 | 8.6569 | 8.4814 | 8.3093 | 8.1744 | 7.9748 | 7.8124
WY | Commercial | Small Retail | Existing | Space Heating | Electric Room Heat | 0.82308 | 0.8098 | 0.79674 | 0.78716 | 0.77125 | 0.75598 | 0.741 | 0.72932 | 0.71188 | 0.69774 | 0.68386 | 0.67304 | 0.6569 | 0.6438 | 0.63095 | 0.62075 | 0.60566 | 0.59338 | 0.58134 | 0.5719 | 0.55794 | 0.54658
WY | Commercial | Small Retail | Existing | Space Heating | Packaged Terminal HP | 0.12025 | 0.11831 | 0.1164 | 0.115 | 0.11268 | 0.11045 | 0.10826 | 0.10655 | 0.10401 | 0.10194 | 0.099912 | 0.098331 | 0.095973 | 0.094059 | 0.092182 | 0.090692 | 0.088487 | 0.086693 | 0.084933 | 0.083555 | 0.081515 | 0.079855
WY | Commercial | Small Retail | Existing | Space Heating | Air-Source Heat Pump | 0.81971 | 0.80649 | 0.7927 | 0.78232 | 0.76562 | 0.74953 | 0.73372 | 0.72118 | 0.70293 | 0.68795 | 0.67324 | 0.66155 | 0.64471 | 0.63099 | 0.61762 | 0.60695 | 0.59158 | 0.57904 | 0.5668 | 0.55717 | 0.54317 | 0.53177
WY | Commercial | Small Retail | Existing | Space Heating | Geothermal Heat Pump | 0 | 0 | 0 | 0 | 0 | 0 | 0 | 0 | 0 | 0 | 0 | 0 | 0 | 0 | 0 | 0 | 0 | 0 | 0 | 0 | 0 | 0
WY | Commercial | Small Retail | Existing | Ventilation | Ventilation | 17.6463 | 17.1496 | 16.6493 | 16.1494 | 15.6533 | 15.1452 | 14.6465 | 14.1597 | 13.6862 | 13.2272 | 12.7852 | 12.3611 | 11.9559 | 11.5702 | 11.2051 | 10.8603 | 10.536 | 10.2315 | 9.9451 | 9.6721 | 9.4138 | 9.1709
WY | Commercial | Small Retail | Existing | Water Heating | Water Heater | 2.0071 | 1.9603 | 1.9112 | 1.8604 | 1.8081 | 1.7547 | 1.7005 | 1.647 | 1.5931 | 1.5391 | 1.4851 | 1.4312 | 1.3816 | 1.3354 | 1.2916 | 1.25 | 1.2107 | 1.1734 | 1.1379 | 1.101 | 1.0662 | 1.0322
WY | Commercial | Small Retail | Existing | Interior Lighting | General Service Lighting | 2.764 | 2.6715 | 2.5616 | 2.409 | 2.1996 | 1.9777 | 1.8022 | 1.6567 | 1.5384 | 1.4375 | 1.3547 | 1.2884 | 1.2345 | 1.1875 | 1.1419 | 1.1004 | 1.0625 | 1.0276 | 0.9958 | 0.96242 | 0.93 | 0.89702
WY | Commercial | Small Retail | Existing | Interior Lighting | Exempted Lighting | 0.017886 | 0.017598 | 0.017314 | 0.017035 | 0.016549 | 0.015981 | 0.015314 | 0.014497 | 0.013677 | 0.012863 | 0.012156 | 0.011627 | 0.011217 | 0.010925 | 0.010655 | 0.010449 | 0.010277 | 0.01012 | 0.009991 | 0.009798 | 0.0095777 | 0.0093492
WY | Commercial | Small Retail | Existing | Interior Lighting | High-Bay Lighting | 6.0706 | 5.9574 | 5.8453 | 5.7348 | 5.6245 | 5.5162 | 5.4101 | 5.3064 | 5.2051 | 5.1055 | 5.0085 | 4.9143 | 4.8228 | 4.734 | 4.6469 | 4.5621 | 4.4797 | 4.3993 | 4.321 | 4.2446 | 4.17 | 4.0973
WY | Commercial | Small Retail | Existing | Interior Lighting | Linear Lighting | 20.2088 | 19.8829 | 19.5622 | 19.2467 | 18.9196 | 18.5967 | 18.2781 | 17.964 | 17.6547 | 17.3373 | 17.0248 | 16.7174 | 16.415 | 16.1176 | 15.8164 | 15.5203 | 15.2295 | 14.9439 | 14.6634 | 14.3879 | 14.1221 | 13.8638
WY | Commercial | Small Retail | Existing | Exterior Lighting | General Service Lighting | 4.0539 | 3.9214 | 3.7646 | 3.536 | 3.2009 | 2.8468 | 2.5665 | 2.3489 | 2.1825 | 2.0288 | 1.8994 | 1.796 | 1.7145 | 1.6437 | 1.5737 | 1.5105 | 1.4529 | 1.3998 | 1.3517 | 1.3008 | 1.2514 | 1.2009
WY | Commercial | Small Retail | Existing | Exterior Lighting | Area Lighting | 0.69622 | 0.68499 | 0.67395 | 0.66308 | 0.65165 | 0.64038 | 0.62926 | 0.6183 | 0.60749 | 0.59632 | 0.58532 | 0.57447 | 0.56388 | 0.55351 | 0.54301 | 0.53278 | 0.52281 | 0.51307 | 0.50357 | 0.49428 | 0.48523 | 0.47641
WY | Commercial | Small Retail | Existing | Exterior Lighting | Linear Lighting | 2.1931 | 2.1577 | 2.1229 | 2.0887 | 2.0532 | 2.0181 | 1.9835 | 1.9495 | 1.9159 | 1.8815 | 1.8475 | 1.8142 | 1.7814 | 1.7491 | 1.7164 | 1.6843 | 1.6527 | 1.6217 | 1.5913 | 1.5614 | 1.5325 | 1.5045
WY | Commercial | Small Retail | Existing | Refrigeration | Walk-in Refrigerator/Freezer | 0.011045 | 0.010867 | 0.010692 | 0.010519 | 0.010349 | 0.010183 | 0.010018 | 0.0098567 | 0.0096977 | 0.0095413 | 0.0093874 | 0.009236 | 0.009087 | 0.0089405 | 0.0087963 | 0.0086544 | 0.0085148 | 0.0083775 | 0.0082424 | 0.0081094 | 0.0079786 | 0.0078499
WY | Commercial | Small Retail | Existing | Refrigeration | Reach-in Refrigerator/Freezer | 0.034211 | 0.033659 | 0.033116 | 0.032582 | 0.032057 | 0.031539 | 0.031031 | 0.03053 | 0.030038 | 0.029553 | 0.029077 | 0.028608 | 0.028146 | 0.027692 | 0.027246 | 0.026806 | 0.026374 | 0.025948 | 0.02553 | 0.025118 | 0.024713 | 0.024314
WY | Commercial | Small Retail | Existing | Refrigeration | Glass Door Display | 1.3037 | 1.2827 | 1.262 | 1.2417 | 1.2216 | 1.2019 | 1.1825 | 1.1635 | 1.1447 | 1.1262 | 1.1081 | 1.0902 | 1.0726 | 1.0553 | 1.0383 | 1.0216 | 1.0051 | 0.98886 | 0.97291 | 0.95722 | 0.94178 | 0.92659
WY | Commercial | Small Retail | Existing | Refrigeration | Open Display Case | 1.2452 | 1.2251 | 1.2053 | 1.1859 | 1.1668 | 1.148 | 1.1294 | 1.1112 | 1.0933 | 1.0757 | 1.0583 | 1.0413 | 1.0245 | 1.0079 | 0.99168 | 0.97568 | 0.95995 | 0.94446 | 0.92923 | 0.91424 | 0.8995 | 0.88499
WY | Commercial | Small Retail | Existing | Refrigeration | Icemaker | 0.48755 | 0.47969 | 0.47195 | 0.46434 | 0.45685 | 0.44948 | 0.44223 | 0.4351 | 0.42808 | 0.42118 | 0.41439 | 0.4077 | 0.40113 | 0.39466 | 0.38829 | 0.38203 | 0.37587 | 0.3698 | 0.36384 | 0.35797 | 0.3522 | 0.34652
WY | Commercial | Small Retail | Existing | Refrigeration | Vending Machine | 0.067802 | 0.066708 | 0.065632 | 0.064574 | 0.063532 | 0.062507 | 0.061499 | 0.060507 | 0.059531 | 0.058571 | 0.057627 | 0.056697 | 0.055783 | 0.054883 | 0.053998 | 0.053127 | 0.05227 | 0.051427 | 0.050597 | 0.049781 | 0.048978 | 0.048188
WY | Commercial | Small Retail | Existing | Food Preparation | Oven | 0.24501 | 0.24106 | 0.23717 | 0.23335 | 0.22958 | 0.22588 | 0.22224 | 0.21865 | 0.21513 | 0.21166 | 0.20824 | 0.20488 | 0.20158 | 0.19833 | 0.19513 | 0.19198 | 0.18889 | 0.18584 | 0.18284 | 0.17989 | 0.17699 | 0.17414
WY | Commercial | Small Retail | Existing | Food Preparation | Fryer | 0.017913 | 0.017625 | 0.01734 | 0.017061 | 0.016785 | 0.016515 | 0.016248 | 0.015986 | 0.015728 | 0.015475 | 0.015225 | 0.01498 | 0.014738 | 0.0145 | 0.014266 | 0.014036 | 0.01381 | 0.013587 | 0.013368 | 0.013152 | 0.01294 | 0.012732
WY | Commercial | Small Retail | Existing | Food Preparation | Dishwasher | 0.1831 | 0.18015 | 0.17724 | 0.17438 | 0.17157 | 0.1688 | 0.16608 | 0.1634 | 0.16077 | 0.15817 | 0.15562 | 0.15311 | 0.15064 | 0.14821 | 0.14582 | 0.14347 | 0.14116 | 0.13888 | 0.13664 | 0.13444 | 0.13227 | 0.13013
WY | Commercial | Small Retail | Existing | Food Preparation | Hot Food Container | 0.0016691 | 0.0016422 | 0.0016157 | 0.0015897 | 0.001564 | 0.0015388 | 0.001514 | 0.0014896 | 0.0014655 | 0.0014419 | 0.0014186 | 0.0013958 | 0.0013733 | 0.0013511 | 0.0013293 | 0.0013079 | 0.0012868 | 0.001266 | 0.0012456 | 0.0012255 | 0.0012057 | 0.0011863
WY | Commercial | Small Retail | Existing | Food Preparation | Steamer | 0.020407 | 0.020078 | 0.019754 | 0.019436 | 0.019122 | 0.018814 | 0.01851 | 0.018212 | 0.017918 | 0.017629 | 0.017345 | 0.017065 | 0.01679 | 0.016519 | 0.016252 | 0.01599 | 0.015732 | 0.015479 | 0.015229 | 0.014983 | 0.014742 | 0.014504
WY | Commercial | Small Retail | Existing | Food Preparation | Griddle | 0.022055 | 0.0217 | 0.02135 | 0.021005 | 0.020667 | 0.020333 | 0.020005 | 0.019683 | 0.019365 | 0.019053 | 0.018746 | 0.018443 | 0.018146 | 0.017853 | 0.017565 | 0.017282 | 0.017003 | 0.016729 | 0.016459 | 0.016194 | 0.015932 | 0.015675
WY | Commercial | Small Retail | Existing | Office Equipment | Desktop Computer | 1.6143 | 1.5526 | 1.4933 | 1.4363 | 1.3814 | 1.3286 | 1.2779 | 1.229 | 1.1821 | 1.1369 | 1.0935 | 1.0517 | 1.0115 | 0.97288 | 0.93571 | 0.89996 | 0.86558 | 0.83251 | 0.8007 | 0.77011 | 0.74069 | 0.71239
WY | Commercial | Small Retail | Existing | Office Equipment | Laptop | 0.34329 | 0.3454 | 0.34752 | 0.34966 | 0.35181 | 0.35397 | 0.35615 | 0.35834 | 0.36055 | 0.36276 | 0.36499 | 0.36724 | 0.3695 | 0.37177 | 0.37406 | 0.37636 | 0.37867 | 0.381 | 0.38334 | 0.3857 | 0.38807 | 0.39046
WY | Commercial | Small Retail | Existing | Office Equipment | Server | 2.5631 | 2.5777 | 2.5924 | 2.6071 | 2.622 | 2.6369 | 2.6519 | 2.667 | 2.6822 | 2.6974 | 2.7128 | 2.7282 | 2.7438 | 2.7594 | 2.7751 | 2.7909 | 2.8067 | 2.8227 | 2.8388 | 2.8549 | 2.8712 | 2.8875
WY | Commercial | Small Retail | Existing | Office Equipment | Monitor | 0.27258 | 0.26944 | 0.26634 | 0.26328 | 0.26025 | 0.25726 | 0.2543 | 0.25137 | 0.24848 | 0.24562 | 0.2428 | 0.24 | 0.23724 | 0.23451 | 0.23181 | 0.22915 | 0.22651 | 0.22391 | 0.22133 | 0.21878 | 0.21627 | 0.21378
WY | Commercial | Small Retail | Existing | Office Equipment | Printer/Copier/Fax | 0.92914 | 0.92887 | 0.92861 | 0.92834 | 0.92808 | 0.92782 | 0.92755 | 0.92729 | 0.92702 | 0.92676 | 0.9265 | 0.92623 | 0.92597 | 0.92571 | 0.92544 | 0.92518 | 0.92492 | 0.92465 | 0.92439 | 0.92413 | 0.92386 | 0.9236
WY | Commercial | Small Retail | Existing | Office Equipment | POS Terminal | 5.1882 | 5.1096 | 5.0321 | 4.9558 | 4.8807 | 4.8067 | 4.7339 | 4.6621 | 4.5915 | 4.5219 | 4.4533 | 4.3858 | 4.3193 | 4.2539 | 4.1894 | 4.1259 | 4.0633 | 4.0018 | 3.9411 | 3.8814 | 3.8225 | 3.7646
WY | Commercial | Small Retail | Existing | Miscellaneous | Non-HVAC Motors | 0.12734 | 0.12529 | 0.12327 | 0.12128 | 0.11932 | 0.1174 | 0.1155 | 0.11364 | 0.11181 | 0.11001 | 0.10823 | 0.10649 | 0.10477 | 0.10308 | 0.10142 | 0.09978 | 0.09817 | 0.096587 | 0.095029 | 0.093496 | 0.091988 | 0.090505
WY | Commercial | Small Retail | Existing | Miscellaneous | Pool Pump | 0 | 0 | 0 | 0 | 0 | 0 | 0 | 0 | 0 | 0 | 0 | 0 | 0 | 0 | 0 | 0 | 0 | 0 | 0 | 0 | 0 | 0
WY | Commercial | Small Retail | Existing | Miscellaneous | Pool Heater | 0 | 0 | 0 | 0 | 0 | 0 | 0 | 0 | 0 | 0 | 0 | 0 | 0 | 0 | 0 | 0 | 0 | 0 | 0 | 0 | 0 | 0
WY | Commercial | Small Retail | Existing | Miscellaneous | Clothes Washer | 0 | 0 | 0 | 0 | 0 | 0 | 0 | 0 | 0 | 0 | 0 | 0 | 0 | 0 | 0 | 0 | 0 | 0 | 0 | 0 | 0 | 0
WY | Commercial | Small Retail | Existing | Miscellaneous | Clothes Dryer | 0 | 0 | 0 | 0 | 0 | 0 | 0 | 0 | 0 | 0 | 0 | 0 | 0 | 0 | 0 | 0 | 0 | 0 | 0 | 0 | 0 | 0
WY | Commercial | Small Retail | Existing | Miscellaneous | Electric Vehicle Chargers | 0.16736 | 0.21407 | 0.26371 | 0.31834 | 0.37999 | 0.45281 | 0.53951 | 0.60638 | 0.66394 | 0.72079 | 0.77734 | 0.83344 | 0.88882 | 0.94315 | 0.99596 | 1.0474 | 1.0976 | 1.1467 | 1.194 | 1.2401 | 1.2841 | 1.3256
WY | Commercial | Small Retail | Existing | Miscellaneous | Other Miscellaneous | 5.433 | 5.5585 | 5.687 | 5.8183 | 5.9528 | 6.0903 | 6.231 | 6.3749 | 6.5222 | 6.6729 | 6.827 | 6.9848 | 7.1461 | 7.3112 | 7.4801 | 7.6529 | 7.8297 | 8.0106 | 8.1957 | 8.385 | 8.5787 | 8.7769
WY | Commercial | Small Retail | Existing | Generation | Solar PV | -0.08652 | -0.090571 | -0.10215 | -0.11399 | -0.12968 | -0.1456 | -0.1665 | -0.18718 | -0.21021 | -0.23946 | -0.26969 | -0.30906 | -0.33848 | -0.36349 | -0.38795 | -0.41193 | -0.43536 | -0.45822 | -0.4805 | -0.5023 | -0.52351 | -0.54421
WY | Commercial | Small Retail | New | Cooling | Air-Cooled Chiller | 0 | 0 | 0 | 0 | 0 | 0 | 0 | 0 | 0 | 0 | 0 | 0 | 0 | 0 | 0 | 0 | 0 | 0 | 0 | 0 | 0 | 0
WY | Commercial | Small Retail | New | Cooling | Water-Cooled Chiller | 0 | 0.0012227 | 0.0022287 | 0.003231 | 0.0042329 | 0.0052608 | 0.0062943 | 0.0073313 | 0.0083695 | 0.0093937 | 0.010416 | 0.011433 | 0.012452 | 0.013467 | 0.014482 | 0.015465 | 0.016448 | 0.017423 | 0.018524 | 0.019471 | 0.02041 | 0.021342
WY | Commercial | Small Retail | New | Cooling | RTU | 0 | 0.14958 | 0.2568 | 0.36355 | 0.47034 | 0.58017 | 0.6904 | 0.80126 | 0.91226 | 1.0234 | 1.1341 | 1.2445 | 1.3549 | 1.4627 | 1.5705 | 1.6752 | 1.7802 | 1.8847 | 1.9888 | 2.093 | 2.1965 | 2.3001
WY | Commercial | Small Retail | New | Cooling | Packaged Terminal AC | 0 | 0.029298 | 0.053391 | 0.07738 | 0.10138 | 0.12602 | 0.15076 | 0.17564 | 0.20056 | 0.2255 | 0.25035 | 0.27512 | 0.29991 | 0.3246 | 0.34925 | 0.37318 | 0.39711 | 0.4209 | 0.44458 | 0.46824 | 0.49172 | 0.5152
WY | Commercial | Small Retail | New | Cooling | Packaged Terminal HP | 0 | 0.001624 | 0.0029596 | 0.0042894 | 0.0056195 | 0.0069859 | 0.0083572 | 0.0097364 | 0.011117 | 0.0125 | 0.013878 | 0.015251 | 0.016625 | 0.017994 | 0.01936 | 0.020687 | 0.022013 | 0.023332 | 0.024644 | 0.025956 | 0.027258 | 0.028559
WY | Commercial | Small Retail | New | Cooling | Air-Source Heat Pump | 0 | 0.0077921 | 0.013609 | 0.019401 | 0.025195 | 0.031151 | 0.037129 | 0.043142 | 0.049162 | 0.055189 | 0.061195 | 0.067181 | 0.073101 | 0.079004 | 0.084902 | 0.09063 | 0.096361 | 0.10207 | 0.10774 | 0.11342 | 0.11906 | 0.1247
WY | Commercial | Small Retail | New | Cooling | Geothermal Heat Pump | 0 | 0 | 0 | 0 | 0 | 0 | 0 | 0 | 0 | 0 | 0 | 0 | 0 | 0 | 0 | 0 | 0 | 0 | 0 | 0 | 0 | 0
WY | Commercial | Small Retail | New | Space Heating | Electric Furnace | 0 | 0.27619 | 0.50332 | 0.7325 | 0.95567 | 1.1751 | 1.3904 | 1.6091 | 1.8099 | 2.0132 | 2.2112 | 2.414 | 2.5928 | 2.7766 | 2.956 | 3.1432 | 3.3009 | 3.4674 | 3.6296 | 3.8044 | 3.9429 | 4.0941
WY | Commercial | Small Retail | New | Space Heating | Electric Room Heat | 0 | 0.019323 | 0.035213 | 0.051247 | 0.066861 | 0.082211 | 0.097279 | 0.11257 | 0.12663 | 0.14085 | 0.1547 | 0.16889 | 0.1814 | 0.19426 | 0.20681 | 0.21991 | 0.23094 | 0.24259 | 0.25393 | 0.26616 | 0.27585 | 0.28644
WY | Commercial | Small Retail | New | Space Heating | Packaged Terminal HP | 0 | 0.0028231 | 0.0051447 | 0.0074873 | 0.0097684 | 0.012011 | 0.014213 | 0.016447 | 0.0185 | 0.020578 | 0.022602 | 0.024675 | 0.026503 | 0.028381 | 0.030215 | 0.032128 | 0.033741 | 0.035442 | 0.0371 | 0.038887 | 0.040302 | 0.041848
WY | Commercial | Small Retail | New | Space Heating | Air-Source Heat Pump | 0 | 0.019244 | 0.034604 | 0.050105 | 0.065195 | 0.08003 | 0.094594 | 0.10938 | 0.12296 | 0.1367 | 0.15009 | 0.16381 | 0.17585 | 0.18823 | 0.20031 | 0.21294 | 0.22357 | 0.23479 | 0.24573 | 0.25753 | 0.26687 | 0.27708
WY | Commercial | Small Retail | New | Space Heating | Geothermal Heat Pump | 0 | 0 | 0 | 0 | 0 | 0 | 0 | 0 | 0 | 0 | 0 | 0 | 0 | 0 | 0 | 0 | 0 | 0 | 0 | 0 | 0 | 0
WY | Commercial | Small Retail | New | Ventilation | Ventilation | 0 | 0.29063 | 0.52933 | 0.76738 | 1.0052 | 1.2279 | 1.4481 | 1.6666 | 1.8823 | 2.0949 | 2.3037 | 2.509 | 2.7126 | 2.9106 | 3.1057 | 3.2977 | 3.4879 | 3.6736 | 3.8553 | 4.032 | 4.2045 | 4.3754
WY | Commercial | Small Retail | New | Water Heating | Water Heater | 0 | 0.034478 | 0.062831 | 0.090046 | 0.11727 | 0.1442 | 0.17016 | 0.19501 | 0.21955 | 0.24378 | 0.26684 | 0.2895 | 0.31127 | 0.33128 | 0.35068 | 0.3683 | 0.38546 | 0.40218 | 0.41864 | 0.4331 | 0.44783 | 0.463
WY | Commercial | Small Retail | New | Interior Lighting | General Service Lighting | 0 | 0.048112 | 0.087678 | 0.12177 | 0.14799 | 0.17327 | 0.19639 | 0.21769 | 0.23941 | 0.25815 | 0.27759 | 0.29758 | 0.31778 | 0.33752 | 0.35459 | 0.37115 | 0.38732 | 0.40301 | 0.41858 | 0.43216 | 0.44608 | 0.45965
WY | Commercial | Small Retail | New | Interior Lighting | Exempted Lighting | 0 | 0.0004199 | 0.00076522 | 0.001109 | 0.0014117 | 0.0016963 | 0.0019649 | 0.0022043 | 0.0024424 | 0.0026585 | 0.0028787 | 0.0030975 | 0.0033097 | 0.0035178 | 0.0037119 | 0.0039215 | 0.0041223 | 0.0043161 | 0.0045069 | 0.0046942 | 0.0048792 | 0.0050611
WY | Commercial | Small Retail | New | Interior Lighting | High-Bay Lighting | 0 | 0.12939 | 0.2358 | 0.34175 | 0.44688 | 0.55089 | 0.6538 | 0.75587 | 0.85666 | 0.95569 | 1.053 | 1.1487 | 1.2429 | 1.3355 | 1.426 | 1.5152 | 1.6034 | 1.6903 | 1.7758 | 1.8605 | 1.9436 | 2.026
WY | Commercial | Small Retail | New | Interior Lighting | Linear Lighting | 0 | 0.47443 | 0.86458 | 1.253 | 1.6318 | 2.0065 | 2.3772 | 2.7449 | 3.108 | 3.4605 | 3.807 | 4.1474 | 4.4835 | 4.8138 | 5.1352 | 5.4517 | 5.7651 | 6.0737 | 6.3777 | 6.6787 | 6.9694 | 7.254
WY | Commercial | Small Retail | New | Exterior Lighting | General Service Lighting | 0 | 0.071682 | 0.13063 | 0.17889 | 0.21135 | 0.24249 | 0.27228 | 0.30349 | 0.33619 | 0.36015 | 0.38473 | 0.41051 | 0.43718 | 0.4632 | 0.4845 | 0.50508 | 0.52512 | 0.54447 | 0.56366 | 0.57956 | 0.59612 | 0.61213
WY | Commercial | Small Retail | New | Exterior Lighting | Area Lighting | 0 | 0.016345 | 0.029786 | 0.043169 | 0.056176 | 0.069044 | 0.081777 | 0.094406 | 0.10687 | 0.11897 | 0.13085 | 0.14252 | 0.15398 | 0.16519 | 0.17598 | 0.18658 | 0.19706 | 0.20736 | 0.21749 | 0.22751 | 0.23736 | 0.24711
WY | Commercial | Small Retail | New | Exterior Lighting | Linear Lighting | 0 | 0.051485 | 0.093825 | 0.13598 | 0.17708 | 0.21774 | 0.25798 | 0.29788 | 0.33728 | 0.37554 | 0.41314 | 0.45008 | 0.48656 | 0.5224 | 0.55727 | 0.59162 | 0.62563 | 0.65912 | 0.69211 | 0.72478 | 0.75632 | 0.78721
WY | Commercial | Small Retail | New | Refrigeration | Walk-in Refrigerator/Freezer | 0 | 0.0002593 | 0.00047253 | 0.00068484 | 0.00089721 | 0.0011073 | 0.0013152 | 0.0015214 | 0.001725 | 0.001926 | 0.0021236 | 0.0023177 | 0.0025094 | 0.0026977 | 0.0028832 | 0.0030659 | 0.0032468 | 0.0034249 | 0.0036004 | 0.0037741 | 0.0039448 | 0.0041138
WY | Commercial | Small Retail | New | Refrigeration | Reach-in Refrigerator/Freezer | 0 | 0.00080314 | 0.0014636 | 0.0021212 | 0.002779 | 0.0034298 | 0.0040738 | 0.0047124 | 0.005343 | 0.0059657 | 0.0065776 | 0.0071789 | 0.0077726 | 0.0083559 | 0.0089304 | 0.0094963 | 0.010057 | 0.010608 | 0.011152 | 0.01169 | 0.012219 | 0.012742
WY | Commercial | Small Retail | New | Refrigeration | Glass Door Display | 0 | 0.030607 | 0.055777 | 0.080837 | 0.10591 | 0.13071 | 0.15525 | 0.17958 | 0.20362 | 0.22734 | 0.25066 | 0.27358 | 0.2962 | 0.31843 | 0.34033 | 0.36189 | 0.38324 | 0.40427 | 0.42498 | 0.44549 | 0.46563 | 0.48559
WY | Commercial | Small Retail | New | Refrigeration | Open Display Case | 0 | 0.029233 | 0.053272 | 0.077208 | 0.10115 | 0.12484 | 0.14828 | 0.17152 | 0.19447 | 0.21714 | 0.23941 | 0.26129 | 0.2829 | 0.30413 | 0.32505 | 0.34564 | 0.36603 | 0.38612 | 0.4059 | 0.42549 | 0.44473 | 0.46378
WY | Commercial | Small Retail | New | Refrigeration | Icemaker | 0 | 0.011446 | 0.020859 | 0.030231 | 0.039605 | 0.04888 | 0.058057 | 0.067159 | 0.076146 | 0.08502 | 0.09374 | 0.10231 | 0.11077 | 0.11908 | 0.12727 | 0.13534 | 0.14332 | 0.15118 | 0.15893 | 0.1666 | 0.17413 | 0.18159
WY | Commercial | Small Retail | New | Refrigeration | Vending Machine | 0 | 0.0015917 | 0.0029007 | 0.004204 | 0.0055077 | 0.0067975 | 0.0080737 | 0.0093395 | 0.010589 | 0.011823 | 0.013036 | 0.014228 | 0.015404 | 0.01656 | 0.017699 | 0.018821 | 0.019931 | 0.021024 | 0.022102 | 0.023168 | 0.024216 | 0.025253
WY | Commercial | Small Retail | New | Food Preparation | Oven | 0 | 0.005752 | 0.010482 | 0.015192 | 0.019903 | 0.024564 | 0.029176 | 0.03375 | 0.038266 | 0.042726 | 0.047108 | 0.051414 | 0.055666 | 0.059844 | 0.063959 | 0.068011 | 0.072024 | 0.075975 | 0.079868 | 0.083722 | 0.087508 | 0.091257
WY | Commercial | Small Retail | New | Food Preparation | Fryer | 0 | 0.00042054 | 0.00076638 | 0.0011107 | 0.0014552 | 0.0017959 | 0.0021331 | 0.0024675 | 0.0027977 | 0.0031238 | 0.0034442 | 0.003759 | 0.0040699 | 0.0043753 | 0.0046761 | 0.0049724 | 0.0052658 | 0.0055547 | 0.0058393 | 0.0061211 | 0.0063979 | 0.006672
WY | Commercial | Small Retail | New | Food Preparation | Dishwasher | 0 | 0.0042985 | 0.0078335 | 0.011353 | 0.014874 | 0.018357 | 0.021803 | 0.025222 | 0.028597 | 0.031929 | 0.035204 | 0.038422 | 0.0416 | 0.044722 | 0.047797 | 0.050825 | 0.053824 | 0.056777 | 0.059686 | 0.062566 | 0.065396 | 0.068198
WY | Commercial | Small Retail | New | Food Preparation | Hot Food Container | 0 | 3.9185e-05 | 7.141e-05 | 0.00010349 | 0.00013559 | 0.00016734 | 0.00019876 | 0.00022992 | 0.00026069 | 0.00029106 | 0.00032092 | 0.00035026 | 0.00037922 | 0.00040768 | 0.00043571 | 0.00046332 | 0.00049066 | 0.00051758 | 0.00054409 | 0.00057035 | 0.00059614 | 0.00062169
WY | Commercial | Small Retail | New | Food Preparation | Steamer | 0 | 0.00047909 | 0.00087307 | 0.0012653 | 0.0016577 | 0.002046 | 0.0024301 | 0.002811 | 0.0031872 | 0.0035586 | 0.0039236 | 0.0042823 | 0.0046365 | 0.0049844 | 0.0053271 | 0.0056647 | 0.0059989 | 0.006328 | 0.0066522 | 0.0069732 | 0.0072886 | 0.0076009
WY | Commercial | Small Retail | New | Food Preparation | Griddle | 0 | 0.00051778 | 0.00094359 | 0.0013675 | 0.0017916 | 0.0022112 | 0.0026263 | 0.0030381 | 0.0034446 | 0.003846 | 0.0042405 | 0.0046282 | 0.0050109 | 0.005387 | 0.0057574 | 0.0061222 | 0.0064834 | 0.0068391 | 0.0071895 | 0.0075364 | 0.0078772 | 0.0082148
WY | Commercial | Small Retail | New | Office Equipment | Desktop Computer | 0 | 0.037048 | 0.066 | 0.093507 | 0.11976 | 0.14448 | 0.16776 | 0.18971 | 0.21026 | 0.2295 | 0.24736 | 0.26392 | 0.27933 | 0.29356 | 0.3067 | 0.31882 | 0.33005 | 0.34035 | 0.34976 | 0.35841 | 0.36621 | 0.37333
WY | Commercial | Small Retail | New | Office Equipment | Laptop | 0 | 0.0082416 | 0.015359 | 0.022764 | 0.030499 | 0.038494 | 0.046756 | 0.055311 | 0.064133 | 0.073228 | 0.082567 | 0.092155 | 0.10204 | 0.11218 | 0.12261 | 0.13333 | 0.14439 | 0.15576 | 0.16745 | 0.1795 | 0.19187 | 0.20462
WY | Commercial | Small Retail | New | Office Equipment | Server | 0 | 0.061142 | 0.11322 | 0.16673 | 0.22195 | 0.27834 | 0.33592 | 0.39484 | 0.45489 | 0.51608 | 0.57817 | 0.64119 | 0.70539 | 0.77055 | 0.83679 | 0.90414 | 0.9729 | 1.0428 | 1.1139 | 1.1864 | 1.2601 | 1.3352
WY | Commercial | Small Retail | New | Office Equipment | Monitor | 0 | 0.0064292 | 0.011772 | 0.017141 | 0.022562 | 0.027976 | 0.033385 | 0.0388 | 0.044199 | 0.049582 | 0.054924 | 0.060227 | 0.065514 | 0.070762 | 0.075983 | 0.081177 | 0.08637 | 0.091538 | 0.09668 | 0.10182 | 0.10693 | 0.11203
WY | Commercial | Small Retail | New | Office Equipment | Printer/Copier/Fax | 0 | 0.022007 | 0.040461 | 0.059161 | 0.078196 | 0.097366 | 0.11667 | 0.13617 | 0.15576 | 0.17546 | 0.19517 | 0.21491 | 0.23475 | 0.25461 | 0.27453 | 0.29452 | 0.31467 | 0.33489 | 0.35517 | 0.37562 | 0.3961 | 0.41674
WY | Commercial | Small Retail | New | Office Equipment | POS Terminal | 0 | 0.1218 | 0.22196 | 0.32169 | 0.42145 | 0.52015 | 0.6178 | 0.71466 | 0.81029 | 0.90472 | 0.99752 | 1.0887 | 1.1787 | 1.2672 | 1.3543 | 1.4401 | 1.5251 | 1.6088 | 1.6912 | 1.7728 | 1.853 | 1.9324
WY | Commercial | Small Retail | New | Miscellaneous | Non-HVAC Motors | 0 | 0.0029895 | 0.005448 | 0.0078957 | 0.010344 | 0.012767 | 0.015164 | 0.017541 | 0.019888 | 0.022206 | 0.024483 | 0.026722 | 0.028931 | 0.031103 | 0.033241 | 0.035348 | 0.037433 | 0.039487 | 0.04151 | 0.043513 | 0.045481 | 0.047429
WY | Commercial | Small Retail | New | Miscellaneous | Pool Pump | 0 | 0 | 0 | 0 | 0 | 0 | 0 | 0 | 0 | 0 | 0 | 0 | 0 | 0 | 0 | 0 | 0 | 0 | 0 | 0 | 0 | 0
WY | Commercial | Small Retail | New | Miscellaneous | Pool Heater | 0 | 0 | 0 | 0 | 0 | 0 | 0 | 0 | 0 | 0 | 0 | 0 | 0 | 0 | 0 | 0 | 0 | 0 | 0 | 0 | 0 | 0
WY | Commercial | Small Retail | New | Miscellaneous | Clothes Washer | 0 | 0 | 0 | 0 | 0 | 0 | 0 | 0 | 0 | 0 | 0 | 0 | 0 | 0 | 0 | 0 | 0 | 0 | 0 | 0 | 0 | 0
WY | Commercial | Small Retail | New | Miscellaneous | Clothes Dryer | 0 | 0 | 0 | 0 | 0 | 0 | 0 | 0 | 0 | 0 | 0 | 0 | 0 | 0 | 0 | 0 | 0 | 0 | 0 | 0 | 0 | 0
WY | Commercial | Small Retail | New | Miscellaneous | Electric Vehicle Chargers | 0 | 0.0055098 | 0.012326 | 0.021594 | 0.033938 | 0.050294 | 0.071877 | 0.094595 | 0.11902 | 0.14634 | 0.1766 | 0.20981 | 0.24603 | 0.2851 | 0.32689 | 0.37143 | 0.41887 | 0.46908 | 0.5218 | 0.57735 | 0.63505 | 0.69486
WY | Commercial | Small Retail | New | Miscellaneous | Other Miscellaneous | 0 | 0.1319 | 0.24859 | 0.37258 | 0.50479 | 0.64427 | 0.79136 | 0.94669 | 1.11 | 1.2817 | 1.4614 | 1.6495 | 1.8469 | 2.0533 | 2.2694 | 2.4956 | 2.7331 | 2.9816 | 3.2413 | 3.5138 | 3.7981 | 4.0961
WY | Commercial | Small Retail | New | Generation | Solar PV | 0 | -0.0021611 | -0.0045147 | -0.0074214 | -0.011242 | -0.015833 | -0.021858 | -0.028892 | -0.037391 | -0.048339 | -0.061007 | -0.077556 | -0.093471 | -0.10968 | -0.12716 | -0.14593 | -0.166 | -0.18733 | -0.20989 | -0.23377 | -0.25883 | -0.28519
WY | Commercial | Restaurant | Existing | Cooling | Air-Cooled Chiller | 0 | 0 | 0 | 0 | 0 | 0 | 0 | 0 | 0 | 0 | 0 | 0 | 0 | 0 | 0 | 0 | 0 | 0 | 0 | 0 | 0 | 0
WY | Commercial | Restaurant | Existing | Cooling | Water-Cooled Chiller | 0 | 0 | 0 | 0 | 0 | 0 | 0 | 0 | 0 | 0 | 0 | 0 | 0 | 0 | 0 | 0 | 0 | 0 | 0 | 0 | 0 | 0
WY | Commercial | Restaurant | Existing | Cooling | RTU | 6.7438 | 6.635 | 6.4997 | 6.364 | 6.2284 | 6.1375 | 6.0452 | 5.9519 | 5.8579 | 5.7633 | 5.6685 | 5.5734 | 5.4784 | 5.3866 | 5.3001 | 5.209 | 5.1226 | 5.0403 | 4.9617 | 4.8863 | 4.814 | 4.7443
WY | Commercial | Restaurant | Existing | Cooling | Packaged Terminal AC | 0.43393 | 0.42693 | 0.42004 | 0.41327 | 0.4066 | 0.40295 | 0.3993 | 0.39567 | 0.39204 | 0.38842 | 0.38481 | 0.38121 | 0.37762 | 0.37405 | 0.37049 | 0.36628 | 0.36211 | 0.35798 | 0.35389 | 0.34983 | 0.34581 | 0.34183
WY | Commercial | Restaurant | Existing | Cooling | Packaged Terminal HP | 0.21182 | 0.2084 | 0.20504 | 0.20174 | 0.19848 | 0.1967 | 0.19492 | 0.19314 | 0.19137 | 0.18961 | 0.18784 | 0.18609 | 0.18434 | 0.18259 | 0.18085 | 0.1788 | 0.17677 | 0.17475 | 0.17275 | 0.17077 | 0.16881 | 0.16686
WY | Commercial | Restaurant | Existing | Cooling | Air-Source Heat Pump | 0.64155 | 0.62916 | 0.61507 | 0.60104 | 0.58713 | 0.57755 | 0.56798 | 0.55846 | 0.54902 | 0.5397 | 0.53053 | 0.52153 | 0.51286 | 0.50461 | 0.49674 | 0.48836 | 0.48033 | 0.47263 | 0.46524 | 0.45811 | 0.45124 | 0.44459
WY | Commercial | Restaurant | Existing | Cooling | Geothermal Heat Pump | 0 | 0 | 0 | 0 | 0 | 0 | 0 | 0 | 0 | 0 | 0 | 0 | 0 | 0 | 0 | 0 | 0 | 0 | 0 | 0 | 0 | 0
WY | Commercial | Restaurant | Existing | Space Heating | Electric Furnace | 2.624 | 2.5816 | 2.54 | 2.5095 | 2.4587 | 2.41 | 2.3623 | 2.3251 | 2.2695 | 2.2244 | 2.1801 | 2.1456 | 2.0942 | 2.0524 | 2.0115 | 1.9789 | 1.9308 | 1.8917 | 1.8533 | 1.8232 | 1.7787 | 1.7425
WY | Commercial | Restaurant | Existing | Space Heating | Electric Room Heat | 0.19704 | 0.19387 | 0.19074 | 0.18844 | 0.18464 | 0.18098 | 0.17739 | 0.1746 | 0.17042 | 0.16704 | 0.16372 | 0.16112 | 0.15726 | 0.15412 | 0.15105 | 0.14861 | 0.14499 | 0.14205 | 0.13917 | 0.13691 | 0.13357 | 0.13085
WY | Commercial | Restaurant | Existing | Space Heating | Packaged Terminal HP | 0.083976 | 0.082621 | 0.081289 | 0.080311 | 0.078687 | 0.07713 | 0.075601 | 0.07441 | 0.072631 | 0.071188 | 0.069772 | 0.068667 | 0.067021 | 0.065684 | 0.064373 | 0.063333 | 0.061793 | 0.060541 | 0.059312 | 0.058349 | 0.056924 | 0.055765
WY | Commercial | Restaurant | Existing | Space Heating | Air-Source Heat Pump | 0.2826 | 0.27804 | 0.27329 | 0.26971 | 0.26395 | 0.25841 | 0.25296 | 0.24863 | 0.24234 | 0.23718 | 0.23211 | 0.22807 | 0.22227 | 0.21754 | 0.21293 | 0.20925 | 0.20395 | 0.19963 | 0.19541 | 0.19209 | 0.18726 | 0.18333
WY | Commercial | Restaurant | Existing | Space Heating | Geothermal Heat Pump | 0 | 0 | 0 | 0 | 0 | 0 | 0 | 0 | 0 | 0 | 0 | 0 | 0 | 0 | 0 | 0 | 0 | 0 | 0 | 0 | 0 | 0
WY | Commercial | Restaurant | Existing | Ventilation | Ventilation | 7.3475 | 7.1366 | 6.9237 | 6.7109 | 6.4997 | 6.2863 | 6.077 | 5.8727 | 5.6745 | 5.4835 | 5.2998 | 5.1238 | 4.9559 | 4.7963 | 4.6454 | 4.5031 | 4.3695 | 4.2444 | 4.1268 | 4.0149 | 3.9091 | 3.8093
WY | Commercial | Restaurant | Existing | Water Heating | Water Heater | 4.4896 | 4.3674 | 4.239 | 4.1048 | 3.9679 | 3.8256 | 3.6853 | 3.5452 | 3.4052 | 3.2667 | 3.1335 | 3.0023 | 2.8806 | 2.7664 | 2.6618 | 2.5656 | 2.4713 | 2.3837 | 2.302 | 2.2162 | 2.1359 | 2.0608
WY | Commercial | Restaurant | Existing | Interior Lighting | General Service Lighting | 4.0276 | 3.8727 | 3.6848 | 3.4342 | 3.1044 | 2.7556 | 2.4828 | 2.2605 | 2.0821 | 1.9326 | 1.8115 | 1.7152 | 1.6376 | 1.5709 | 1.5073 | 1.4502 | 1.3985 | 1.3512 | 1.3084 | 1.2639 | 1.2208 | 1.1771
WY | Commercial | Restaurant | Existing | Interior Lighting | Exempted Lighting | 0.03358 | 0.033039 | 0.032506 | 0.031981 | 0.030953 | 0.029619 | 0.027999 | 0.025949 | 0.02391 | 0.022 | 0.020381 | 0.01926 | 0.018497 | 0.018027 | 0.017649 | 0.017455 | 0.017319 | 0.017188 | 0.017062 | 0.016723 | 0.016288 | 0.015811
WY | Commercial | Restaurant | Existing | Interior Lighting | High-Bay Lighting | 0.072619 | 0.071264 | 0.069924 | 0.068602 | 0.067277 | 0.065977 | 0.064702 | 0.063455 | 0.062239 | 0.061037 | 0.059868 | 0.058732 | 0.05763 | 0.056559 | 0.055507 | 0.054484 | 0.05349 | 0.052521 | 0.051578 | 0.050657 | 0.04976 | 0.048884
WY | Commercial | Restaurant | Existing | Interior Lighting | Linear Lighting | 3.5583 | 3.5009 | 3.4445 | 3.3889 | 3.3321 | 3.276 | 3.2207 | 3.1662 | 3.1125 | 3.058 | 3.0043 | 2.9515 | 2.8996 | 2.8485 | 2.7971 | 2.7466 | 2.697 | 2.6482 | 2.6002 | 2.5531 | 2.5075 | 2.463
WY | Commercial | Restaurant | Existing | Exterior Lighting | General Service Lighting | 0.48035 | 0.46235 | 0.44059 | 0.41035 | 0.36819 | 0.32367 | 0.28879 | 0.26188 | 0.24141 | 0.22299 | 0.20769 | 0.19555 | 0.18602 | 0.17786 | 0.16993 | 0.16284 | 0.15643 | 0.15057 | 0.14529 | 0.13973 | 0.13437 | 0.1289
WY | Commercial | Restaurant | Existing | Exterior Lighting | Area Lighting | 0.13815 | 0.13592 | 0.13373 | 0.13157 | 0.1293 | 0.12707 | 0.12486 | 0.12268 | 0.12054 | 0.11832 | 0.11614 | 0.11399 | 0.11189 | 0.10983 | 0.10775 | 0.10572 | 0.10374 | 0.10181 | 0.099919 | 0.098076 | 0.09628 | 0.09453
WY | Commercial | Restaurant | Existing | Exterior Lighting | Linear Lighting | 0.35247 | 0.34678 | 0.34119 | 0.33568 | 0.33005 | 0.3245 | 0.31902 | 0.31362 | 0.30831 | 0.30291 | 0.29759 | 0.29236 | 0.28722 | 0.28216 | 0.27707 | 0.27206 | 0.26714 | 0.26231 | 0.25756 | 0.2529 | 0.24838 | 0.24397
WY | Commercial | Restaurant | Existing | Refrigeration | Walk-in Refrigerator/Freezer | 4.2116 | 4.1437 | 4.0769 | 4.0111 | 3.9464 | 3.8828 | 3.8201 | 3.7585 | 3.6979 | 3.6383 | 3.5796 | 3.5219 | 3.465 | 3.4092 | 3.3542 | 3.3001 | 3.2468 | 3.1945 | 3.143 | 3.0923 | 3.0424 | 2.9933
WY | Commercial | Restaurant | Existing | Refrigeration | Reach-in Refrigerator/Freezer | 0.11175 | 0.10995 | 0.10818 | 0.10643 | 0.10472 | 0.10303 | 0.10136 | 0.09973 | 0.098121 | 0.096539 | 0.094982 | 0.09345 | 0.091943 | 0.09046 | 0.089001 | 0.087565 | 0.086153 | 0.084763 | 0.083396 | 0.082051 | 0.080728 | 0.079425
WY | Commercial | Restaurant | Existing | Refrigeration | Glass Door Display | 0.045813 | 0.045074 | 0.044347 | 0.043632 | 0.042928 | 0.042235 | 0.041554 | 0.040884 | 0.040225 | 0.039576 | 0.038938 | 0.038309 | 0.037692 | 0.037084 | 0.036486 | 0.035897 | 0.035318 | 0.034748 | 0.034188 | 0.033637 | 0.033094 | 0.03256
WY | Commercial | Restaurant | Existing | Refrigeration | Open Display Case | 0.043756 | 0.04305 | 0.042356 | 0.041673 | 0.041 | 0.040339 | 0.039689 | 0.039048 | 0.038419 | 0.037799 | 0.037189 | 0.036589 | 0.035999 | 0.035419 | 0.034847 | 0.034285 | 0.033732 | 0.033188 | 0.032653 | 0.032126 | 0.031608 | 0.031098
WY | Commercial | Restaurant | Existing | Refrigeration | Icemaker | 9.3302 | 9.1797 | 9.0316 | 8.8859 | 8.7426 | 8.6016 | 8.4629 | 8.3264 | 8.1921 | 8.0599 | 7.9299 | 7.802 | 7.6762 | 7.5524 | 7.4306 | 7.3107 | 7.1928 | 7.0768 | 6.9627 | 6.8504 | 6.7399 | 6.6312
WY | Commercial | Restaurant | Existing | Refrigeration | Vending Machine | 0.64875 | 0.63829 | 0.62799 | 0.61786 | 0.6079 | 0.59809 | 0.58845 | 0.57895 | 0.56962 | 0.56043 | 0.55139 | 0.5425 | 0.53375 | 0.52514 | 0.51667 | 0.50833 | 0.50014 | 0.49207 | 0.48413 | 0.47632 | 0.46864 | 0.46108
WY | Commercial | Restaurant | Existing | Food Preparation | Oven | 3.5239 | 3.4671 | 3.4112 | 3.3561 | 3.302 | 3.2487 | 3.1964 | 3.1448 | 3.0941 | 3.0442 | 2.9951 | 2.9468 | 2.8992 | 2.8525 | 2.8065 | 2.7612 | 2.7167 | 2.6728 | 2.6297 | 2.5873 | 2.5456 | 2.5045
WY | Commercial | Restaurant | Existing | Food Preparation | Fryer | 7.6214 | 7.4985 | 7.3775 | 7.2585 | 7.1415 | 7.0263 | 6.913 | 6.8015 | 6.6918 | 6.5838 | 6.4776 | 6.3732 | 6.2704 | 6.1692 | 6.0697 | 5.9718 | 5.8755 | 5.7807 | 5.6875 | 5.5958 | 5.5055 | 5.4167
WY | Commercial | Restaurant | Existing | Food Preparation | Dishwasher | 3.3976 | 3.3428 | 3.2889 | 3.2359 | 3.1837 | 3.1323 | 3.0818 | 3.0321 | 2.9832 | 2.9351 | 2.8877 | 2.8412 | 2.7953 | 2.7503 | 2.7059 | 2.6622 | 2.6193 | 2.5771 | 2.5355 | 2.4946 | 2.4544 | 2.4148
WY | Commercial | Restaurant | Existing | Food Preparation | Hot Food Container | 0.46558 | 0.45807 | 0.45068 | 0.44341 | 0.43626 | 0.42922 | 0.4223 | 0.41549 | 0.40879 | 0.4022 | 0.39571 | 0.38933 | 0.38305 | 0.37687 | 0.37079 | 0.36481 | 0.35893 | 0.35314 | 0.34744 | 0.34184 | 0.33632 | 0.3309
WY | Commercial | Restaurant | Existing | Food Preparation | Steamer | 1.4908 | 1.4668 | 1.4431 | 1.4199 | 1.397 | 1.3744 | 1.3523 | 1.3304 | 1.309 | 1.2879 | 1.2671 | 1.2467 | 1.2266 | 1.2068 | 1.1873 | 1.1682 | 1.1493 | 1.1308 | 1.1125 | 1.0946 | 1.0769 | 1.0596
WY | Commercial | Restaurant | Existing | Food Preparation | Griddle | 1.4648 | 1.4411 | 1.4179 | 1.395 | 1.3725 | 1.3504 | 1.3286 | 1.3072 | 1.2861 | 1.2654 | 1.2449 | 1.2249 | 1.2051 | 1.1857 | 1.1665 | 1.1477 | 1.1292 | 1.111 | 1.0931 | 1.0755 | 1.0581 | 1.041
WY | Commercial | Restaurant | Existing | Office Equipment | Desktop Computer | 0.12891 | 0.12398 | 0.11925 | 0.11469 | 0.11031 | 0.1061 | 0.10204 | 0.098143 | 0.094394 | 0.090787 | 0.087319 | 0.083983 | 0.080774 | 0.077688 | 0.07472 | 0.071865 | 0.06912 | 0.066479 | 0.063939 | 0.061496 | 0.059147 | 0.056887
WY | Commercial | Restaurant | Existing | Office Equipment | Laptop | 0.027413 | 0.027581 | 0.027751 | 0.027922 | 0.028093 | 0.028266 | 0.02844 | 0.028615 | 0.028791 | 0.028968 | 0.029146 | 0.029325 | 0.029506 | 0.029687 | 0.02987 | 0.030053 | 0.030238 | 0.030424 | 0.030611 | 0.0308 | 0.030989 | 0.03118
WY | Commercial | Restaurant | Existing | Office Equipment | Server | 0.43263 | 0.4351 | 0.43757 | 0.44006 | 0.44257 | 0.44509 | 0.44762 | 0.45017 | 0.45273 | 0.4553 | 0.45789 | 0.4605 | 0.46312 | 0.46576 | 0.46841 | 0.47107 | 0.47375 | 0.47645 | 0.47916 | 0.48189 | 0.48463 | 0.48739
WY | Commercial | Restaurant | Existing | Office Equipment | Monitor | 0.021767 | 0.021516 | 0.021269 | 0.021024 | 0.020782 | 0.020543 | 0.020307 | 0.020073 | 0.019842 | 0.019614 | 0.019388 | 0.019165 | 0.018945 | 0.018727 | 0.018511 | 0.018298 | 0.018088 | 0.01788 | 0.017674 | 0.017471 | 0.01727 | 0.017071
WY | Commercial | Restaurant | Existing | Office Equipment | Printer/Copier/Fax | 0.097221 | 0.097194 | 0.097166 | 0.097138 | 0.097111 | 0.097083 | 0.097055 | 0.097028 | 0.097 | 0.096973 | 0.096945 | 0.096917 | 0.09689 | 0.096862 | 0.096835 | 0.096807 | 0.09678 | 0.096752 | 0.096724 | 0.096697 | 0.096669 | 0.096642
WY | Commercial | Restaurant | Existing | Office Equipment | POS Terminal | 0.14389 | 0.14171 | 0.13956 | 0.13745 | 0.13536 | 0.13331 | 0.13129 | 0.1293 | 0.12734 | 0.12541 | 0.12351 | 0.12164 | 0.11979 | 0.11798 | 0.11619 | 0.11443 | 0.11269 | 0.11099 | 0.1093 | 0.10765 | 0.10601 | 0.10441
WY | Commercial | Restaurant | Existing | Miscellaneous | Non-HVAC Motors | 0.017583 | 0.017299 | 0.01702 | 0.016746 | 0.016476 | 0.01621 | 0.015948 | 0.015691 | 0.015438 | 0.015189 | 0.014944 | 0.014703 | 0.014466 | 0.014233 | 0.014003 | 0.013777 | 0.013555 | 0.013336 | 0.013121 | 0.01291 | 0.012701 | 0.012497
WY | Commercial | Restaurant | Existing | Miscellaneous | Pool Pump | 0 | 0 | 0 | 0 | 0 | 0 | 0 | 0 | 0 | 0 | 0 | 0 | 0 | 0 | 0 | 0 | 0 | 0 | 0 | 0 | 0 | 0
WY | Commercial | Restaurant | Existing | Miscellaneous | Pool Heater | 0 | 0 | 0 | 0 | 0 | 0 | 0 | 0 | 0 | 0 | 0 | 0 | 0 | 0 | 0 | 0 | 0 | 0 | 0 | 0 | 0 | 0
WY | Commercial | Restaurant | Existing | Miscellaneous | Clothes Washer | 0 | 0 | 0 | 0 | 0 | 0 | 0 | 0 | 0 | 0 | 0 | 0 | 0 | 0 | 0 | 0 | 0 | 0 | 0 | 0 | 0 | 0
WY | Commercial | Restaurant | Existing | Miscellaneous | Clothes Dryer | 0 | 0 | 0 | 0 | 0 | 0 | 0 | 0 | 0 | 0 | 0 | 0 | 0 | 0 | 0 | 0 | 0 | 0 | 0 | 0 | 0 | 0
WY | Commercial | Restaurant | Existing | Miscellaneous | Electric Vehicle Chargers | 0 | 0 | 0 | 0 | 0 | 0 | 0 | 0 | 0 | 0 | 0 | 0 | 0 | 0 | 0 | 0 | 0 | 0 | 0 | 0 | 0 | 0
WY | Commercial | Restaurant | Existing | Miscellaneous | Other Miscellaneous | 1.5914 | 1.6281 | 1.6657 | 1.7042 | 1.7436 | 1.7839 | 1.8251 | 1.8672 | 1.9104 | 1.9545 | 1.9997 | 2.0459 | 2.0931 | 2.1415 | 2.191 | 2.2416 | 2.2934 | 2.3463 | 2.4005 | 2.456 | 2.5127 | 2.5708
WY | Commercial | Restaurant | Existing | Generation | Solar PV | -0.019253 | -0.020154 | -0.022731 | -0.025366 | -0.028857 | -0.032399 | -0.037051 | -0.041653 | -0.046776 | -0.053287 | -0.060012 | -0.068774 | -0.075321 | -0.080886 | -0.086328 | -0.091666 | -0.096878 | -0.10197 | -0.10692 | -0.11177 | -0.11649 | -0.1211
WY | Commercial | Restaurant | New | Cooling | Air-Cooled Chiller | 0 | 0 | 0 | 0 | 0 | 0 | 0 | 0 | 0 | 0 | 0 | 0 | 0 | 0 | 0 | 0 | 0 | 0 | 0 | 0 | 0 | 0
WY | Commercial | Restaurant | New | Cooling | Water-Cooled Chiller | 0 | 0 | 0 | 0 | 0 | 0 | 0 | 0 | 0 | 0 | 0 | 0 | 0 | 0 | 0 | 0 | 0 | 0 | 0 | 0 | 0 | 0
WY | Commercial | Restaurant | New | Cooling | RTU | 0 | 0.13989 | 0.24017 | 0.34001 | 0.43987 | 0.54259 | 0.64568 | 0.74936 | 0.85317 | 0.95711 | 1.0607 | 1.1639 | 1.2672 | 1.368 | 1.4688 | 1.5667 | 1.6649 | 1.7626 | 1.86 | 1.9574 | 2.0542 | 2.1511
WY | Commercial | Restaurant | New | Cooling | Packaged Terminal AC | 0 | 0.010187 | 0.018564 | 0.026905 | 0.035249 | 0.04382 | 0.052421 | 0.061072 | 0.069734 | 0.078407 | 0.08705 | 0.095662 | 0.10428 | 0.11287 | 0.12144 | 0.12976 | 0.13808 | 0.14635 | 0.15458 | 0.16281 | 0.17098 | 0.17914
WY | Commercial | Restaurant | New | Cooling | Packaged Terminal HP | 0 | 0.0049728 | 0.0090622 | 0.013134 | 0.017207 | 0.021391 | 0.025589 | 0.029812 | 0.034041 | 0.038274 | 0.042493 | 0.046697 | 0.050904 | 0.055095 | 0.059279 | 0.063341 | 0.067402 | 0.071441 | 0.07546 | 0.079476 | 0.083462 | 0.087446
WY | Commercial | Restaurant | New | Cooling | Air-Source Heat Pump | 0 | 0.012477 | 0.021792 | 0.031067 | 0.040344 | 0.049882 | 0.059455 | 0.069082 | 0.078722 | 0.088373 | 0.097992 | 0.10758 | 0.11706 | 0.12651 | 0.13595 | 0.14513 | 0.1543 | 0.16344 | 0.17253 | 0.18162 | 0.19065 | 0.19968
WY | Commercial | Restaurant | New | Cooling | Geothermal Heat Pump | 0 | 0 | 0 | 0 | 0 | 0 | 0 | 0 | 0 | 0 | 0 | 0 | 0 | 0 | 0 | 0 | 0 | 0 | 0 | 0 | 0 | 0
WY | Commercial | Restaurant | New | Space Heating | Electric Furnace | 0 | 0.061601 | 0.11226 | 0.16338 | 0.21315 | 0.26209 | 0.31013 | 0.35888 | 0.40369 | 0.44902 | 0.49318 | 0.53843 | 0.57831 | 0.6193 | 0.6593 | 0.70106 | 0.73624 | 0.77337 | 0.80954 | 0.84853 | 0.87942 | 0.91316
WY | Commercial | Restaurant | New | Space Heating | Electric Room Heat | 0 | 0.0046259 | 0.00843 | 0.012269 | 0.016006 | 0.019681 | 0.023289 | 0.02695 | 0.030314 | 0.033718 | 0.037035 | 0.040433 | 0.043427 | 0.046506 | 0.04951 | 0.052645 | 0.055287 | 0.058075 | 0.060792 | 0.063719 | 0.066039 | 0.068572
WY | Commercial | Restaurant | New | Space Heating | Packaged Terminal HP | 0 | 0.0019714 | 0.0035927 | 0.0052286 | 0.0068216 | 0.0083877 | 0.0099251 | 0.011485 | 0.012919 | 0.01437 | 0.015783 | 0.017232 | 0.018508 | 0.01982 | 0.0211 | 0.022436 | 0.023562 | 0.02475 | 0.025908 | 0.027156 | 0.028144 | 0.029224
WY | Commercial | Restaurant | New | Space Heating | Air-Source Heat Pump | 0 | 0.0066345 | 0.01193 | 0.017274 | 0.022476 | 0.027591 | 0.032612 | 0.037709 | 0.042391 | 0.047129 | 0.051745 | 0.056474 | 0.060624 | 0.064893 | 0.06906 | 0.073412 | 0.077077 | 0.080947 | 0.084719 | 0.088785 | 0.092006 | 0.095525
WY | Commercial | Restaurant | New | Space Heating | Geothermal Heat Pump | 0 | 0 | 0 | 0 | 0 | 0 | 0 | 0 | 0 | 0 | 0 | 0 | 0 | 0 | 0 | 0 | 0 | 0 | 0 | 0 | 0 | 0
WY | Commercial | Restaurant | New | Ventilation | Ventilation | 0 | 0.1159 | 0.21135 | 0.3064 | 0.40147 | 0.49221 | 0.58199 | 0.67103 | 0.75895 | 0.84536 | 0.93027 | 1.0137 | 1.096 | 1.1769 | 1.2566 | 1.3351 | 1.4128 | 1.489 | 1.5636 | 1.6363 | 1.7073 | 1.7776
WY | Commercial | Restaurant | New | Water Heating | Water Heater | 0 | 0.073082 | 0.13318 | 0.19302 | 0.24406 | 0.29455 | 0.34451 | 0.39406 | 0.44298 | 0.49129 | 0.53876 | 0.58541 | 0.62993 | 0.66566 | 0.69931 | 0.73234 | 0.76499 | 0.79707 | 0.82859 | 0.85453 | 0.88152 | 0.90873
WY | Commercial | Restaurant | New | Interior Lighting | General Service Lighting | 0 | 0.063065 | 0.11493 | 0.15962 | 0.19399 | 0.22712 | 0.25742 | 0.28535 | 0.31381 | 0.33839 | 0.36386 | 0.39007 | 0.41655 | 0.44242 | 0.4648 | 0.48651 | 0.5077 | 0.52827 | 0.54868 | 0.56648 | 0.58472 | 0.60251
WY | Commercial | Restaurant | New | Interior Lighting | Exempted Lighting | 0 | 0.00078834 | 0.0014366 | 0.0020821 | 0.0026152 | 0.0030969 | 0.0035505 | 0.0039217 | 0.0042945 | 0.0046346 | 0.0049839 | 0.0053374 | 0.0056875 | 0.0060312 | 0.0063542 | 0.006725 | 0.0070698 | 0.0073996 | 0.0077171 | 0.0080256 | 0.0083299 | 0.0086252
WY | Commercial | Restaurant | New | Interior Lighting | High-Bay Lighting | 0 | 0.0015069 | 0.002746 | 0.0039798 | 0.005201 | 0.0064092 | 0.0076046 | 0.0087903 | 0.009961 | 0.01111 | 0.012238 | 0.013348 | 0.014441 | 0.015513 | 0.01656 | 0.017591 | 0.018611 | 0.019615 | 0.020604 | 0.021582 | 0.022543 | 0.023495
WY | Commercial | Restaurant | New | Interior Lighting | Linear Lighting | 0 | 0.083536 | 0.15223 | 0.22063 | 0.28775 | 0.35416 | 0.41986 | 0.48503 | 0.54937 | 0.61211 | 0.67377 | 0.73436 | 0.79419 | 0.85297 | 0.91035 | 0.96686 | 1.0228 | 1.0779 | 1.1322 | 1.1859 | 1.2381 | 1.2893
WY | Commercial | Restaurant | New | Exterior Lighting | General Service Lighting | 0 | 0.0076858 | 0.014006 | 0.019181 | 0.022661 | 0.026 | 0.029194 | 0.032541 | 0.036047 | 0.038616 | 0.041251 | 0.044015 | 0.046875 | 0.049665 | 0.051949 | 0.054155 | 0.056304 | 0.058378 | 0.060436 | 0.062141 | 0.063916 | 0.065633
WY | Commercial | Restaurant | New | Exterior Lighting | Area Lighting | 0 | 0.0032432 | 0.0059103 | 0.0085657 | 0.011147 | 0.0137 | 0.016226 | 0.018732 | 0.021206 | 0.023605 | 0.025963 | 0.02828 | 0.030554 | 0.032778 | 0.034918 | 0.037022 | 0.039101 | 0.041146 | 0.043156 | 0.045143 | 0.047097 | 0.049033
WY | Commercial | Restaurant | New | Exterior Lighting | Linear Lighting | 0 | 0.0082746 | 0.015079 | 0.021855 | 0.028503 | 0.035081 | 0.041589 | 0.048044 | 0.054417 | 0.060632 | 0.06674 | 0.072741 | 0.078667 | 0.08449 | 0.090173 | 0.095771 | 0.10131 | 0.10677 | 0.11215 | 0.11747 | 0.12263 | 0.12771
WY | Commercial | Restaurant | New | Refrigeration | Walk-in Refrigerator/Freezer | 0 | 0.098874 | 0.18018 | 0.26114 | 0.34212 | 0.42224 | 0.50152 | 0.58014 | 0.65777 | 0.73443 | 0.80976 | 0.88378 | 0.95687 | 1.0287 | 1.0994 | 1.1691 | 1.238 | 1.306 | 1.3729 | 1.4391 | 1.5042 | 1.5687
WY | Commercial | Restaurant | New | Refrigeration | Reach-in Refrigerator/Freezer | 0 | 0.0026235 | 0.0047811 | 0.0069292 | 0.009078 | 0.011204 | 0.013307 | 0.015394 | 0.017454 | 0.019487 | 0.021486 | 0.02345 | 0.02539 | 0.027295 | 0.029172 | 0.031021 | 0.032851 | 0.034653 | 0.036428 | 0.038186 | 0.039913 | 0.041623
WY | Commercial | Restaurant | New | Refrigeration | Glass Door Display | 0 | 0.0010755 | 0.00196 | 0.0028406 | 0.0037215 | 0.004593 | 0.0054553 | 0.0063106 | 0.007155 | 0.0079888 | 0.0088083 | 0.0096134 | 0.010408 | 0.01119 | 0.011959 | 0.012717 | 0.013467 | 0.014206 | 0.014934 | 0.015654 | 0.016362 | 0.017063
WY | Commercial | Restaurant | New | Refrigeration | Open Display Case | 0 | 0.0010272 | 0.001872 | 0.0027131 | 0.0035544 | 0.0043868 | 0.0052104 | 0.0060272 | 0.0068338 | 0.0076302 | 0.0084128 | 0.0091818 | 0.0099412 | 0.010687 | 0.011422 | 0.012146 | 0.012862 | 0.013568 | 0.014263 | 0.014952 | 0.015628 | 0.016297
WY | Commercial | Restaurant | New | Refrigeration | Icemaker | 0 | 0.21904 | 0.39917 | 0.57851 | 0.75791 | 0.9354 | 1.111 | 1.2852 | 1.4572 | 1.627 | 1.7939 | 1.9579 | 2.1198 | 2.2789 | 2.4356 | 2.5899 | 2.7427 | 2.8932 | 3.0414 | 3.1882 | 3.3323 | 3.4751
WY | Commercial | Restaurant | New | Refrigeration | Vending Machine | 0 | 0.01523 | 0.027755 | 0.040226 | 0.0527 | 0.065041 | 0.077252 | 0.089363 | 0.10132 | 0.11313 | 0.12473 | 0.13613 | 0.14739 | 0.15846 | 0.16935 | 0.18008 | 0.19071 | 0.20117 | 0.21147 | 0.22168 | 0.2317 | 0.24163
WY | Commercial | Restaurant | New | Food Preparation | Oven | 0 | 0.082728 | 0.15076 | 0.2185 | 0.28626 | 0.35329 | 0.41962 | 0.48541 | 0.55036 | 0.6145 | 0.67753 | 0.73946 | 0.80062 | 0.86071 | 0.91989 | 0.97817 | 1.0359 | 1.0927 | 1.1487 | 1.2041 | 1.2586 | 1.3125
WY | Commercial | Restaurant | New | Food Preparation | Fryer | 0 | 0.17892 | 0.32606 | 0.47256 | 0.61911 | 0.76409 | 0.90755 | 1.0498 | 1.1903 | 1.329 | 1.4653 | 1.5993 | 1.7316 | 1.8615 | 1.9895 | 2.1156 | 2.2404 | 2.3633 | 2.4844 | 2.6043 | 2.722 | 2.8387
WY | Commercial | Restaurant | New | Food Preparation | Dishwasher | 0 | 0.079764 | 0.14536 | 0.21067 | 0.276 | 0.34063 | 0.40458 | 0.46801 | 0.53064 | 0.59248 | 0.65325 | 0.71297 | 0.77193 | 0.82986 | 0.88692 | 0.94312 | 0.99876 | 1.0536 | 1.1075 | 1.161 | 1.2135 | 1.2655
WY | Commercial | Restaurant | New | Food Preparation | Hot Food Container | 0 | 0.01093 | 0.019919 | 0.028868 | 0.03782 | 0.046677 | 0.05544 | 0.064132 | 0.072714 | 0.081188 | 0.089515 | 0.097698 | 0.10578 | 0.11372 | 0.12154 | 0.12924 | 0.13686 | 0.14437 | 0.15177 | 0.15909 | 0.16628 | 0.17341
WY | Commercial | Restaurant | New | Food Preparation | Steamer | 0 | 0.034999 | 0.063782 | 0.092439 | 0.1211 | 0.14947 | 0.17753 | 0.20536 | 0.23284 | 0.25997 | 0.28664 | 0.31284 | 0.33871 | 0.36413 | 0.38917 | 0.41383 | 0.43824 | 0.46229 | 0.48597 | 0.50942 | 0.53246 | 0.55527
WY | Commercial | Restaurant | New | Food Preparation | Griddle | 0 | 0.034387 | 0.062666 | 0.090822 | 0.11899 | 0.14685 | 0.17442 | 0.20177 | 0.22877 | 0.25543 | 0.28163 | 0.30737 | 0.33279 | 0.35776 | 0.38236 | 0.40659 | 0.43058 | 0.4542 | 0.47747 | 0.50052 | 0.52315 | 0.54556
WY | Commercial | Restaurant | New | Office Equipment | Desktop Computer | 0 | 0.0029584 | 0.0052703 | 0.0074669 | 0.0095629 | 0.011538 | 0.013396 | 0.015149 | 0.01679 | 0.018326 | 0.019753 | 0.021075 | 0.022306 | 0.023442 | 0.024491 | 0.025459 | 0.026356 | 0.027178 | 0.027929 | 0.02862 | 0.029243 | 0.029812
WY | Commercial | Restaurant | New | Office Equipment | Laptop | 0 | 0.00065813 | 0.0012265 | 0.0018178 | 0.0024355 | 0.0030739 | 0.0037337 | 0.0044168 | 0.0051212 | 0.0058475 | 0.0065933 | 0.007359 | 0.008148 | 0.0089578 | 0.0097905 | 0.010647 | 0.01153 | 0.012438 | 0.013371 | 0.014334 | 0.015322 | 0.01634
WY | Commercial | Restaurant | New | Office Equipment | Server | 0 | 0.01032 | 0.01911 | 0.028142 | 0.037463 | 0.046981 | 0.0567 | 0.066646 | 0.076781 | 0.087109 | 0.09759 | 0.10823 | 0.11906 | 0.13006 | 0.14124 | 0.15261 | 0.16422 | 0.17602 | 0.18801 | 0.20026 | 0.21269 | 0.22537
WY | Commercial | Restaurant | New | Office Equipment | Monitor | 0 | 0.0005134 | 0.00094 | 0.0013687 | 0.0018016 | 0.002234 | 0.0026659 | 0.0030983 | 0.0035295 | 0.0039593 | 0.0043859 | 0.0048093 | 0.0052316 | 0.0056506 | 0.0060675 | 0.0064823 | 0.006897 | 0.0073096 | 0.0077202 | 0.0081309 | 0.0085385 | 0.0089462
WY | Commercial | Restaurant | New | Office Equipment | Printer/Copier/Fax | 0 | 0.0023027 | 0.0042336 | 0.0061903 | 0.0081821 | 0.010188 | 0.012208 | 0.014248 | 0.016298 | 0.018359 | 0.020422 | 0.022487 | 0.024563 | 0.026641 | 0.028726 | 0.030818 | 0.032926 | 0.035041 | 0.037164 | 0.039304 | 0.041446 | 0.043606
WY | Commercial | Restaurant | New | Office Equipment | POS Terminal | 0 | 0.003378 | 0.006156 | 0.0089219 | 0.011689 | 0.014426 | 0.017134 | 0.01982 | 0.022473 | 0.025092 | 0.027665 | 0.030194 | 0.032691 | 0.035145 | 0.037561 | 0.039941 | 0.042298 | 0.044619 | 0.046904 | 0.049168 | 0.051391 | 0.053593
WY | Commercial | Restaurant | New | Miscellaneous | Non-HVAC Motors | 0 | 0.00041278 | 0.00075224 | 0.0010902 | 0.0014283 | 0.0017628 | 0.0020937 | 0.002422 | 0.0027461 | 0.0030661 | 0.0033806 | 0.0036896 | 0.0039947 | 0.0042945 | 0.0045898 | 0.0048807 | 0.0051686 | 0.0054522 | 0.0057315 | 0.0060081 | 0.0062798 | 0.0065489
WY | Commercial | Restaurant | New | Miscellaneous | Pool Pump | 0 | 0 | 0 | 0 | 0 | 0 | 0 | 0 | 0 | 0 | 0 | 0 | 0 | 0 | 0 | 0 | 0 | 0 | 0 | 0 | 0 | 0
WY | Commercial | Restaurant | New | Miscellaneous | Pool Heater | 0 | 0 | 0 | 0 | 0 | 0 | 0 | 0 | 0 | 0 | 0 | 0 | 0 | 0 | 0 | 0 | 0 | 0 | 0 | 0 | 0 | 0
WY | Commercial | Restaurant | New | Miscellaneous | Clothes Washer | 0 | 0 | 0 | 0 | 0 | 0 | 0 | 0 | 0 | 0 | 0 | 0 | 0 | 0 | 0 | 0 | 0 | 0 | 0 | 0 | 0 | 0
WY | Commercial | Restaurant | New | Miscellaneous | Clothes Dryer | 0 | 0 | 0 | 0 | 0 | 0 | 0 | 0 | 0 | 0 | 0 | 0 | 0 | 0 | 0 | 0 | 0 | 0 | 0 | 0 | 0 | 0
WY | Commercial | Restaurant | New | Miscellaneous | Electric Vehicle Chargers | 0 | 0 | 0 | 0 | 0 | 0 | 0 | 0 | 0 | 0 | 0 | 0 | 0 | 0 | 0 | 0 | 0 | 0 | 0 | 0 | 0 | 0
WY | Commercial | Restaurant | New | Miscellaneous | Other Miscellaneous | 0 | 0.038635 | 0.072811 | 0.10913 | 0.14785 | 0.18871 | 0.23179 | 0.27729 | 0.32513 | 0.37542 | 0.42806 | 0.48314 | 0.54096 | 0.60142 | 0.66473 | 0.73098 | 0.80054 | 0.87331 | 0.9494 | 1.0292 | 1.1125 | 1.1998
WY | Commercial | Restaurant | New | Generation | Solar PV | 0 | -0.00048091 | -0.0010046 | -0.0016515 | -0.0025016 | -0.0035233 | -0.0048641 | -0.0064292 | -0.0083204 | -0.010757 | -0.013576 | -0.017258 | -0.0208 | -0.024406 | -0.028296 | -0.032473 | -0.03694 | -0.041686 | -0.046706 | -0.05202 | -0.057597 | -0.063463
WY | Commercial | Grocery | Existing | Cooling | Air-Cooled Chiller | 0 | 0 | 0 | 0 | 0 | 0 | 0 | 0 | 0 | 0 | 0 | 0 | 0 | 0 | 0 | 0 | 0 | 0 | 0 | 0 | 0 | 0
WY | Commercial | Grocery | Existing | Cooling | Water-Cooled Chiller | 0 | 0 | 0 | 0 | 0 | 0 | 0 | 0 | 0 | 0 | 0 | 0 | 0 | 0 | 0 | 0 | 0 | 0 | 0 | 0 | 0 | 0
WY | Commercial | Grocery | Existing | Cooling | RTU | 0.20571 | 0.20197 | 0.19744 | 0.19292 | 0.18841 | 0.18527 | 0.18211 | 0.17892 | 0.17573 | 0.17253 | 0.16934 | 0.16615 | 0.16298 | 0.15991 | 0.15702 | 0.154 | 0.15113 | 0.14839 | 0.14577 | 0.14326 | 0.14084 | 0.13851
WY | Commercial | Grocery | Existing | Cooling | Packaged Terminal AC | 0.26633 | 0.26149 | 0.25673 | 0.25206 | 0.24748 | 0.24475 | 0.24203 | 0.23932 | 0.23663 | 0.23396 | 0.2313 | 0.22866 | 0.22604 | 0.22343 | 0.22084 | 0.21788 | 0.21495 | 0.21205 | 0.20919 | 0.20636 | 0.20356 | 0.2008
WY | Commercial | Grocery | Existing | Cooling | Packaged Terminal HP | 0.004907 | 0.0048178 | 0.0047302 | 0.0046442 | 0.0045598 | 0.0045094 | 0.0044593 | 0.0044094 | 0.0043599 | 0.0043106 | 0.0042617 | 0.004213 | 0.0041647 | 0.0041166 | 0.0040689 | 0.0040143 | 0.0039604 | 0.003907 | 0.0038543 | 0.0038022 | 0.0037506 | 0.0036997
WY | Commercial | Grocery | Existing | Cooling | Air-Source Heat Pump | 0 | 0 | 0 | 0 | 0 | 0 | 0 | 0 | 0 | 0 | 0 | 0 | 0 | 0 | 0 | 0 | 0 | 0 | 0 | 0 | 0 | 0
WY | Commercial | Grocery | Existing | Cooling | Geothermal Heat Pump | 0 | 0 | 0 | 0 | 0 | 0 | 0 | 0 | 0 | 0 | 0 | 0 | 0 | 0 | 0 | 0 | 0 | 0 | 0 | 0 | 0 | 0
WY | Commercial | Grocery | Existing | Space Heating | Electric Furnace | 0.3784 | 0.37152 | 0.36476 | 0.35962 | 0.35162 | 0.34394 | 0.33642 | 0.33043 | 0.32185 | 0.3148 | 0.3079 | 0.30239 | 0.29452 | 0.28805 | 0.28171 | 0.27658 | 0.26929 | 0.26328 | 0.2574 | 0.25269 | 0.24601 | 0.2405
WY | Commercial | Grocery | Existing | Space Heating | Electric Room Heat | 0 | 0 | 0 | 0 | 0 | 0 | 0 | 0 | 0 | 0 | 0 | 0 | 0 | 0 | 0 | 0 | 0 | 0 | 0 | 0 | 0 | 0
WY | Commercial | Grocery | Existing | Space Heating | Packaged Terminal HP | 0.0022749 | 0.0022335 | 0.0021929 | 0.002162 | 0.0021139 | 0.0020677 | 0.0020225 | 0.0019865 | 0.001935 | 0.0018926 | 0.001851 | 0.0018179 | 0.0017706 | 0.0017317 | 0.0016936 | 0.0016628 | 0.001619 | 0.0015828 | 0.0015475 | 0.0015192 | 0.001479 | 0.0014458
WY | Commercial | Grocery | Existing | Space Heating | Air-Source Heat Pump | 0 | 0 | 0 | 0 | 0 | 0 | 0 | 0 | 0 | 0 | 0 | 0 | 0 | 0 | 0 | 0 | 0 | 0 | 0 | 0 | 0 | 0
WY | Commercial | Grocery | Existing | Space Heating | Geothermal Heat Pump | 0 | 0 | 0 | 0 | 0 | 0 | 0 | 0 | 0 | 0 | 0 | 0 | 0 | 0 | 0 | 0 | 0 | 0 | 0 | 0 | 0 | 0
WY | Commercial | Grocery | Existing | Ventilation | Ventilation | 2.6638 | 2.5829 | 2.5018 | 2.4211 | 2.3414 | 2.2602 | 2.1808 | 2.1036 | 2.0288 | 1.9566 | 1.8872 | 1.8208 | 1.7576 | 1.6975 | 1.6407 | 1.5872 | 1.5369 | 1.4897 | 1.4453 | 1.403 | 1.3635 | 1.3262
WY | Commercial | Grocery | Existing | Water Heating | Water Heater | 1.4258 | 1.3772 | 1.327 | 1.2763 | 1.2238 | 1.1724 | 1.123 | 1.0759 | 1.0315 | 0.99019 | 0.95212 | 0.91743 | 0.8786 | 0.8431 | 0.81035 | 0.78018 | 0.75218 | 0.72601 | 0.70141 | 0.67679 | 0.65333 | 0.6309
WY | Commercial | Grocery | Existing | Interior Lighting | General Service Lighting | 0.79246 | 0.76661 | 0.73676 | 0.69496 | 0.63672 | 0.5753 | 0.52632 | 0.48527 | 0.45153 | 0.42247 | 0.39842 | 0.37898 | 0.36299 | 0.34893 | 0.33517 | 0.3226 | 0.31103 | 0.30032 | 0.29053 | 0.28029 | 0.27034 | 0.26025
WY | Commercial | Grocery | Existing | Interior Lighting | Exempted Lighting | 0.00045541 | 0.00044713 | 0.000439 | 0.00043102 | 0.00041916 | 0.00040692 | 0.00039304 | 0.00037655 | 0.00035926 | 0.0003404 | 0.00032341 | 0.00030967 | 0.0002984 | 0.00029023 | 0.00028245 | 0.00027596 | 0.00027019 | 0.00026469 | 0.00026024 | 0.00025477 | 0.00024889 | 0.000243
WY | Commercial | Grocery | Existing | Interior Lighting | High-Bay Lighting | 0.41331 | 0.40475 | 0.39631 | 0.38801 | 0.37984 | 0.37185 | 0.36404 | 0.35642 | 0.349 | 0.34177 | 0.33476 | 0.32796 | 0.32135 | 0.31494 | 0.30869 | 0.30262 | 0.2967 | 0.29094 | 0.28531 | 0.27983 | 0.27448 | 0.26925
WY | Commercial | Grocery | Existing | Interior Lighting | Linear Lighting | 6.1774 | 6.0651 | 5.9548 | 5.8466 | 5.7359 | 5.6269 | 5.5196 | 5.4142 | 5.3106 | 5.2055 | 5.1022 | 5.0008 | 4.9014 | 4.8038 | 4.7057 | 4.6095 | 4.5152 | 4.4228 | 4.3322 | 4.2434 | 4.1576 | 4.0741
WY | Commercial | Grocery | Existing | Exterior Lighting | General Service Lighting | 0.57189 | 0.55331 | 0.53187 | 0.50043 | 0.45386 | 0.40486 | 0.36589 | 0.33546 | 0.31209 | 0.29028 | 0.27178 | 0.2569 | 0.24507 | 0.23472 | 0.22446 | 0.21513 | 0.20659 | 0.19872 | 0.19155 | 0.18398 | 0.17665 | 0.16919
WY | Commercial | Grocery | Existing | Exterior Lighting | Area Lighting | 0.12486 | 0.12259 | 0.12036 | 0.11818 | 0.1159 | 0.11366 | 0.11145 | 0.10928 | 0.10715 | 0.10496 | 0.1028 | 0.10069 | 0.098625 | 0.096611 | 0.094579 | 0.092604 | 0.090681 | 0.088807 | 0.08698 | 0.085197 | 0.083463 | 0.081775
WY | Commercial | Grocery | Existing | Exterior Lighting | Linear Lighting | 0.51639 | 0.507 | 0.49778 | 0.48873 | 0.47948 | 0.47036 | 0.4614 | 0.45259 | 0.44393 | 0.43514 | 0.42651 | 0.41803 | 0.40972 | 0.40156 | 0.39336 | 0.38532 | 0.37744 | 0.36971 | 0.36214 | 0.35472 | 0.34754 | 0.34057
WY | Commercial | Grocery | Existing | Refrigeration | Walk-in Refrigerator/Freezer | 0.37185 | 0.36508 | 0.35845 | 0.35193 | 0.34553 | 0.33925 | 0.33308 | 0.32702 | 0.32108 | 0.31524 | 0.30951 | 0.30388 | 0.29836 | 0.29293 | 0.28761 | 0.28238 | 0.27724 | 0.2722 | 0.26725 | 0.26239 | 0.25762 | 0.25294
WY | Commercial | Grocery | Existing | Refrigeration | Reach-in Refrigerator/Freezer | 0.72066 | 0.70755 | 0.69469 | 0.68206 | 0.66966 | 0.65748 | 0.64553 | 0.63379 | 0.62227 | 0.61095 | 0.59984 | 0.58894 | 0.57823 | 0.56772 | 0.55739 | 0.54726 | 0.53731 | 0.52754 | 0.51795 | 0.50853 | 0.49929 | 0.49021
WY | Commercial | Grocery | Existing | Refrigeration | Glass Door Display | 16.0651 | 15.773 | 15.4862 | 15.2047 | 14.9282 | 14.6568 | 14.3903 | 14.1287 | 13.8718 | 13.6196 | 13.3719 | 13.1288 | 12.8901 | 12.6557 | 12.4256 | 12.1997 | 11.9779 | 11.7601 | 11.5463 | 11.3364 | 11.1303 | 10.9279
WY | Commercial | Grocery | Existing | Refrigeration | Open Display Case | 5.1357 | 5.0424 | 4.9507 | 4.8607 | 4.7723 | 4.6855 | 4.6003 | 4.5167 | 4.4346 | 4.3539 | 4.2748 | 4.1971 | 4.1207 | 4.0458 | 3.9723 | 3.9 | 3.8291 | 3.7595 | 3.6912 | 3.624 | 3.5581 | 3.4935
WY | Commercial | Grocery | Existing | Refrigeration | Icemaker | 3.8725 | 3.8021 | 3.733 | 3.6651 | 3.5985 | 3.5331 | 3.4688 | 3.4058 | 3.3438 | 3.283 | 3.2233 | 3.1647 | 3.1072 | 3.0507 | 2.9952 | 2.9408 | 2.8873 | 2.8348 | 2.7833 | 2.7327 | 2.683 | 2.6342
WY | Commercial | Grocery | Existing | Refrigeration | Vending Machine | 0.72927 | 0.71601 | 0.70299 | 0.69021 | 0.67766 | 0.66534 | 0.65324 | 0.64136 | 0.6297 | 0.61825 | 0.60701 | 0.59597 | 0.58514 | 0.5745 | 0.56405 | 0.5538 | 0.54373 | 0.53384 | 0.52414 | 0.51461 | 0.50525 | 0.49607
WY | Commercial | Grocery | Existing | Food Preparation | Oven | 0.15988 | 0.15698 | 0.15412 | 0.15132 | 0.14857 | 0.14587 | 0.14322 | 0.14061 | 0.13806 | 0.13555 | 0.13308 | 0.13066 | 0.12829 | 0.12595 | 0.12366 | 0.12141 | 0.11921 | 0.11704 | 0.11491 | 0.11282 | 0.11077 | 0.10876
WY | Commercial | Grocery | Existing | Food Preparation | Fryer | 0.84749 | 0.83208 | 0.81695 | 0.8021 | 0.78751 | 0.77319 | 0.75914 | 0.74533 | 0.73178 | 0.71848 | 0.70541 | 0.69259 | 0.68 | 0.66763 | 0.65549 | 0.64357 | 0.63187 | 0.62038 | 0.60911 | 0.59803 | 0.58716 | 0.57648
WY | Commercial | Grocery | Existing | Food Preparation | Dishwasher | 0.31006 | 0.30442 | 0.29889 | 0.29345 | 0.28812 | 0.28288 | 0.27774 | 0.27269 | 0.26773 | 0.26286 | 0.25808 | 0.25339 | 0.24878 | 0.24426 | 0.23982 | 0.23546 | 0.23118 | 0.22697 | 0.22285 | 0.21879 | 0.21482 | 0.21091
WY | Commercial | Grocery | Existing | Food Preparation | Hot Food Container | 0.072283 | 0.070969 | 0.069679 | 0.068412 | 0.067168 | 0.065947 | 0.064748 | 0.063571 | 0.062415 | 0.06128 | 0.060166 | 0.059072 | 0.057998 | 0.056943 | 0.055908 | 0.054891 | 0.053893 | 0.052914 | 0.051951 | 0.051007 | 0.050079 | 0.049169
WY | Commercial | Grocery | Existing | Food Preparation | Steamer | 0.24212 | 0.23772 | 0.2334 | 0.22916 | 0.22499 | 0.2209 | 0.21688 | 0.21294 | 0.20907 | 0.20527 | 0.20153 | 0.19787 | 0.19427 | 0.19074 | 0.18727 | 0.18387 | 0.18052 | 0.17724 | 0.17402 | 0.17086 | 0.16775 | 0.1647
WY | Commercial | Grocery | Existing | Food Preparation | Griddle | 0 | 0 | 0 | 0 | 0 | 0 | 0 | 0 | 0 | 0 | 0 | 0 | 0 | 0 | 0 | 0 | 0 | 0 | 0 | 0 | 0 | 0
WY | Commercial | Grocery | Existing | Office Equipment | Desktop Computer | 0.02303 | 0.022103 | 0.021215 | 0.020362 | 0.019543 | 0.018757 | 0.018003 | 0.017279 | 0.016584 | 0.015917 | 0.015277 | 0.014663 | 0.014073 | 0.013507 | 0.012964 | 0.012443 | 0.011942 | 0.011462 | 0.011001 | 0.010559 | 0.010134 | 0.0097267
WY | Commercial | Grocery | Existing | Office Equipment | Laptop | 0.0031343 | 0.0031734 | 0.003213 | 0.0032531 | 0.0032938 | 0.0033349 | 0.0033765 | 0.0034187 | 0.0034614 | 0.0035046 | 0.0035483 | 0.0035926 | 0.0036375 | 0.0036829 | 0.0037289 | 0.0037755 | 0.0038226 | 0.0038703 | 0.0039187 | 0.0039676 | 0.0040171 | 0.0040673
WY | Commercial | Grocery | Existing | Office Equipment | Server | 0.055579 | 0.055779 | 0.055979 | 0.05618 | 0.056382 | 0.056585 | 0.056788 | 0.056992 | 0.057197 | 0.057402 | 0.057608 | 0.057815 | 0.058023 | 0.058231 | 0.058441 | 0.058651 | 0.058861 | 0.059073 | 0.059285 | 0.059498 | 0.059712 | 0.059926
WY | Commercial | Grocery | Existing | Office Equipment | Monitor | 0.0038886 | 0.0038358 | 0.0037838 | 0.0037324 | 0.0036818 | 0.0036319 | 0.0035826 | 0.003534 | 0.003486 | 0.0034387 | 0.0033921 | 0.0033461 | 0.0033007 | 0.0032559 | 0.0032117 | 0.0031682 | 0.0031252 | 0.0030828 | 0.003041 | 0.0029997 | 0.002959 | 0.0029189
WY | Commercial | Grocery | Existing | Office Equipment | Printer/Copier/Fax | 0.017368 | 0.017327 | 0.017286 | 0.017245 | 0.017204 | 0.017164 | 0.017123 | 0.017082 | 0.017042 | 0.017001 | 0.016961 | 0.016921 | 0.016881 | 0.016841 | 0.016801 | 0.016761 | 0.016721 | 0.016682 | 0.016642 | 0.016603 | 0.016563 | 0.016524
WY | Commercial | Grocery | Existing | Office Equipment | POS Terminal | 0.30041 | 0.29524 | 0.29015 | 0.28516 | 0.28025 | 0.27543 | 0.27069 | 0.26603 | 0.26145 | 0.25695 | 0.25253 | 0.24818 | 0.24391 | 0.23971 | 0.23558 | 0.23153 | 0.22754 | 0.22363 | 0.21978 | 0.21599 | 0.21228 | 0.20862
WY | Commercial | Grocery | Existing | Miscellaneous | Non-HVAC Motors | 0.29027 | 0.28499 | 0.27981 | 0.27472 | 0.26973 | 0.26482 | 0.26001 | 0.25528 | 0.25064 | 0.24608 | 0.24161 | 0.23722 | 0.2329 | 0.22867 | 0.22451 | 0.22043 | 0.21642 | 0.21249 | 0.20862 | 0.20483 | 0.20111 | 0.19745
WY | Commercial | Grocery | Existing | Miscellaneous | Pool Pump | 0 | 0 | 0 | 0 | 0 | 0 | 0 | 0 | 0 | 0 | 0 | 0 | 0 | 0 | 0 | 0 | 0 | 0 | 0 | 0 | 0 | 0
WY | Commercial | Grocery | Existing | Miscellaneous | Pool Heater | 0 | 0 | 0 | 0 | 0 | 0 | 0 | 0 | 0 | 0 | 0 | 0 | 0 | 0 | 0 | 0 | 0 | 0 | 0 | 0 | 0 | 0
WY | Commercial | Grocery | Existing | Miscellaneous | Clothes Washer | 0 | 0 | 0 | 0 | 0 | 0 | 0 | 0 | 0 | 0 | 0 | 0 | 0 | 0 | 0 | 0 | 0 | 0 | 0 | 0 | 0 | 0
WY | Commercial | Grocery | Existing | Miscellaneous | Clothes Dryer | 0 | 0 | 0 | 0 | 0 | 0 | 0 | 0 | 0 | 0 | 0 | 0 | 0 | 0 | 0 | 0 | 0 | 0 | 0 | 0 | 0 | 0
WY | Commercial | Grocery | Existing | Miscellaneous | Electric Vehicle Chargers | 0.00034498 | 0.00044028 | 0.00054121 | 0.00065193 | 0.00077658 | 0.00092349 | 0.0010981 | 0.0012316 | 0.0013458 | 0.001458 | 0.0015691 | 0.0016789 | 0.0017867 | 0.001892 | 0.0019938 | 0.0020924 | 0.0021882 | 0.0022813 | 0.0023704 | 0.0024568 | 0.0025386 | 0.0026153
WY | Commercial | Grocery | Existing | Miscellaneous | Other Miscellaneous | 0.8346 | 0.85209 | 0.86996 | 0.8882 | 0.90683 | 0.92584 | 0.94525 | 0.96507 | 0.98531 | 1.006 | 1.0271 | 1.0486 | 1.0706 | 1.093 | 1.1159 | 1.1393 | 1.1632 | 1.1876 | 1.2125 | 1.238 | 1.2639 | 1.2904
WY | Commercial | Grocery | Existing | Generation | Solar PV | -0.012507 | -0.013066 | -0.014705 | -0.016376 | -0.01859 | -0.020829 | -0.02377 | -0.026666 | -0.029884 | -0.033972 | -0.03818 | -0.043663 | -0.04772 | -0.051139 | -0.054465 | -0.057712 | -0.060867 | -0.063929 | -0.066899 | -0.069787 | -0.072582 | -0.075295
WY | Commercial | Grocery | New | Cooling | Air-Cooled Chiller | 0 | 0 | 0 | 0 | 0 | 0 | 0 | 0 | 0 | 0 | 0 | 0 | 0 | 0 | 0 | 0 | 0 | 0 | 0 | 0 | 0 | 0
WY | Commercial | Grocery | New | Cooling | Water-Cooled Chiller | 0 | 0 | 0 | 0 | 0 | 0 | 0 | 0 | 0 | 0 | 0 | 0 | 0 | 0 | 0 | 0 | 0 | 0 | 0 | 0 | 0 | 0
WY | Commercial | Grocery | New | Cooling | RTU | 0 | 0.0043783 | 0.0075606 | 0.01072 | 0.013871 | 0.017104 | 0.020342 | 0.023592 | 0.026839 | 0.030085 | 0.033315 | 0.036528 | 0.039739 | 0.042866 | 0.045988 | 0.049018 | 0.052047 | 0.055059 | 0.058054 | 0.061047 | 0.064016 | 0.066981
WY | Commercial | Grocery | New | Cooling | Packaged Terminal AC | 0 | 0.0067991 | 0.012469 | 0.018098 | 0.023711 | 0.029464 | 0.035226 | 0.041009 | 0.046788 | 0.052563 | 0.05831 | 0.064028 | 0.069741 | 0.075423 | 0.081086 | 0.086575 | 0.092051 | 0.09749 | 0.10289 | 0.10828 | 0.11362 | 0.11895
WY | Commercial | Grocery | New | Cooling | Packaged Terminal HP | 0 | 0.00012527 | 0.00022974 | 0.00033345 | 0.00043687 | 0.00054287 | 0.00064904 | 0.00075558 | 0.00086205 | 0.00096846 | 0.0010743 | 0.0011797 | 0.001285 | 0.0013896 | 0.001494 | 0.0015951 | 0.001696 | 0.0017962 | 0.0018958 | 0.0019951 | 0.0020935 | 0.0021917
WY | Commercial | Grocery | New | Cooling | Air-Source Heat Pump | 0 | 0 | 0 | 0 | 0 | 0 | 0 | 0 | 0 | 0 | 0 | 0 | 0 | 0 | 0 | 0 | 0 | 0 | 0 | 0 | 0 | 0
WY | Commercial | Grocery | New | Cooling | Geothermal Heat Pump | 0 | 0 | 0 | 0 | 0 | 0 | 0 | 0 | 0 | 0 | 0 | 0 | 0 | 0 | 0 | 0 | 0 | 0 | 0 | 0 | 0 | 0
WY | Commercial | Grocery | New | Space Heating | Electric Furnace | 0 | 0.0096601 | 0.017716 | 0.025821 | 0.033688 | 0.041406 | 0.048965 | 0.056621 | 0.063638 | 0.070726 | 0.07762 | 0.084674 | 0.090872 | 0.097236 | 0.10344 | 0.1099 | 0.11532 | 0.12104 | 0.1266 | 0.13259 | 0.13731 | 0.14247
WY | Commercial | Grocery | New | Space Heating | Electric Room Heat | 0 | 0 | 0 | 0 | 0 | 0 | 0 | 0 | 0 | 0 | 0 | 0 | 0 | 0 | 0 | 0 | 0 | 0 | 0 | 0 | 0 | 0
WY | Commercial | Grocery | New | Space Heating | Packaged Terminal HP | 0 | 5.8076e-05 | 0.0001065 | 0.00015523 | 0.00020253 | 0.00024893 | 0.00029437 | 0.0003404 | 0.00038259 | 0.0004252 | 0.00046664 | 0.00050905 | 0.00054631 | 0.00058458 | 0.00062185 | 0.00066071 | 0.00069332 | 0.00072769 | 0.00076113 | 0.00079714 | 0.00082552 | 0.0008565
WY | Commercial | Grocery | New | Space Heating | Air-Source Heat Pump | 0 | 0 | 0 | 0 | 0 | 0 | 0 | 0 | 0 | 0 | 0 | 0 | 0 | 0 | 0 | 0 | 0 | 0 | 0 | 0 | 0 | 0
WY | Commercial | Grocery | New | Space Heating | Geothermal Heat Pump | 0 | 0 | 0 | 0 | 0 | 0 | 0 | 0 | 0 | 0 | 0 | 0 | 0 | 0 | 0 | 0 | 0 | 0 | 0 | 0 | 0 | 0
WY | Commercial | Grocery | New | Ventilation | Ventilation | 0 | 0.046282 | 0.085202 | 0.12388 | 0.16244 | 0.19843 | 0.23396 | 0.26912 | 0.30376 | 0.33775 | 0.37106 | 0.40375 | 0.43596 | 0.4849 | 0.53301 | 0.58031 | 0.62705 | 0.67497 | 0.72357 | 0.77293 | 0.82259 | 0.87298
WY | Commercial | Grocery | New | Water Heating | Water Heater | 0 | 0.023379 | 0.042874 | 0.06223 | 0.08153 | 0.10058 | 0.11939 | 0.13801 | 0.15635 | 0.17442 | 0.19216 | 0.20956 | 0.22671 | 0.24353 | 0.26007 | 0.27633 | 0.2924 | 0.3082 | 0.32373 | 0.33908 | 0.35414 | 0.36902
WY | Commercial | Grocery | New | Interior Lighting | General Service Lighting | 0 | 0.015868 | 0.0291 | 0.040469 | 0.04919 | 0.057574 | 0.065226 | 0.072251 | 0.079391 | 0.085544 | 0.091907 | 0.098451 | 0.10505 | 0.11149 | 0.11704 | 0.12241 | 0.12764 | 0.13271 | 0.13773 | 0.14208 | 0.14653 | 0.15085
WY | Commercial | Grocery | New | Interior Lighting | Exempted Lighting | 0 | 1.1626e-05 | 2.1321e-05 | 3.0947e-05 | 3.9828e-05 | 4.839e-05 | 5.6361e-05 | 6.3738e-05 | 7.0929e-05 | 7.7341e-05 | 8.3908e-05 | 9.0391e-05 | 9.6688e-05 | 0.00010287 | 0.00010857 | 0.00011458 | 0.00012039 | 0.00012599 | 0.00013157 | 0.00013705 | 0.00014244 | 0.00014775
WY | Commercial | Grocery | New | Interior Lighting | High-Bay Lighting | 0 | 0.01045 | 0.019164 | 0.027816 | 0.036436 | 0.044946 | 0.053348 | 0.061661 | 0.069854 | 0.077924 | 0.085842 | 0.093611 | 0.10127 | 0.10877 | 0.11615 | 0.12341 | 0.13057 | 0.13762 | 0.14455 | 0.15139 | 0.15811 | 0.16475
WY | Commercial | Grocery | New | Interior Lighting | Linear Lighting | 0 | 0.1577 | 0.28921 | 0.41978 | 0.54708 | 0.67275 | 0.79683 | 0.9196 | 1.0406 | 1.1581 | 1.2734 | 1.3865 | 1.4979 | 1.6073 | 1.7137 | 1.8183 | 1.9216 | 2.0232 | 2.1231 | 2.2219 | 2.3172 | 2.4105
WY | Commercial | Grocery | New | Exterior Lighting | General Service Lighting | 0 | 0.01148 | 0.021053 | 0.028871 | 0.034115 | 0.039129 | 0.043913 | 0.04891 | 0.054137 | 0.057957 | 0.06186 | 0.065952 | 0.070181 | 0.074301 | 0.07766 | 0.080898 | 0.084042 | 0.087069 | 0.090066 | 0.092531 | 0.095091 | 0.097558
WY | Commercial | Grocery | New | Exterior Lighting | Area Lighting | 0 | 0.0031877 | 0.0058458 | 0.008485 | 0.011042 | 0.013566 | 0.016058 | 0.018524 | 0.020954 | 0.023305 | 0.025613 | 0.027876 | 0.030094 | 0.03226 | 0.034339 | 0.03638 | 0.038392 | 0.040367 | 0.042306 | 0.044219 | 0.046096 | 0.047952
WY | Commercial | Grocery | New | Exterior Lighting | Linear Lighting | 0 | 0.013183 | 0.024176 | 0.03509 | 0.045732 | 0.056237 | 0.066609 | 0.076872 | 0.086985 | 0.096807 | 0.10644 | 0.1159 | 0.12522 | 0.13436 | 0.14325 | 0.15199 | 0.16063 | 0.16913 | 0.17748 | 0.18573 | 0.1937 | 0.2015
WY | Commercial | Grocery | New | Refrigeration | Walk-in Refrigerator/Freezer | 0 | 0.0094929 | 0.017409 | 0.025268 | 0.033105 | 0.040841 | 0.048479 | 0.056037 | 0.063485 | 0.070824 | 0.078026 | 0.085091 | 0.092054 | 0.098885 | 0.1056 | 0.1122 | 0.11873 | 0.12514 | 0.13145 | 0.13768 | 0.1438 | 0.14984
WY | Commercial | Grocery | New | Refrigeration | Reach-in Refrigerator/Freezer | 0 | 0.018398 | 0.033739 | 0.048971 | 0.064159 | 0.079152 | 0.093955 | 0.1086 | 0.12304 | 0.13726 | 0.15122 | 0.16491 | 0.17841 | 0.19164 | 0.20466 | 0.21746 | 0.2301 | 0.24253 | 0.25476 | 0.26684 | 0.27868 | 0.29039
WY | Commercial | Grocery | New | Refrigeration | Glass Door Display | 0 | 0.41013 | 0.75213 | 1.0917 | 1.4303 | 1.7645 | 2.0945 | 2.421 | 2.7428 | 3.0599 | 3.371 | 3.6763 | 3.9771 | 4.2722 | 4.5623 | 4.8476 | 5.1295 | 5.4066 | 5.6791 | 5.9484 | 6.2125 | 6.4736
WY | Commercial | Grocery | New | Refrigeration | Open Display Case | 0 | 0.13111 | 0.24044 | 0.34899 | 0.45723 | 0.56408 | 0.66957 | 0.77395 | 0.87682 | 0.97819 | 1.0777 | 1.1752 | 1.2714 | 1.3657 | 1.4585 | 1.5497 | 1.6398 | 1.7284 | 1.8155 | 1.9016 | 1.986 | 2.0695
WY | Commercial | Grocery | New | Refrigeration | Icemaker | 0 | 0.098862 | 0.1813 | 0.26315 | 0.34477 | 0.42533 | 0.50488 | 0.58359 | 0.66115 | 0.73759 | 0.81259 | 0.88617 | 0.95869 | 1.0298 | 1.0998 | 1.1685 | 1.2365 | 1.3033 | 1.369 | 1.4339 | 1.4975 | 1.5605
WY | Commercial | Grocery | New | Refrigeration | Vending Machine | 0 | 0.018617 | 0.034143 | 0.049556 | 0.064925 | 0.080098 | 0.095078 | 0.1099 | 0.12451 | 0.1389 | 0.15302 | 0.16688 | 0.18054 | 0.19393 | 0.20711 | 0.22006 | 0.23285 | 0.24543 | 0.2578 | 0.27003 | 0.28201 | 0.29386
WY | Commercial | Grocery | New | Food Preparation | Oven | 0 | 0.0040817 | 0.0074854 | 0.010865 | 0.014234 | 0.017561 | 0.020845 | 0.024095 | 0.027297 | 0.030453 | 0.033549 | 0.036587 | 0.039581 | 0.042518 | 0.045406 | 0.048245 | 0.05105 | 0.053808 | 0.05652 | 0.0592 | 0.061829 | 0.064427
WY | Commercial | Grocery | New | Food Preparation | Fryer | 0 | 0.021636 | 0.039677 | 0.05759 | 0.07545 | 0.093082 | 0.11049 | 0.12772 | 0.14469 | 0.16142 | 0.17783 | 0.19393 | 0.2098 | 0.22537 | 0.24068 | 0.25573 | 0.2706 | 0.28522 | 0.29959 | 0.3138 | 0.32773 | 0.3415
WY | Commercial | Grocery | New | Food Preparation | Dishwasher | 0 | 0.0079155 | 0.014516 | 0.02107 | 0.027604 | 0.034055 | 0.040424 | 0.046726 | 0.052936 | 0.059056 | 0.065061 | 0.070952 | 0.076758 | 0.082454 | 0.088054 | 0.09356 | 0.099 | 0.10435 | 0.10961 | 0.11481 | 0.1199 | 0.12494
WY | Commercial | Grocery | New | Food Preparation | Hot Food Container | 0 | 0.0018453 | 0.0033841 | 0.0049119 | 0.0064353 | 0.0079391 | 0.0094239 | 0.010893 | 0.012341 | 0.013768 | 0.015168 | 0.016541 | 0.017895 | 0.019222 | 0.020528 | 0.021811 | 0.02308 | 0.024327 | 0.025553 | 0.026764 | 0.027953 | 0.029127
WY | Commercial | Grocery | New | Food Preparation | Steamer | 0 | 0.0061812 | 0.011336 | 0.016453 | 0.021556 | 0.026593 | 0.031567 | 0.036488 | 0.041338 | 0.046117 | 0.050806 | 0.055406 | 0.05994 | 0.064388 | 0.068761 | 0.073061 | 0.077309 | 0.081486 | 0.085593 | 0.089651 | 0.093632 | 0.097566
WY | Commercial | Grocery | New | Food Preparation | Griddle | 0 | 0 | 0 | 0 | 0 | 0 | 0 | 0 | 0 | 0 | 0 | 0 | 0 | 0 | 0 | 0 | 0 | 0 | 0 | 0 | 0 | 0
WY | Commercial | Grocery | New | Office Equipment | Desktop Computer | 0 | 0.00057473 | 0.0010303 | 0.0014619 | 0.0018724 | 0.0022581 | 0.0026202 | 0.0029608 | 0.003279 | 0.003576 | 0.0038513 | 0.0041058 | 0.0043421 | 0.0045596 | 0.00476 | 0.0049442 | 0.0051143 | 0.0052696 | 0.005411 | 0.0055404 | 0.0056566 | 0.005762
WY | Commercial | Grocery | New | Office Equipment | Laptop | 0 | 8.2514e-05 | 0.00015605 | 0.00023357 | 0.00031557 | 0.00040148 | 0.00049145 | 0.00058581 | 0.00068439 | 0.00078737 | 0.00089452 | 0.001006 | 0.0011223 | 0.0012432 | 0.0013692 | 0.0015002 | 0.001637 | 0.0017794 | 0.0019274 | 0.0020819 | 0.0022422 | 0.0024094
WY | Commercial | Grocery | New | Office Equipment | Server | 0 | 0.0014417 | 0.0026866 | 0.0039622 | 0.0052747 | 0.0066121 | 0.0079751 | 0.0093668 | 0.010783 | 0.012223 | 0.013683 | 0.015162 | 0.016667 | 0.018192 | 0.01974 | 0.021312 | 0.022915 | 0.024542 | 0.026194 | 0.027878 | 0.029584 | 0.031324
WY | Commercial | Grocery | New | Office Equipment | Monitor | 0 | 9.9738e-05 | 0.00018377 | 0.00026799 | 0.00035275 | 0.00043723 | 0.00052144 | 0.00060556 | 0.00068927 | 0.00077257 | 0.00085513 | 0.00093695 | 0.0010184 | 0.0010991 | 0.0011793 | 0.0012589 | 0.0013383 | 0.0014173 | 0.0014957 | 0.001574 | 0.0016516 | 0.0017291
WY | Commercial | Grocery | New | Office Equipment | Printer/Copier/Fax | 0 | 0.00044734 | 0.00082767 | 0.001212 | 0.001602 | 0.0019939 | 0.0023879 | 0.0027847 | 0.0031828 | 0.0035824 | 0.0039817 | 0.0043809 | 0.0047815 | 0.0051819 | 0.0055831 | 0.0059849 | 0.0063892 | 0.0067943 | 0.0072001 | 0.0076086 | 0.008017 | 0.0084282
WY | Commercial | Grocery | New | Office Equipment | POS Terminal | 0 | 0.0076691 | 0.014064 | 0.020414 | 0.026745 | 0.032995 | 0.039165 | 0.045271 | 0.051288 | 0.057218 | 0.063035 | 0.068743 | 0.074369 | 0.079887 | 0.085313 | 0.090647 | 0.095918 | 0.1011 | 0.1062 | 0.11123 | 0.11617 | 0.12105
WY | Commercial | Grocery | New | Miscellaneous | Non-HVAC Motors | 0 | 0.0074103 | 0.01359 | 0.019725 | 0.025842 | 0.031881 | 0.037844 | 0.043744 | 0.049557 | 0.055287 | 0.060909 | 0.066424 | 0.071859 | 0.077192 | 0.082434 | 0.087589 | 0.092682 | 0.097689 | 0.10261 | 0.10748 | 0.11225 | 0.11697
WY | Commercial | Grocery | New | Miscellaneous | Pool Pump | 0 | 0 | 0 | 0 | 0 | 0 | 0 | 0 | 0 | 0 | 0 | 0 | 0 | 0 | 0 | 0 | 0 | 0 | 0 | 0 | 0 | 0
WY | Commercial | Grocery | New | Miscellaneous | Pool Heater | 0 | 0 | 0 | 0 | 0 | 0 | 0 | 0 | 0 | 0 | 0 | 0 | 0 | 0 | 0 | 0 | 0 | 0 | 0 | 0 | 0 | 0
WY | Commercial | Grocery | New | Miscellaneous | Clothes Washer | 0 | 0 | 0 | 0 | 0 | 0 | 0 | 0 | 0 | 0 | 0 | 0 | 0 | 0 | 0 | 0 | 0 | 0 | 0 | 0 | 0 | 0
WY | Commercial | Grocery | New | Miscellaneous | Clothes Dryer | 0 | 0 | 0 | 0 | 0 | 0 | 0 | 0 | 0 | 0 | 0 | 0 | 0 | 0 | 0 | 0 | 0 | 0 | 0 | 0 | 0 | 0
WY | Commercial | Grocery | New | Miscellaneous | Electric Vehicle Chargers | 0 | 1.2351e-05 | 2.7804e-05 | 4.8785e-05 | 7.6673e-05 | 0.00011358 | 0.00016222 | 0.00021333 | 0.0002682 | 0.00032948 | 0.00039729 | 0.00047164 | 0.00055262 | 0.00063986 | 0.00073309 | 0.00083231 | 0.00093786 | 0.0010495 | 0.0011665 | 0.0012896 | 0.0014174 | 0.0015496
WY | Commercial | Grocery | New | Miscellaneous | Other Miscellaneous | 0 | 0.022034 | 0.041788 | 0.062725 | 0.084984 | 0.10842 | 0.1331 | 0.1591 | 0.1864 | 0.21505 | 0.24501 | 0.27632 | 0.30914 | 0.34342 | 0.37927 | 0.41675 | 0.45604 | 0.49709 | 0.53998 | 0.5849 | 0.63173 | 0.68075
WY | Commercial | Grocery | New | Generation | Solar PV | 0 | -0.00033973 | -0.0007142 | -0.0011758 | -0.0017811 | -0.0025075 | -0.0034596 | -0.0045694 | -0.0059087 | -0.0076325 | -0.009625 | -0.012226 | -0.014723 | -0.017263 | -0.019998 | -0.022932 | -0.026066 | -0.029391 | -0.032905 | -0.036619 | -0.040513 | -0.044604
WY | Commercial | Health | Existing | Cooling | Air-Cooled Chiller | 2.4343 | 2.3655 | 2.2968 | 2.2286 | 2.1614 | 2.1106 | 2.0603 | 2.0109 | 1.9626 | 1.9156 | 1.8699 | 1.8258 | 1.7834 | 1.7428 | 1.7042 | 1.6643 | 1.6266 | 1.5909 | 1.557 | 1.5247 | 1.4938 | 1.4643
WY | Commercial | Health | Existing | Cooling | Water-Cooled Chiller | 8.9594 | 8.9171 | 8.8824 | 8.8536 | 8.8273 | 8.8656 | 8.9012 | 8.9339 | 8.9632 | 8.9684 | 8.9661 | 8.9578 | 8.9418 | 8.9167 | 8.8841 | 8.8269 | 8.7612 | 8.689 | 8.6113 | 8.5098 | 8.4055 | 8.2982
WY | Commercial | Health | Existing | Cooling | RTU | 2.3895 | 2.3444 | 2.2902 | 2.2362 | 2.1824 | 2.1446 | 2.1064 | 2.0682 | 2.0298 | 1.9915 | 1.9533 | 1.9152 | 1.8773 | 1.8407 | 1.8061 | 1.7701 | 1.7359 | 1.7032 | 1.672 | 1.642 | 1.6132 | 1.5854
WY | Commercial | Health | Existing | Cooling | Packaged Terminal AC | 0.052627 | 0.051634 | 0.050659 | 0.049704 | 0.048766 | 0.048193 | 0.047624 | 0.047059 | 0.046498 | 0.04594 | 0.045387 | 0.044837 | 0.044292 | 0.04375 | 0.043213 | 0.042604 | 0.042002 | 0.041407 | 0.040819 | 0.040239 | 0.039666 | 0.0391
WY | Commercial | Health | Existing | Cooling | Packaged Terminal HP | 0 | 0 | 0 | 0 | 0 | 0 | 0 | 0 | 0 | 0 | 0 | 0 | 0 | 0 | 0 | 0 | 0 | 0 | 0 | 0 | 0 | 0
WY | Commercial | Health | Existing | Cooling | Air-Source Heat Pump | 0.083403 | 0.081564 | 0.079516 | 0.077486 | 0.075481 | 0.074043 | 0.072614 | 0.071197 | 0.069799 | 0.068424 | 0.067074 | 0.065753 | 0.064479 | 0.063265 | 0.062106 | 0.060888 | 0.05972 | 0.058599 | 0.057521 | 0.056483 | 0.05548 | 0.054511
WY | Commercial | Health | Existing | Cooling | Geothermal Heat Pump | 0.24295 | 0.23637 | 0.22979 | 0.22327 | 0.21687 | 0.21215 | 0.20755 | 0.20308 | 0.19877 | 0.19466 | 0.19076 | 0.18709 | 0.18361 | 0.18031 | 0.17718 | 0.17387 | 0.1707 | 0.16766 | 0.16474 | 0.16192 | 0.15919 | 0.15655
WY | Commercial | Health | Existing | Space Heating | Electric Furnace | 0 | 0 | 0 | 0 | 0 | 0 | 0 | 0 | 0 | 0 | 0 | 0 | 0 | 0 | 0 | 0 | 0 | 0 | 0 | 0 | 0 | 0
WY | Commercial | Health | Existing | Space Heating | Electric Room Heat | 0.34262 | 0.33616 | 0.32982 | 0.32494 | 0.31749 | 0.31034 | 0.30334 | 0.29773 | 0.2898 | 0.28325 | 0.27685 | 0.2717 | 0.26445 | 0.25846 | 0.25259 | 0.24782 | 0.24112 | 0.23557 | 0.23015 | 0.22579 | 0.21966 | 0.21459
WY | Commercial | Health | Existing | Space Heating | Packaged Terminal HP | 0 | 0 | 0 | 0 | 0 | 0 | 0 | 0 | 0 | 0 | 0 | 0 | 0 | 0 | 0 | 0 | 0 | 0 | 0 | 0 | 0 | 0
WY | Commercial | Health | Existing | Space Heating | Air-Source Heat Pump | 0.2201 | 0.21595 | 0.21167 | 0.20831 | 0.2033 | 0.19847 | 0.19375 | 0.1899 | 0.18458 | 0.18015 | 0.1758 | 0.17227 | 0.16742 | 0.1634 | 0.15949 | 0.1563 | 0.15192 | 0.14828 | 0.14474 | 0.14189 | 0.13794 | 0.13467
WY | Commercial | Health | Existing | Space Heating | Geothermal Heat Pump | 0.60506 | 0.5926 | 0.58031 | 0.57059 | 0.55635 | 0.5427 | 0.52939 | 0.51858 | 0.50383 | 0.49159 | 0.47971 | 0.47014 | 0.45701 | 0.44615 | 0.4356 | 0.42699 | 0.41512 | 0.40529 | 0.39571 | 0.38799 | 0.37728 | 0.3684
WY | Commercial | Health | Existing | Ventilation | Ventilation | 19.4985 | 18.8866 | 18.2733 | 17.6696 | 17.0748 | 16.47 | 15.879 | 15.304 | 14.7476 | 14.2104 | 13.6956 | 13.2035 | 12.7348 | 12.2901 | 11.8703 | 11.475 | 11.1024 | 10.7528 | 10.4248 | 10.1124 | 9.8167 | 9.5378
WY | Commercial | Health | Existing | Water Heating | Water Heater | 1.2009 | 1.1644 | 1.1262 | 1.0868 | 1.0467 | 1.0062 | 0.96551 | 0.92493 | 0.88461 | 0.84472 | 0.80537 | 0.76665 | 0.7324 | 0.70195 | 0.67472 | 0.65022 | 0.61044 | 0.57328 | 0.5383 | 0.5023 | 0.46787 | 0.43489
WY | Commercial | Health | Existing | Interior Lighting | General Service Lighting | 4.5674 | 4.4048 | 4.2154 | 3.9572 | 3.607 | 3.2386 | 2.9465 | 2.7038 | 2.5057 | 2.3365 | 2.1971 | 2.0847 | 1.9925 | 1.9119 | 1.8337 | 1.7625 | 1.6972 | 1.637 | 1.5821 | 1.5249 | 1.4695 | 1.4135
WY | Commercial | Health | Existing | Interior Lighting | Exempted Lighting | 0.034556 | 0.033904 | 0.033265 | 0.032637 | 0.031513 | 0.030327 | 0.028974 | 0.027346 | 0.025676 | 0.02393 | 0.022405 | 0.021248 | 0.020373 | 0.019819 | 0.019321 | 0.018943 | 0.018597 | 0.01824 | 0.01793 | 0.017471 | 0.016945 | 0.016399
WY | Commercial | Health | Existing | Interior Lighting | High-Bay Lighting | 2.8647 | 2.8035 | 2.7431 | 2.6837 | 2.6246 | 2.5667 | 2.5101 | 2.4549 | 2.4011 | 2.3482 | 2.2968 | 2.2469 | 2.1986 | 2.1518 | 2.1059 | 2.0613 | 2.0181 | 1.976 | 1.9351 | 1.8953 | 1.8565 | 1.8188
WY | Commercial | Health | Existing | Interior Lighting | Linear Lighting | 16.2918 | 15.9844 | 15.6828 | 15.3869 | 15.0873 | 14.7928 | 14.5033 | 14.219 | 13.9399 | 13.659 | 13.3833 | 13.1128 | 12.8476 | 12.5875 | 12.3276 | 12.0729 | 11.8233 | 11.5787 | 11.3391 | 11.1043 | 10.8768 | 10.6554
WY | Commercial | Health | Existing | Exterior Lighting | General Service Lighting | 0.24177 | 0.23322 | 0.22327 | 0.20912 | 0.18878 | 0.16743 | 0.15053 | 0.13737 | 0.12729 | 0.11799 | 0.11016 | 0.10388 | 0.098883 | 0.094535 | 0.090262 | 0.086393 | 0.082865 | 0.079618 | 0.076669 | 0.073574 | 0.070581 | 0.067543
WY | Commercial | Health | Existing | Exterior Lighting | Area Lighting | 0.114 | 0.11185 | 0.10974 | 0.10767 | 0.10552 | 0.1034 | 0.10133 | 0.099283 | 0.097276 | 0.095222 | 0.093204 | 0.091223 | 0.089291 | 0.087406 | 0.085509 | 0.083664 | 0.08187 | 0.080122 | 0.078419 | 0.076757 | 0.075143 | 0.073571
WY | Commercial | Health | Existing | Exterior Lighting | Linear Lighting | 0.38009 | 0.37291 | 0.36588 | 0.35897 | 0.35199 | 0.34511 | 0.33836 | 0.33173 | 0.32522 | 0.31866 | 0.31223 | 0.30592 | 0.29973 | 0.29366 | 0.2876 | 0.28166 | 0.27584 | 0.27013 | 0.26454 | 0.25906 | 0.25376 | 0.24859
WY | Commercial | Health | Existing | Refrigeration | Walk-in Refrigerator/Freezer | 0.22748 | 0.22319 | 0.21898 | 0.21484 | 0.21079 | 0.20681 | 0.20291 | 0.19908 | 0.19533 | 0.19164 | 0.18803 | 0.18448 | 0.181 | 0.17758 | 0.17423 | 0.17094 | 0.16772 | 0.16455 | 0.16145 | 0.1584 | 0.15541 | 0.15248
WY | Commercial | Health | Existing | Refrigeration | Reach-in Refrigerator/Freezer | 0.84834 | 0.83233 | 0.81663 | 0.80122 | 0.7861 | 0.77127 | 0.75672 | 0.74244 | 0.72843 | 0.71469 | 0.7012 | 0.68797 | 0.67499 | 0.66225 | 0.64976 | 0.6375 | 0.62547 | 0.61367 | 0.60209 | 0.59073 | 0.57959 | 0.56865
WY | Commercial | Health | Existing | Refrigeration | Glass Door Display | 0.22508 | 0.22083 | 0.21667 | 0.21258 | 0.20857 | 0.20463 | 0.20077 | 0.19698 | 0.19327 | 0.18962 | 0.18604 | 0.18253 | 0.17909 | 0.17571 | 0.17239 | 0.16914 | 0.16595 | 0.16282 | 0.15975 | 0.15673 | 0.15378 | 0.15087
WY | Commercial | Health | Existing | Refrigeration | Open Display Case | 0.21497 | 0.21092 | 0.20694 | 0.20303 | 0.1992 | 0.19544 | 0.19176 | 0.18814 | 0.18459 | 0.18111 | 0.17769 | 0.17434 | 0.17105 | 0.16782 | 0.16465 | 0.16155 | 0.1585 | 0.15551 | 0.15257 | 0.1497 | 0.14687 | 0.1441
WY | Commercial | Health | Existing | Refrigeration | Icemaker | 1.0499 | 1.0301 | 1.0107 | 0.9916 | 0.97289 | 0.95453 | 0.93652 | 0.91885 | 0.90151 | 0.8845 | 0.86781 | 0.85144 | 0.83538 | 0.81961 | 0.80415 | 0.78898 | 0.77409 | 0.75949 | 0.74516 | 0.7311 | 0.7173 | 0.70377
WY | Commercial | Health | Existing | Refrigeration | Vending Machine | 0.32851 | 0.32232 | 0.31623 | 0.31027 | 0.30441 | 0.29867 | 0.29303 | 0.28751 | 0.28208 | 0.27676 | 0.27154 | 0.26641 | 0.26139 | 0.25645 | 0.25162 | 0.24687 | 0.24221 | 0.23764 | 0.23316 | 0.22876 | 0.22444 | 0.22021
WY | Commercial | Health | Existing | Food Preparation | Oven | 2.1034 | 2.0637 | 2.0248 | 1.9866 | 1.9491 | 1.9123 | 1.8763 | 1.8409 | 1.8061 | 1.7721 | 1.7386 | 1.7058 | 1.6736 | 1.642 | 1.6111 | 1.5807 | 1.5508 | 1.5216 | 1.4929 | 1.4647 | 1.4371 | 1.41
WY | Commercial | Health | Existing | Food Preparation | Fryer | 0.25437 | 0.24957 | 0.24486 | 0.24024 | 0.23571 | 0.23126 | 0.2269 | 0.22261 | 0.21841 | 0.21429 | 0.21025 | 0.20628 | 0.20239 | 0.19857 | 0.19483 | 0.19115 | 0.18754 | 0.184 | 0.18053 | 0.17713 | 0.17378 | 0.17051
WY | Commercial | Health | Existing | Food Preparation | Dishwasher | 0.69643 | 0.68329 | 0.67039 | 0.65775 | 0.64533 | 0.63316 | 0.62121 | 0.60949 | 0.59799 | 0.58671 | 0.57564 | 0.56478 | 0.55412 | 0.54367 | 0.53341 | 0.52334 | 0.51347 | 0.50378 | 0.49428 | 0.48495 | 0.4758 | 0.46682
WY | Commercial | Health | Existing | Food Preparation | Hot Food Container | 0.0090694 | 0.0088983 | 0.0087304 | 0.0085657 | 0.0084041 | 0.0082455 | 0.0080899 | 0.0079373 | 0.0077875 | 0.0076406 | 0.0074964 | 0.007355 | 0.0072162 | 0.00708 | 0.0069465 | 0.0068154 | 0.0066868 | 0.0065606 | 0.0064369 | 0.0063154 | 0.0061962 | 0.0060793
WY | Commercial | Health | Existing | Food Preparation | Steamer | 0.11088 | 0.10879 | 0.10674 | 0.10473 | 0.10275 | 0.10081 | 0.098909 | 0.097043 | 0.095212 | 0.093415 | 0.091653 | 0.089924 | 0.088227 | 0.086562 | 0.084929 | 0.083327 | 0.081754 | 0.080212 | 0.078698 | 0.077214 | 0.075757 | 0.074327
WY | Commercial | Health | Existing | Food Preparation | Griddle | 0.11984 | 0.11758 | 0.11536 | 0.11318 | 0.11105 | 0.10895 | 0.1069 | 0.10488 | 0.1029 | 0.10096 | 0.099055 | 0.097186 | 0.095353 | 0.093553 | 0.091788 | 0.090056 | 0.088357 | 0.08669 | 0.085054 | 0.08345 | 0.081875 | 0.08033
WY | Commercial | Health | Existing | Office Equipment | Desktop Computer | 6.645 | 6.3733 | 6.1128 | 5.8628 | 5.6232 | 5.3933 | 5.1728 | 4.9613 | 4.7585 | 4.5639 | 4.3773 | 4.1984 | 4.0267 | 3.8621 | 3.7042 | 3.5528 | 3.4075 | 3.2682 | 3.1346 | 3.0065 | 2.8835 | 2.7657
WY | Commercial | Health | Existing | Office Equipment | Laptop | 1.4131 | 1.4178 | 1.4226 | 1.4273 | 1.4321 | 1.4369 | 1.4417 | 1.4465 | 1.4514 | 1.4562 | 1.4611 | 1.466 | 1.4709 | 1.4758 | 1.4808 | 1.4857 | 1.4907 | 1.4957 | 1.5007 | 1.5057 | 1.5108 | 1.5158
WY | Commercial | Health | Existing | Office Equipment | Server | 2.8808 | 2.8891 | 2.8975 | 2.9059 | 2.9143 | 2.9227 | 2.9311 | 2.9396 | 2.9481 | 2.9566 | 2.9652 | 2.9738 | 2.9824 | 2.991 | 2.9996 | 3.0083 | 3.017 | 3.0257 | 3.0345 | 3.0432 | 3.052 | 3.0609
WY | Commercial | Health | Existing | Office Equipment | Monitor | 1.122 | 1.106 | 1.0903 | 1.0747 | 1.0594 | 1.0443 | 1.0294 | 1.0147 | 1.0003 | 0.986 | 0.97194 | 0.95809 | 0.94443 | 0.93096 | 0.91769 | 0.90461 | 0.89171 | 0.879 | 0.86647 | 0.85412 | 0.84194 | 0.82994
WY | Commercial | Health | Existing | Office Equipment | Printer/Copier/Fax | 1.6691 | 1.664 | 1.6589 | 1.6538 | 1.6488 | 1.6437 | 1.6387 | 1.6336 | 1.6286 | 1.6236 | 1.6186 | 1.6137 | 1.6087 | 1.6038 | 1.5989 | 1.594 | 1.5891 | 1.5842 | 1.5793 | 1.5745 | 1.5697 | 1.5648
WY | Commercial | Health | Existing | Office Equipment | POS Terminal | 1.4496 | 1.4236 | 1.3981 | 1.3731 | 1.3485 | 1.3244 | 1.3007 | 1.2774 | 1.2546 | 1.2321 | 1.21 | 1.1884 | 1.1671 | 1.1462 | 1.1257 | 1.1056 | 1.0858 | 1.0663 | 1.0472 | 1.0285 | 1.0101 | 0.99201
WY | Commercial | Health | Existing | Miscellaneous | Non-HVAC Motors | 2.7624 | 2.7103 | 2.6592 | 2.609 | 2.5598 | 2.5115 | 2.4641 | 2.4176 | 2.372 | 2.3272 | 2.2833 | 2.2402 | 2.198 | 2.1565 | 2.1158 | 2.0759 | 2.0367 | 1.9983 | 1.9606 | 1.9236 | 1.8873 | 1.8517
WY | Commercial | Health | Existing | Miscellaneous | Pool Pump | 0 | 0 | 0 | 0 | 0 | 0 | 0 | 0 | 0 | 0 | 0 | 0 | 0 | 0 | 0 | 0 | 0 | 0 | 0 | 0 | 0 | 0
WY | Commercial | Health | Existing | Miscellaneous | Pool Heater | 0 | 0 | 0 | 0 | 0 | 0 | 0 | 0 | 0 | 0 | 0 | 0 | 0 | 0 | 0 | 0 | 0 | 0 | 0 | 0 | 0 | 0
WY | Commercial | Health | Existing | Miscellaneous | Clothes Washer | 0.0068372 | 0.0067082 | 0.0065817 | 0.0064575 | 0.0063356 | 0.0062161 | 0.0060988 | 0.0059837 | 0.0058708 | 0.0057601 | 0.0056514 | 0.0055448 | 0.0054401 | 0.0053375 | 0.0052368 | 0.005138 | 0.005041 | 0.0049459 | 0.0048526 | 0.004761 | 0.0046712 | 0.0045831
WY | Commercial | Health | Existing | Miscellaneous | Clothes Dryer | 0.121 | 0.11871 | 0.11647 | 0.11428 | 0.11212 | 0.11001 | 0.10793 | 0.10589 | 0.1039 | 0.10194 | 0.10001 | 0.098125 | 0.096274 | 0.094457 | 0.092675 | 0.090926 | 0.089211 | 0.087527 | 0.085876 | 0.084256 | 0.082666 | 0.081106
WY | Commercial | Health | Existing | Miscellaneous | Electric Vehicle Chargers | 0.0003261 | 0.00041587 | 0.00051083 | 0.0006149 | 0.00073196 | 0.00086983 | 0.0010336 | 0.0011585 | 0.0012649 | 0.0013695 | 0.0014728 | 0.0015748 | 0.0016748 | 0.0017722 | 0.0018663 | 0.0019572 | 0.0020454 | 0.0021309 | 0.0022126 | 0.0022917 | 0.0023664 | 0.0024361
WY | Commercial | Health | Existing | Miscellaneous | Other Miscellaneous | 12.056 | 12.3002 | 12.5493 | 12.8035 | 13.0628 | 13.3274 | 13.5974 | 13.8728 | 14.1537 | 14.4404 | 14.7329 | 15.0313 | 15.3357 | 15.6464 | 15.9633 | 16.2866 | 16.6165 | 16.953 | 17.2964 | 17.6467 | 18.0041 | 18.3688
WY | Commercial | Health | Existing | Generation | Solar PV | -0.051937 | -0.054218 | -0.060978 | -0.067859 | -0.076981 | -0.086191 | -0.098291 | -0.11019 | -0.1234 | -0.14019 | -0.15744 | -0.17992 | -0.1965 | -0.21043 | -0.22397 | -0.23715 | -0.24994 | -0.26233 | -0.27433 | -0.28597 | -0.29722 | -0.30811
WY | Commercial | Health | New | Cooling | Air-Cooled Chiller | 0 | 0.045052 | 0.082772 | 0.12019 | 0.15779 | 0.19629 | 0.23483 | 0.27347 | 0.31117 | 0.34882 | 0.38627 | 0.42351 | 0.46099 | 0.49826 | 0.53539 | 0.57134 | 0.60719 | 0.64274 | 0.67801 | 0.71316 | 0.74843 | 0.78358
WY | Commercial | Health | New | Cooling | Water-Cooled Chiller | 0 | 0.27135 | 0.49853 | 0.72387 | 0.94792 | 1.1778 | 1.4079 | 1.6387 | 1.8691 | 2.089 | 2.3076 | 2.525 | 2.7421 | 2.9579 | 3.1729 | 3.381 | 3.5881 | 3.7928 | 3.9945 | 4.1823 | 4.3666 | 4.5483
WY | Commercial | Health | New | Cooling | RTU | 0 | 0.048827 | 0.084461 | 0.11981 | 0.15501 | 0.19112 | 0.22726 | 0.2635 | 0.2997 | 0.33584 | 0.3718 | 0.40756 | 0.44326 | 0.47801 | 0.51269 | 0.54633 | 0.57992 | 0.61332 | 0.64652 | 0.67967 | 0.71253 | 0.74533
WY | Commercial | Health | New | Cooling | Packaged Terminal AC | 0 | 0.0013796 | 0.0025347 | 0.0036805 | 0.0048218 | 0.0059909 | 0.0071609 | 0.0083342 | 0.009506 | 0.010676 | 0.01184 | 0.012998 | 0.014154 | 0.015303 | 0.016448 | 0.017556 | 0.018662 | 0.019759 | 0.020848 | 0.021935 | 0.02301 | 0.024083
WY | Commercial | Health | New | Cooling | Packaged Terminal HP | 0 | 0 | 0 | 0 | 0 | 0 | 0 | 0 | 0 | 0 | 0 | 0 | 0 | 0 | 0 | 0 | 0 | 0 | 0 | 0 | 0 | 0
WY | Commercial | Health | New | Cooling | Air-Source Heat Pump | 0 | 0.0015978 | 0.0028122 | 0.0040168 | 0.0052168 | 0.0064469 | 0.0076781 | 0.0089127 | 0.010146 | 0.011377 | 0.012602 | 0.01382 | 0.015022 | 0.016218 | 0.017411 | 0.018566 | 0.019719 | 0.020864 | 0.022002 | 0.023136 | 0.024261 | 0.025383
WY | Commercial | Health | New | Cooling | Geothermal Heat Pump | 0 | 0.004551 | 0.0083615 | 0.012141 | 0.015906 | 0.019763 | 0.023622 | 0.027493 | 0.031358 | 0.035219 | 0.039059 | 0.042878 | 0.04669 | 0.050481 | 0.054257 | 0.057914 | 0.061561 | 0.065181 | 0.068774 | 0.072357 | 0.075906 | 0.079444
WY | Commercial | Health | New | Space Heating | Electric Furnace | 0 | 0 | 0 | 0 | 0 | 0 | 0 | 0 | 0 | 0 | 0 | 0 | 0 | 0 | 0 | 0 | 0 | 0 | 0 | 0 | 0 | 0
WY | Commercial | Health | New | Space Heating | Electric Room Heat | 0 | 0.0089819 | 0.016502 | 0.024062 | 0.031392 | 0.038578 | 0.045611 | 0.052728 | 0.059247 | 0.065827 | 0.072223 | 0.078766 | 0.084508 | 0.090403 | 0.096141 | 0.10212 | 0.10713 | 0.11241 | 0.11755 | 0.12308 | 0.12742 | 0.13217
WY | Commercial | Health | New | Space Heating | Packaged Terminal HP | 0 | 0 | 0 | 0 | 0 | 0 | 0 | 0 | 0 | 0 | 0 | 0 | 0 | 0 | 0 | 0 | 0 | 0 | 0 | 0 | 0 | 0
WY | Commercial | Health | New | Space Heating | Air-Source Heat Pump | 0 | 0.0057701 | 0.010459 | 0.015173 | 0.019743 | 0.024223 | 0.028607 | 0.033045 | 0.037108 | 0.04121 | 0.045198 | 0.049277 | 0.052842 | 0.056503 | 0.060068 | 0.063786 | 0.066899 | 0.070183 | 0.073376 | 0.076815 | 0.079519 | 0.082472
WY | Commercial | Health | New | Space Heating | Geothermal Heat Pump | 0 | 0.015366 | 0.028232 | 0.041164 | 0.053705 | 0.065998 | 0.07803 | 0.090206 | 0.10136 | 0.11261 | 0.12356 | 0.13475 | 0.14457 | 0.15466 | 0.16448 | 0.17471 | 0.18328 | 0.19232 | 0.2011 | 0.21056 | 0.218 | 0.22612
WY | Commercial | Health | New | Ventilation | Ventilation | 0 | 0.34996 | 0.64254 | 0.94002 | 1.237 | 1.5137 | 1.7867 | 2.0566 | 2.3224 | 2.5836 | 2.8398 | 3.0909 | 3.3383 | 3.5808 | 3.819 | 4.0532 | 4.287 | 4.516 | 4.7405 | 4.959 | 5.1718 | 5.3825
WY | Commercial | Health | New | Water Heating | Water Heater | 0 | 0.031482 | 0.057842 | 0.083988 | 0.11003 | 0.13572 | 0.16107 | 0.18613 | 0.21081 | 0.23512 | 0.25896 | 0.28233 | 0.30535 | 0.32792 | 0.3501 | 0.37189 | 0.39341 | 0.41455 | 0.43533 | 0.45585 | 0.47596 | 0.49583
WY | Commercial | Health | New | Interior Lighting | General Service Lighting | 0 | 0.089772 | 0.16494 | 0.22946 | 0.2789 | 0.32639 | 0.36971 | 0.40943 | 0.44976 | 0.48449 | 0.52039 | 0.55729 | 0.59449 | 0.63075 | 0.66199 | 0.69219 | 0.72158 | 0.75003 | 0.77818 | 0.80254 | 0.82741 | 0.8516
WY | Commercial | Health | New | Interior Lighting | Exempted Lighting | 0 | 0.0009059 | 0.0016644 | 0.0024167 | 0.0030715 | 0.0036897 | 0.0042554 | 0.0047558 | 0.0052446 | 0.0056638 | 0.0061002 | 0.0065367 | 0.0069648 | 0.0073889 | 0.007772 | 0.0081854 | 0.0085761 | 0.0089485 | 0.0093153 | 0.0096733 | 0.010022 | 0.010362
WY | Commercial | Health | New | Interior Lighting | High-Bay Lighting | 0 | 0.066379 | 0.12196 | 0.17708 | 0.23142 | 0.28502 | 0.3379 | 0.39019 | 0.44168 | 0.49207 | 0.54148 | 0.58994 | 0.63756 | 0.68417 | 0.7296 | 0.77421 | 0.81823 | 0.86146 | 0.90391 | 0.94581 | 0.9869 | 1.0275
WY | Commercial | Health | New | Interior Lighting | Linear Lighting | 0 | 0.42709 | 0.78468 | 1.1394 | 1.4865 | 1.8288 | 2.1666 | 2.5006 | 2.8295 | 3.1497 | 3.4636 | 3.7715 | 4.0747 | 4.372 | 4.6617 | 4.9464 | 5.2274 | 5.5036 | 5.775 | 6.0431 | 6.3026 | 6.557
WY | Commercial | Health | New | Exterior Lighting | General Service Lighting | 0 | 0.0047736 | 0.0087704 | 0.012032 | 0.014217 | 0.016305 | 0.018294 | 0.020371 | 0.022542 | 0.024127 | 0.025744 | 0.02744 | 0.029192 | 0.030897 | 0.032286 | 0.033623 | 0.03492 | 0.036169 | 0.037404 | 0.038416 | 0.039468 | 0.040479
WY | Commercial | Health | New | Exterior Lighting | Area Lighting | 0 | 0.0029885 | 0.0054907 | 0.0079727 | 0.010375 | 0.012744 | 0.015082 | 0.017394 | 0.01967 | 0.021872 | 0.024031 | 0.026148 | 0.02822 | 0.030243 | 0.032184 | 0.034088 | 0.035963 | 0.037803 | 0.039608 | 0.041388 | 0.043133 | 0.044858
WY | Commercial | Health | New | Exterior Lighting | Linear Lighting | 0 | 0.009964 | 0.018307 | 0.026582 | 0.034679 | 0.042666 | 0.050547 | 0.058338 | 0.066012 | 0.073481 | 0.080806 | 0.087989 | 0.095063 | 0.102 | 0.10876 | 0.1154 | 0.12196 | 0.1284 | 0.13473 | 0.14098 | 0.14704 | 0.15297
WY | Commercial | Health | New | Refrigeration | Walk-in Refrigerator/Freezer | 0 | 0.0059634 | 0.010956 | 0.015909 | 0.020842 | 0.025709 | 0.03051 | 0.035258 | 0.039933 | 0.044537 | 0.049052 | 0.053479 | 0.05784 | 0.062115 | 0.066316 | 0.070444 | 0.074519 | 0.078524 | 0.08246 | 0.086347 | 0.090156 | 0.09392
WY | Commercial | Health | New | Refrigeration | Reach-in Refrigerator/Freezer | 0 | 0.022239 | 0.04086 | 0.059329 | 0.077727 | 0.095876 | 0.11378 | 0.13149 | 0.14892 | 0.16609 | 0.18293 | 0.19944 | 0.2157 | 0.23164 | 0.24731 | 0.2627 | 0.2779 | 0.29284 | 0.30752 | 0.32201 | 0.33622 | 0.35025
WY | Commercial | Health | New | Refrigeration | Glass Door Display | 0 | 0.0059005 | 0.010841 | 0.015741 | 0.020623 | 0.025438 | 0.030189 | 0.034886 | 0.039511 | 0.044067 | 0.048534 | 0.052915 | 0.057229 | 0.06146 | 0.065616 | 0.069701 | 0.073733 | 0.077696 | 0.08159 | 0.085436 | 0.089205 | 0.092929
WY | Commercial | Health | New | Refrigeration | Open Display Case | 0 | 0.0056356 | 0.010354 | 0.015034 | 0.019697 | 0.024296 | 0.028833 | 0.033319 | 0.037737 | 0.042088 | 0.046355 | 0.050539 | 0.05466 | 0.0587 | 0.06267 | 0.066571 | 0.070423 | 0.074208 | 0.077927 | 0.0816 | 0.0852 | 0.088756
WY | Commercial | Health | New | Refrigeration | Icemaker | 0 | 0.027524 | 0.050568 | 0.073427 | 0.096196 | 0.11866 | 0.14082 | 0.16273 | 0.18431 | 0.20556 | 0.22639 | 0.24683 | 0.26695 | 0.28668 | 0.30607 | 0.32513 | 0.34394 | 0.36242 | 0.38059 | 0.39853 | 0.41611 | 0.43348
WY | Commercial | Health | New | Refrigeration | Vending Machine | 0 | 0.008612 | 0.015823 | 0.022975 | 0.030099 | 0.037128 | 0.044061 | 0.050917 | 0.057669 | 0.064318 | 0.070838 | 0.077232 | 0.083529 | 0.089703 | 0.09577 | 0.10173 | 0.10762 | 0.1134 | 0.11908 | 0.1247 | 0.1302 | 0.13563
WY | Commercial | Health | New | Food Preparation | Oven | 0 | 0.055142 | 0.10131 | 0.14711 | 0.19272 | 0.23772 | 0.28212 | 0.32602 | 0.36925 | 0.41182 | 0.45357 | 0.49451 | 0.53483 | 0.57436 | 0.6132 | 0.65137 | 0.68906 | 0.72609 | 0.76248 | 0.79842 | 0.83365 | 0.86845
WY | Commercial | Health | New | Food Preparation | Fryer | 0 | 0.0066683 | 0.012251 | 0.017789 | 0.023306 | 0.028748 | 0.034117 | 0.039425 | 0.044653 | 0.049801 | 0.05485 | 0.0598 | 0.064676 | 0.069457 | 0.074154 | 0.07877 | 0.083327 | 0.087806 | 0.092207 | 0.096553 | 0.10081 | 0.10502
WY | Commercial | Health | New | Food Preparation | Dishwasher | 0 | 0.018257 | 0.033543 | 0.048705 | 0.063809 | 0.078708 | 0.093407 | 0.10794 | 0.12225 | 0.13635 | 0.15017 | 0.16373 | 0.17708 | 0.19016 | 0.20302 | 0.21566 | 0.22814 | 0.2404 | 0.25245 | 0.26435 | 0.27601 | 0.28753
WY | Commercial | Health | New | Food Preparation | Hot Food Container | 0 | 0.00023776 | 0.00043682 | 0.00063428 | 0.00083097 | 0.001025 | 0.0012164 | 0.0014057 | 0.0015921 | 0.0017756 | 0.0019557 | 0.0021322 | 0.002306 | 0.0024765 | 0.0026439 | 0.0028085 | 0.002971 | 0.0031307 | 0.0032876 | 0.0034426 | 0.0035945 | 0.0037445
WY | Commercial | Health | New | Food Preparation | Steamer | 0 | 0.0029069 | 0.0053407 | 0.0077549 | 0.01016 | 0.012532 | 0.014872 | 0.017186 | 0.019465 | 0.021709 | 0.02391 | 0.026068 | 0.028194 | 0.030278 | 0.032326 | 0.034338 | 0.036324 | 0.038277 | 0.040195 | 0.04209 | 0.043947 | 0.045781
WY | Commercial | Health | New | Food Preparation | Griddle | 0 | 0.0031416 | 0.005772 | 0.0083812 | 0.01098 | 0.013544 | 0.016073 | 0.018574 | 0.021037 | 0.023463 | 0.025841 | 0.028174 | 0.030471 | 0.032723 | 0.034936 | 0.037111 | 0.039258 | 0.041368 | 0.043441 | 0.045489 | 0.047496 | 0.049479
WY | Commercial | Health | New | Office Equipment | Desktop Computer | 0 | 0.17029 | 0.30585 | 0.43414 | 0.556 | 0.67044 | 0.77779 | 0.87865 | 0.97282 | 1.0606 | 1.142 | 1.2171 | 1.2868 | 1.3509 | 1.4099 | 1.464 | 1.514 | 1.5596 | 1.601 | 1.6388 | 1.6728 | 1.7035
WY | Commercial | Health | New | Office Equipment | Laptop | 0 | 0.037883 | 0.071177 | 0.10569 | 0.1416 | 0.17862 | 0.21678 | 0.25618 | 0.29672 | 0.33842 | 0.38117 | 0.42499 | 0.47005 | 0.51622 | 0.56361 | 0.61225 | 0.66234 | 0.71374 | 0.76649 | 0.82079 | 0.87641 | 0.93367
WY | Commercial | Health | New | Office Equipment | Server | 0 | 0.076737 | 0.14326 | 0.21136 | 0.28137 | 0.35265 | 0.42525 | 0.49934 | 0.57465 | 0.65123 | 0.7288 | 0.80738 | 0.88727 | 0.9682 | 1.0503 | 1.1337 | 1.2186 | 1.3047 | 1.3922 | 1.4813 | 1.5716 | 1.6635
WY | Commercial | Health | New | Office Equipment | Monitor | 0 | 0.029552 | 0.05455 | 0.079581 | 0.10475 | 0.12982 | 0.15478 | 0.17971 | 0.20449 | 0.22914 | 0.25356 | 0.27774 | 0.3018 | 0.32563 | 0.34929 | 0.37278 | 0.3962 | 0.41945 | 0.44255 | 0.46559 | 0.48841 | 0.51119
WY | Commercial | Health | New | Office Equipment | Printer/Copier/Fax | 0 | 0.044146 | 0.081829 | 0.11987 | 0.15844 | 0.19717 | 0.23608 | 0.27524 | 0.3145 | 0.35388 | 0.39322 | 0.43253 | 0.47195 | 0.51134 | 0.55077 | 0.59026 | 0.62996 | 0.66972 | 0.70953 | 0.74958 | 0.78961 | 0.82988
WY | Commercial | Health | New | Office Equipment | POS Terminal | 0 | 0.038001 | 0.069818 | 0.10138 | 0.13281 | 0.16383 | 0.19442 | 0.22467 | 0.25446 | 0.2838 | 0.31257 | 0.34079 | 0.36857 | 0.39582 | 0.42259 | 0.44889 | 0.47486 | 0.50038 | 0.52546 | 0.55023 | 0.57451 | 0.59849
WY | Commercial | Health | New | Miscellaneous | Non-HVAC Motors | 0 | 0.072418 | 0.13305 | 0.19319 | 0.2531 | 0.3122 | 0.37051 | 0.42816 | 0.48493 | 0.54084 | 0.59567 | 0.64943 | 0.70239 | 0.7543 | 0.80532 | 0.85545 | 0.90494 | 0.95358 | 1.0014 | 1.0486 | 1.0948 | 1.1405
WY | Commercial | Health | New | Miscellaneous | Pool Pump | 0 | 0 | 0 | 0 | 0 | 0 | 0 | 0 | 0 | 0 | 0 | 0 | 0 | 0 | 0 | 0 | 0 | 0 | 0 | 0 | 0 | 0
WY | Commercial | Health | New | Miscellaneous | Pool Heater | 0 | 0 | 0 | 0 | 0 | 0 | 0 | 0 | 0 | 0 | 0 | 0 | 0 | 0 | 0 | 0 | 0 | 0 | 0 | 0 | 0 | 0
WY | Commercial | Health | New | Miscellaneous | Clothes Washer | 0 | 0.00017924 | 0.00032931 | 0.00047817 | 0.00062645 | 0.00077272 | 0.00091703 | 0.0010597 | 0.0012002 | 0.0013386 | 0.0014743 | 0.0016074 | 0.0017385 | 0.001867 | 0.0019932 | 0.0021173 | 0.0022398 | 0.0023602 | 0.0024785 | 0.0025953 | 0.0027098 | 0.0028229
WY | Commercial | Health | New | Miscellaneous | Clothes Dryer | 0 | 0.003172 | 0.0058278 | 0.0084621 | 0.011086 | 0.013675 | 0.016229 | 0.018754 | 0.02124 | 0.023689 | 0.026091 | 0.028446 | 0.030765 | 0.033039 | 0.035274 | 0.037469 | 0.039637 | 0.041768 | 0.043861 | 0.045928 | 0.047955 | 0.049956
WY | Commercial | Health | New | Miscellaneous | Electric Vehicle Chargers | 0 | 1.1989e-05 | 2.7038e-05 | 4.746e-05 | 7.4588e-05 | 0.00011047 | 0.00015775 | 0.0002074 | 0.00026067 | 0.00032014 | 0.00038592 | 0.00045802 | 0.00053651 | 0.00062104 | 0.00071134 | 0.0008074 | 0.00090955 | 0.0010175 | 0.0011306 | 0.0012497 | 0.0013731 | 0.0015009
WY | Commercial | Health | New | Miscellaneous | Other Miscellaneous | 0 | 0.32684 | 0.62101 | 0.93252 | 1.2634 | 1.6116 | 1.9779 | 2.3637 | 2.7686 | 3.1932 | 3.6371 | 4.1008 | 4.5866 | 5.0938 | 5.624 | 6.1781 | 6.7587 | 7.3652 | 7.9985 | 8.6615 | 9.3525 | 10.0756
WY | Commercial | Health | New | Generation | Solar PV | 0 | -0.0014487 | -0.003051 | -0.0050249 | -0.0076117 | -0.010714 | -0.014779 | -0.019515 | -0.025228 | -0.032579 | -0.041073 | -0.052159 | -0.062794 | -0.073605 | -0.085246 | -0.097727 | -0.11105 | -0.12518 | -0.14011 | -0.15588 | -0.17242 | -0.18977
WY | Commercial | College | Existing | Cooling | Air-Cooled Chiller | 0 | 0 | 0 | 0 | 0 | 0 | 0 | 0 | 0 | 0 | 0 | 0 | 0 | 0 | 0 | 0 | 0 | 0 | 0 | 0 | 0 | 0
WY | Commercial | College | Existing | Cooling | Water-Cooled Chiller | 10.6709 | 10.8227 | 10.9917 | 11.1695 | 11.3495 | 11.6676 | 11.9818 | 12.2874 | 12.5773 | 12.849 | 13.1021 | 13.3343 | 13.5435 | 13.7281 | 13.8835 | 13.9871 | 14.063 | 14.1107 | 14.1336 | 14.1326 | 14.1102 | 14.0673
WY | Commercial | College | Existing | Cooling | RTU | 3.5832 | 3.5115 | 3.4264 | 3.3417 | 3.2576 | 3.1974 | 3.1369 | 3.0764 | 3.0159 | 2.9555 | 2.8954 | 2.8357 | 2.7764 | 2.7191 | 2.6649 | 2.6088 | 2.5554 | 2.5045 | 2.4557 | 2.4089 | 2.3639 | 2.3205
WY | Commercial | College | Existing | Cooling | Packaged Terminal AC | 1.9297 | 1.8911 | 1.8533 | 1.8163 | 1.7799 | 1.757 | 1.7343 | 1.7117 | 1.6893 | 1.6671 | 1.6452 | 1.6234 | 1.6018 | 1.5804 | 1.5591 | 1.5354 | 1.5119 | 1.4888 | 1.466 | 1.4435 | 1.4213 | 1.3994
WY | Commercial | College | Existing | Cooling | Packaged Terminal HP | 0.40721 | 0.39907 | 0.39109 | 0.38326 | 0.3756 | 0.37076 | 0.36596 | 0.3612 | 0.35648 | 0.3518 | 0.34716 | 0.34256 | 0.338 | 0.33348 | 0.32901 | 0.324 | 0.31905 | 0.31417 | 0.30935 | 0.3046 | 0.29992 | 0.2953
WY | Commercial | College | Existing | Cooling | Air-Source Heat Pump | 0.02295 | 0.022418 | 0.021829 | 0.021248 | 0.020674 | 0.020257 | 0.019843 | 0.019433 | 0.01903 | 0.018633 | 0.018245 | 0.017865 | 0.017498 | 0.017149 | 0.016815 | 0.016467 | 0.016132 | 0.015811 | 0.015502 | 0.015205 | 0.014918 | 0.01464
WY | Commercial | College | Existing | Cooling | Geothermal Heat Pump | 0 | 0 | 0 | 0 | 0 | 0 | 0 | 0 | 0 | 0 | 0 | 0 | 0 | 0 | 0 | 0 | 0 | 0 | 0 | 0 | 0 | 0
WY | Commercial | College | Existing | Space Heating | Electric Furnace | 0 | 0 | 0 | 0 | 0 | 0 | 0 | 0 | 0 | 0 | 0 | 0 | 0 | 0 | 0 | 0 | 0 | 0 | 0 | 0 | 0 | 0
WY | Commercial | College | Existing | Space Heating | Electric Room Heat | 0 | 0 | 0 | 0 | 0 | 0 | 0 | 0 | 0 | 0 | 0 | 0 | 0 | 0 | 0 | 0 | 0 | 0 | 0 | 0 | 0 | 0
WY | Commercial | College | Existing | Space Heating | Packaged Terminal HP | 1.3206 | 1.2942 | 1.2683 | 1.2482 | 1.2181 | 1.1893 | 1.1611 | 1.1384 | 1.1068 | 1.0805 | 1.0549 | 1.0341 | 1.0053 | 0.98138 | 0.95801 | 0.93882 | 0.91239 | 0.89037 | 0.86887 | 0.85141 | 0.82735 | 0.80731
WY | Commercial | College | Existing | Space Heating | Air-Source Heat Pump | 0.082699 | 0.081045 | 0.079345 | 0.077999 | 0.076033 | 0.074143 | 0.072293 | 0.070778 | 0.068715 | 0.066986 | 0.065296 | 0.063909 | 0.062038 | 0.060478 | 0.058964 | 0.057717 | 0.056035 | 0.054631 | 0.053266 | 0.052154 | 0.050645 | 0.049386
WY | Commercial | College | Existing | Space Heating | Geothermal Heat Pump | 0 | 0 | 0 | 0 | 0 | 0 | 0 | 0 | 0 | 0 | 0 | 0 | 0 | 0 | 0 | 0 | 0 | 0 | 0 | 0 | 0 | 0
WY | Commercial | College | Existing | Ventilation | Ventilation | 30.0987 | 29.1243 | 28.15 | 27.1943 | 26.253 | 25.2931 | 24.3566 | 23.4479 | 22.5695 | 21.7166 | 20.8983 | 20.117 | 19.3732 | 18.6674 | 18 | 17.371 | 16.7814 | 16.2285 | 15.7086 | 15.2132 | 14.7446 | 14.3038
WY | Commercial | College | Existing | Water Heating | Water Heater | 4.1901 | 4.0761 | 3.9586 | 3.84 | 3.7197 | 3.5963 | 3.4723 | 3.3499 | 3.2277 | 3.1081 | 2.9891 | 2.8733 | 2.7677 | 2.669 | 2.5779 | 2.4935 | 2.4131 | 2.3382 | 2.2681 | 2.1976 | 2.1311 | 2.0682
WY | Commercial | College | Existing | Interior Lighting | General Service Lighting | 3.0303 | 2.9191 | 2.7903 | 2.6164 | 2.3822 | 2.1364 | 1.9414 | 1.7795 | 1.6472 | 1.5341 | 1.441 | 1.3657 | 1.3038 | 1.2496 | 1.1971 | 1.1493 | 1.1055 | 1.065 | 1.0281 | 0.98979 | 0.95272 | 0.91535
WY | Commercial | College | Existing | Interior Lighting | Exempted Lighting | 0.022927 | 0.022469 | 0.022019 | 0.021579 | 0.020811 | 0.020005 | 0.019091 | 0.017998 | 0.016879 | 0.015713 | 0.014695 | 0.013919 | 0.013331 | 0.012953 | 0.012614 | 0.012352 | 0.012113 | 0.011866 | 0.011651 | 0.01134 | 0.010986 | 0.010619
WY | Commercial | College | Existing | Interior Lighting | High-Bay Lighting | 1.9007 | 1.8579 | 1.8158 | 1.7744 | 1.7333 | 1.6931 | 1.6539 | 1.6156 | 1.5784 | 1.5419 | 1.5064 | 1.472 | 1.4387 | 1.4064 | 1.3748 | 1.3442 | 1.3144 | 1.2855 | 1.2575 | 1.2302 | 1.2036 | 1.1778
WY | Commercial | College | Existing | Interior Lighting | Linear Lighting | 10.8091 | 10.5929 | 10.3811 | 10.1735 | 9.9636 | 9.7574 | 9.5551 | 9.3566 | 9.162 | 8.9663 | 8.7746 | 8.5867 | 8.4027 | 8.2224 | 8.0426 | 7.8665 | 7.6942 | 7.5256 | 7.3606 | 7.1991 | 7.0429 | 6.8909
WY | Commercial | College | Existing | Exterior Lighting | General Service Lighting | 0.61653 | 0.59403 | 0.56803 | 0.53143 | 0.47918 | 0.42449 | 0.38119 | 0.34749 | 0.32161 | 0.29778 | 0.27769 | 0.26154 | 0.24868 | 0.23748 | 0.22648 | 0.21652 | 0.20744 | 0.19908 | 0.19149 | 0.18354 | 0.17588 | 0.16811
WY | Commercial | College | Existing | Exterior Lighting | Area Lighting | 0.012497 | 0.012247 | 0.012002 | 0.011762 | 0.011514 | 0.01127 | 0.011031 | 0.010796 | 0.010565 | 0.01033 | 0.0101 | 0.0098737 | 0.0096534 | 0.0094388 | 0.0092232 | 0.0090138 | 0.0088103 | 0.0086123 | 0.0084195 | 0.0082316 | 0.0080491 | 0.0078717
WY | Commercial | College | Existing | Exterior Lighting | Linear Lighting | 1.0102 | 0.98998 | 0.97018 | 0.95077 | 0.93116 | 0.91189 | 0.89298 | 0.87443 | 0.85624 | 0.83796 | 0.82004 | 0.80248 | 0.78528 | 0.76844 | 0.75163 | 0.73517 | 0.71907 | 0.70331 | 0.68789 | 0.6728 | 0.6582 | 0.644
WY | Commercial | College | Existing | Refrigeration | Walk-in Refrigerator/Freezer | 0.22548 | 0.22097 | 0.21655 | 0.21222 | 0.20798 | 0.20382 | 0.19974 | 0.19574 | 0.19183 | 0.18799 | 0.18423 | 0.18055 | 0.17694 | 0.1734 | 0.16993 | 0.16653 | 0.1632 | 0.15994 | 0.15674 | 0.1536 | 0.15053 | 0.14752
WY | Commercial | College | Existing | Refrigeration | Reach-in Refrigerator/Freezer | 0.45488 | 0.44578 | 0.43687 | 0.42813 | 0.41957 | 0.41118 | 0.40295 | 0.39489 | 0.387 | 0.37926 | 0.37167 | 0.36424 | 0.35695 | 0.34981 | 0.34282 | 0.33596 | 0.32924 | 0.32266 | 0.3162 | 0.30988 | 0.30368 | 0.29761
WY | Commercial | College | Existing | Refrigeration | Glass Door Display | 0.56323 | 0.55197 | 0.54093 | 0.53011 | 0.51951 | 0.50912 | 0.49894 | 0.48896 | 0.47918 | 0.4696 | 0.4602 | 0.451 | 0.44198 | 0.43314 | 0.42448 | 0.41599 | 0.40767 | 0.39951 | 0.39152 | 0.38369 | 0.37602 | 0.3685
WY | Commercial | College | Existing | Refrigeration | Open Display Case | 0.53795 | 0.52719 | 0.51664 | 0.50631 | 0.49618 | 0.48626 | 0.47654 | 0.467 | 0.45766 | 0.44851 | 0.43954 | 0.43075 | 0.42214 | 0.41369 | 0.40542 | 0.39731 | 0.38936 | 0.38158 | 0.37395 | 0.36647 | 0.35914 | 0.35195
WY | Commercial | College | Existing | Refrigeration | Icemaker | 2.7367 | 2.682 | 2.6284 | 2.5758 | 2.5243 | 2.4738 | 2.4243 | 2.3758 | 2.3283 | 2.2818 | 2.2361 | 2.1914 | 2.1476 | 2.1046 | 2.0625 | 2.0213 | 1.9808 | 1.9412 | 1.9024 | 1.8644 | 1.8271 | 1.7905
WY | Commercial | College | Existing | Refrigeration | Vending Machine | 0.95146 | 0.93244 | 0.91379 | 0.89551 | 0.8776 | 0.86005 | 0.84285 | 0.82599 | 0.80947 | 0.79328 | 0.77742 | 0.76187 | 0.74663 | 0.7317 | 0.71706 | 0.70272 | 0.68867 | 0.67489 | 0.6614 | 0.64817 | 0.63521 | 0.6225
WY | Commercial | College | Existing | Food Preparation | Oven | 0.66296 | 0.6497 | 0.6367 | 0.62397 | 0.61149 | 0.59926 | 0.58727 | 0.57553 | 0.56402 | 0.55274 | 0.54168 | 0.53085 | 0.52023 | 0.50983 | 0.49963 | 0.48964 | 0.47985 | 0.47025 | 0.46084 | 0.45163 | 0.44259 | 0.43374
WY | Commercial | College | Existing | Food Preparation | Fryer | 0.31611 | 0.30979 | 0.30359 | 0.29752 | 0.29157 | 0.28574 | 0.28002 | 0.27442 | 0.26893 | 0.26356 | 0.25828 | 0.25312 | 0.24806 | 0.2431 | 0.23823 | 0.23347 | 0.2288 | 0.22422 | 0.21974 | 0.21534 | 0.21104 | 0.20682
WY | Commercial | College | Existing | Food Preparation | Dishwasher | 0.55824 | 0.54707 | 0.53613 | 0.52541 | 0.5149 | 0.5046 | 0.49451 | 0.48462 | 0.47493 | 0.46543 | 0.45612 | 0.447 | 0.43806 | 0.4293 | 0.42071 | 0.4123 | 0.40405 | 0.39597 | 0.38805 | 0.38029 | 0.37268 | 0.36523
WY | Commercial | College | Existing | Food Preparation | Hot Food Container | 0.029454 | 0.028865 | 0.028288 | 0.027722 | 0.027168 | 0.026624 | 0.026092 | 0.02557 | 0.025059 | 0.024558 | 0.024066 | 0.023585 | 0.023113 | 0.022651 | 0.022198 | 0.021754 | 0.021319 | 0.020893 | 0.020475 | 0.020065 | 0.019664 | 0.019271
WY | Commercial | College | Existing | Food Preparation | Steamer | 0.36012 | 0.35291 | 0.34586 | 0.33894 | 0.33216 | 0.32552 | 0.31901 | 0.31263 | 0.30637 | 0.30025 | 0.29424 | 0.28836 | 0.28259 | 0.27694 | 0.2714 | 0.26597 | 0.26065 | 0.25544 | 0.25033 | 0.24532 | 0.24042 | 0.23561
WY | Commercial | College | Existing | Food Preparation | Griddle | 0.3892 | 0.38142 | 0.37379 | 0.36631 | 0.35899 | 0.35181 | 0.34477 | 0.33788 | 0.33112 | 0.3245 | 0.31801 | 0.31165 | 0.30541 | 0.2993 | 0.29332 | 0.28745 | 0.2817 | 0.27607 | 0.27055 | 0.26514 | 0.25983 | 0.25464
WY | Commercial | College | Existing | Office Equipment | Desktop Computer | 14.3601 | 13.7572 | 13.1795 | 12.6261 | 12.0959 | 11.588 | 11.1015 | 10.6353 | 10.1887 | 9.7609 | 9.3511 | 8.9584 | 8.5823 | 8.2219 | 7.8767 | 7.5459 | 7.2291 | 6.9255 | 6.6347 | 6.3561 | 6.0892 | 5.8336
WY | Commercial | College | Existing | Office Equipment | Laptop | 3.0537 | 3.0604 | 3.0671 | 3.0738 | 3.0806 | 3.0873 | 3.0941 | 3.1009 | 3.1077 | 3.1145 | 3.1213 | 3.1281 | 3.135 | 3.1419 | 3.1487 | 3.1556 | 3.1626 | 3.1695 | 3.1764 | 3.1834 | 3.1904 | 3.1974
WY | Commercial | College | Existing | Office Equipment | Server | 2.4009 | 2.405 | 2.4092 | 2.4134 | 2.4176 | 2.4217 | 2.4259 | 2.4302 | 2.4344 | 2.4386 | 2.4428 | 2.4471 | 2.4513 | 2.4555 | 2.4598 | 2.4641 | 2.4683 | 2.4726 | 2.4769 | 2.4812 | 2.4855 | 2.4898
WY | Commercial | College | Existing | Office Equipment | Monitor | 2.4247 | 2.3874 | 2.3507 | 2.3145 | 2.2788 | 2.2438 | 2.2092 | 2.1752 | 2.1417 | 2.1088 | 2.0763 | 2.0443 | 2.0129 | 1.9819 | 1.9514 | 1.9213 | 1.8918 | 1.8626 | 1.834 | 1.8057 | 1.7779 | 1.7506
WY | Commercial | College | Existing | Office Equipment | Printer/Copier/Fax | 2.1643 | 2.1552 | 2.1461 | 2.137 | 2.128 | 2.119 | 2.1101 | 2.1012 | 2.0923 | 2.0835 | 2.0747 | 2.066 | 2.0572 | 2.0486 | 2.0399 | 2.0313 | 2.0228 | 2.0142 | 2.0057 | 1.9973 | 1.9888 | 1.9805
WY | Commercial | College | Existing | Office Equipment | POS Terminal | 2.2835 | 2.24 | 2.1974 | 2.1555 | 2.1145 | 2.0743 | 2.0348 | 1.9961 | 1.9581 | 1.9208 | 1.8843 | 1.8484 | 1.8132 | 1.7787 | 1.7449 | 1.7116 | 1.6791 | 1.6471 | 1.6158 | 1.585 | 1.5548 | 1.5252
WY | Commercial | College | Existing | Miscellaneous | Non-HVAC Motors | 2.3468 | 2.2999 | 2.2539 | 2.2088 | 2.1646 | 2.1213 | 2.0789 | 2.0373 | 1.9966 | 1.9566 | 1.9175 | 1.8792 | 1.8416 | 1.8047 | 1.7686 | 1.7333 | 1.6986 | 1.6646 | 1.6313 | 1.5987 | 1.5667 | 1.5354
WY | Commercial | College | Existing | Miscellaneous | Pool Pump | 0.50154 | 0.48608 | 0.46881 | 0.4504 | 0.43134 | 0.41199 | 0.39258 | 0.37653 | 0.36297 | 0.35127 | 0.34099 | 0.33178 | 0.32338 | 0.31562 | 0.30836 | 0.30149 | 0.29495 | 0.28867 | 0.28262 | 0.27676 | 0.27108 | 0.26555
WY | Commercial | College | Existing | Miscellaneous | Pool Heater | 1.4344 | 1.4057 | 1.3776 | 1.35 | 1.323 | 1.2966 | 1.2706 | 1.2452 | 1.2203 | 1.1959 | 1.172 | 1.1486 | 1.1256 | 1.1031 | 1.081 | 1.0594 | 1.0382 | 1.0174 | 0.9971 | 0.97716 | 0.95761 | 0.93846
WY | Commercial | College | Existing | Miscellaneous | Clothes Washer | 0.0011537 | 0.0011306 | 0.001108 | 0.0010858 | 0.0010641 | 0.0010428 | 0.001022 | 0.0010015 | 0.00098152 | 0.00096189 | 0.00094265 | 0.0009238 | 0.00090532 | 0.00088721 | 0.00086947 | 0.00085208 | 0.00083504 | 0.00081834 | 0.00080197 | 0.00078593 | 0.00077021 | 0.00075481
WY | Commercial | College | Existing | Miscellaneous | Clothes Dryer | 0.016263 | 0.015938 | 0.015619 | 0.015307 | 0.015 | 0.0147 | 0.014406 | 0.014118 | 0.013836 | 0.013559 | 0.013288 | 0.013022 | 0.012762 | 0.012507 | 0.012256 | 0.012011 | 0.011771 | 0.011536 | 0.011305 | 0.011079 | 0.010857 | 0.01064
WY | Commercial | College | Existing | Miscellaneous | Electric Vehicle Chargers | 0 | 0 | 0 | 0 | 0 | 0 | 0 | 0 | 0 | 0 | 0 | 0 | 0 | 0 | 0 | 0 | 0 | 0 | 0 | 0 | 0 | 0
WY | Commercial | College | Existing | Miscellaneous | Other Miscellaneous | 7.0992 | 7.2347 | 7.3727 | 7.5133 | 7.6567 | 7.8027 | 7.9516 | 8.1033 | 8.2579 | 8.4154 | 8.5759 | 8.7395 | 8.9063 | 9.0762 | 9.2493 | 9.4258 | 9.6056 | 9.7888 | 9.9756 | 10.1659 | 10.3598 | 10.5574
WY | Commercial | College | Existing | Generation | Solar PV | -0.10779 | -0.1124 | -0.12627 | -0.14035 | -0.15904 | -0.17786 | -0.20259 | -0.22686 | -0.25376 | -0.28794 | -0.32301 | -0.36871 | -0.40222 | -0.43024 | -0.45738 | -0.48375 | -0.50925 | -0.53388 | -0.55764 | -0.58064 | -0.60278 | -0.62415
WY | Commercial | College | New | Cooling | Air-Cooled Chiller | 0 | 0 | 0 | 0 | 0 | 0 | 0 | 0 | 0 | 0 | 0 | 0 | 0 | 0 | 0 | 0 | 0 | 0 | 0 | 0 | 0 | 0
WY | Commercial | College | New | Cooling | Water-Cooled Chiller | 0 | 0.51511 | 0.94917 | 1.3791 | 1.8066 | 2.244 | 2.6813 | 3.1193 | 3.5564 | 3.9912 | 4.4234 | 4.8528 | 5.2811 | 5.7066 | 6.13 | 6.5396 | 6.9475 | 7.3518 | 7.7526 | 8.15 | 8.5429 | 8.9341
WY | Commercial | College | New | Cooling | RTU | 0 | 0.088567 | 0.1536 | 0.21801 | 0.28206 | 0.34768 | 0.41328 | 0.47897 | 0.54452 | 0.60992 | 0.67492 | 0.7395 | 0.80391 | 0.86656 | 0.92903 | 0.98954 | 1.0499 | 1.1099 | 1.1694 | 1.2289 | 1.2877 | 1.3464
WY | Commercial | College | New | Cooling | Packaged Terminal AC | 0 | 0.052773 | 0.097229 | 0.14126 | 0.18505 | 0.22985 | 0.27464 | 0.31949 | 0.36425 | 0.4089 | 0.45327 | 0.49737 | 0.54135 | 0.58503 | 0.62852 | 0.67058 | 0.71249 | 0.75404 | 0.79526 | 0.83632 | 0.87695 | 0.91743
WY | Commercial | College | New | Cooling | Packaged Terminal HP | 0 | 0.011136 | 0.020517 | 0.029809 | 0.039049 | 0.048502 | 0.057953 | 0.067419 | 0.076863 | 0.086285 | 0.095649 | 0.10495 | 0.11423 | 0.12345 | 0.13263 | 0.14151 | 0.15035 | 0.15912 | 0.16782 | 0.17648 | 0.18505 | 0.1936
WY | Commercial | College | New | Cooling | Air-Source Heat Pump | 0 | 0.0005319 | 0.00093866 | 0.0013415 | 0.0017422 | 0.0021524 | 0.0025626 | 0.0029734 | 0.0033832 | 0.0037921 | 0.0041985 | 0.0046023 | 0.0050003 | 0.005396 | 0.0057902 | 0.0061717 | 0.006552 | 0.0069294 | 0.0073039 | 0.0076772 | 0.0080468 | 0.0084152
WY | Commercial | College | New | Cooling | Geothermal Heat Pump | 0 | 0 | 0 | 0 | 0 | 0 | 0 | 0 | 0 | 0 | 0 | 0 | 0 | 0 | 0 | 0 | 0 | 0 | 0 | 0 | 0 | 0
WY | Commercial | College | New | Space Heating | Electric Furnace | 0 | 0 | 0 | 0 | 0 | 0 | 0 | 0 | 0 | 0 | 0 | 0 | 0 | 0 | 0 | 0 | 0 | 0 | 0 | 0 | 0 | 0
WY | Commercial | College | New | Space Heating | Electric Room Heat | 0 | 0 | 0 | 0 | 0 | 0 | 0 | 0 | 0 | 0 | 0 | 0 | 0 | 0 | 0 | 0 | 0 | 0 | 0 | 0 | 0 | 0
WY | Commercial | College | New | Space Heating | Packaged Terminal HP | 0 | 0.036116 | 0.06654 | 0.097076 | 0.12664 | 0.15558 | 0.18388 | 0.21248 | 0.23864 | 0.26501 | 0.29063 | 0.31682 | 0.33976 | 0.3633 | 0.38619 | 0.41003 | 0.42995 | 0.45095 | 0.47134 | 0.49328 | 0.51049 | 0.52927
WY | Commercial | College | New | Space Heating | Air-Source Heat Pump | 0 | 0.0022616 | 0.0041107 | 0.0059669 | 0.0077635 | 0.0095224 | 0.011242 | 0.01298 | 0.014569 | 0.016172 | 0.017729 | 0.019321 | 0.020709 | 0.022134 | 0.02352 | 0.024965 | 0.026171 | 0.027444 | 0.028679 | 0.03001 | 0.031053 | 0.032192
WY | Commercial | College | New | Space Heating | Geothermal Heat Pump | 0 | 0 | 0 | 0 | 0 | 0 | 0 | 0 | 0 | 0 | 0 | 0 | 0 | 0 | 0 | 0 | 0 | 0 | 0 | 0 | 0 | 0
WY | Commercial | College | New | Ventilation | Ventilation | 0 | 0.56293 | 1.0371 | 1.5165 | 1.9931 | 2.4336 | 2.8677 | 3.2963 | 3.718 | 4.1275 | 4.5286 | 4.9216 | 5.3082 | 5.6868 | 6.0588 | 6.4239 | 6.7839 | 7.1346 | 7.4767 | 7.8067 | 8.1268 | 8.4427
WY | Commercial | College | New | Water Heating | Water Heater | 0 | 0.081796 | 0.1507 | 0.21895 | 0.28682 | 0.35369 | 0.41958 | 0.48466 | 0.54867 | 0.61164 | 0.67334 | 0.73378 | 0.79325 | 0.8515 | 0.90868 | 0.96482 | 1.0202 | 1.0649 | 1.1084 | 1.1486 | 1.1883 | 1.2275
WY | Commercial | College | New | Interior Lighting | General Service Lighting | 0 | 0.062133 | 0.11447 | 0.15934 | 0.19367 | 0.22659 | 0.25659 | 0.28403 | 0.31186 | 0.3358 | 0.36051 | 0.3859 | 0.41148 | 0.43638 | 0.4578 | 0.47848 | 0.49857 | 0.518 | 0.5372 | 0.55376 | 0.57065 | 0.58704
WY | Commercial | College | New | Interior Lighting | Exempted Lighting | 0 | 0.00062699 | 0.0011552 | 0.0016783 | 0.002133 | 0.0025615 | 0.002953 | 0.0032987 | 0.0036357 | 0.0039242 | 0.0042243 | 0.0045244 | 0.0048184 | 0.0051095 | 0.0053721 | 0.0056554 | 0.0059228 | 0.0061773 | 0.0064276 | 0.0066715 | 0.006909 | 0.00714
WY | Commercial | College | New | Interior Lighting | High-Bay Lighting | 0 | 0.045942 | 0.084644 | 0.12298 | 0.16069 | 0.19786 | 0.23448 | 0.27065 | 0.30622 | 0.341 | 0.37507 | 0.40845 | 0.44122 | 0.47327 | 0.50447 | 0.53508 | 0.56525 | 0.59484 | 0.62388 | 0.65251 | 0.68056 | 0.70823
WY | Commercial | College | New | Interior Lighting | Linear Lighting | 0 | 0.2956 | 0.54461 | 0.79125 | 1.0319 | 1.2691 | 1.5028 | 1.7336 | 1.9606 | 2.1812 | 2.3973 | 2.6091 | 2.8174 | 3.0215 | 3.2201 | 3.415 | 3.6072 | 3.796 | 3.9813 | 4.164 | 4.3407 | 4.5135
WY | Commercial | College | New | Exterior Lighting | General Service Lighting | 0 | 0.012699 | 0.023396 | 0.032113 | 0.037946 | 0.043506 | 0.0488 | 0.054315 | 0.060077 | 0.064273 | 0.06855 | 0.073032 | 0.07766 | 0.08216 | 0.085816 | 0.089334 | 0.09274 | 0.096012 | 0.099247 | 0.10189 | 0.10462 | 0.10725
WY | Commercial | College | New | Exterior Lighting | Area Lighting | 0 | 0.00034175 | 0.00062964 | 0.00091477 | 0.0011903 | 0.0014617 | 0.0017292 | 0.0019934 | 0.0022532 | 0.0025043 | 0.0027503 | 0.0029912 | 0.0032269 | 0.0034566 | 0.0036768 | 0.0038926 | 0.004105 | 0.004313 | 0.0045169 | 0.0047178 | 0.0049146 | 0.0051089
WY | Commercial | College | New | Exterior Lighting | Linear Lighting | 0 | 0.027626 | 0.050897 | 0.073947 | 0.096441 | 0.1186 | 0.14045 | 0.16201 | 0.18323 | 0.20385 | 0.22405 | 0.24384 | 0.26331 | 0.28238 | 0.30093 | 0.31915 | 0.33712 | 0.35476 | 0.37207 | 0.38915 | 0.40567 | 0.42182
WY | Commercial | College | New | Refrigeration | Walk-in Refrigerator/Freezer | 0 | 0.0061662 | 0.011361 | 0.016505 | 0.021622 | 0.026663 | 0.031631 | 0.036536 | 0.041362 | 0.046109 | 0.05076 | 0.055317 | 0.059799 | 0.064191 | 0.068502 | 0.072733 | 0.076907 | 0.081004 | 0.085026 | 0.088994 | 0.09288 | 0.096714
WY | Commercial | College | New | Refrigeration | Reach-in Refrigerator/Freezer | 0 | 0.01244 | 0.022919 | 0.033298 | 0.04362 | 0.05379 | 0.063811 | 0.073707 | 0.083442 | 0.09302 | 0.1024 | 0.1116 | 0.12064 | 0.1295 | 0.13819 | 0.14673 | 0.15515 | 0.16342 | 0.17153 | 0.17954 | 0.18738 | 0.19511
WY | Commercial | College | New | Refrigeration | Glass Door Display | 0 | 0.015403 | 0.028378 | 0.04123 | 0.05401 | 0.066602 | 0.079011 | 0.091265 | 0.10332 | 0.11518 | 0.1268 | 0.13818 | 0.14938 | 0.16034 | 0.17111 | 0.18168 | 0.19211 | 0.20234 | 0.21239 | 0.2223 | 0.23201 | 0.24159
WY | Commercial | College | New | Refrigeration | Open Display Case | 0 | 0.014711 | 0.027104 | 0.039379 | 0.051585 | 0.063612 | 0.075464 | 0.087167 | 0.09868 | 0.11001 | 0.1211 | 0.13197 | 0.14267 | 0.15315 | 0.16343 | 0.17353 | 0.18348 | 0.19326 | 0.20285 | 0.21232 | 0.22159 | 0.23074
WY | Commercial | College | New | Refrigeration | Icemaker | 0 | 0.074842 | 0.13789 | 0.20033 | 0.26243 | 0.32362 | 0.38391 | 0.44345 | 0.50202 | 0.55964 | 0.6161 | 0.6714 | 0.72581 | 0.77911 | 0.83143 | 0.8828 | 0.93345 | 0.98318 | 1.032 | 1.0802 | 1.1273 | 1.1739
WY | Commercial | College | New | Refrigeration | Vending Machine | 0 | 0.02602 | 0.047939 | 0.069649 | 0.091238 | 0.11251 | 0.13347 | 0.15417 | 0.17454 | 0.19457 | 0.21419 | 0.23342 | 0.25234 | 0.27087 | 0.28906 | 0.30692 | 0.32453 | 0.34182 | 0.35879 | 0.37553 | 0.39193 | 0.40811
WY | Commercial | College | New | Food Preparation | Oven | 0 | 0.01813 | 0.033403 | 0.04853 | 0.063573 | 0.078394 | 0.093 | 0.10742 | 0.12161 | 0.13557 | 0.14924 | 0.16264 | 0.17582 | 0.18873 | 0.20141 | 0.21385 | 0.22612 | 0.23817 | 0.24999 | 0.26166 | 0.27309 | 0.28436
WY | Commercial | College | New | Food Preparation | Fryer | 0 | 0.0086447 | 0.015927 | 0.02314 | 0.030313 | 0.03738 | 0.044344 | 0.051221 | 0.057987 | 0.064642 | 0.071163 | 0.077551 | 0.083835 | 0.089992 | 0.096035 | 0.10197 | 0.10782 | 0.11356 | 0.1192 | 0.12476 | 0.13021 | 0.13559
WY | Commercial | College | New | Food Preparation | Dishwasher | 0 | 0.015266 | 0.028127 | 0.040864 | 0.053531 | 0.066012 | 0.07831 | 0.090455 | 0.1024 | 0.11416 | 0.12567 | 0.13695 | 0.14805 | 0.15892 | 0.16959 | 0.18007 | 0.1904 | 0.20055 | 0.21051 | 0.22033 | 0.22995 | 0.23944
WY | Commercial | College | New | Food Preparation | Hot Food Container | 0 | 0.0008055 | 0.001484 | 0.0021561 | 0.0028245 | 0.003483 | 0.0041319 | 0.0047727 | 0.0054031 | 0.0060232 | 0.0066308 | 0.007226 | 0.0078116 | 0.0083853 | 0.0089484 | 0.0095012 | 0.010046 | 0.010582 | 0.011107 | 0.011625 | 0.012133 | 0.012634
WY | Commercial | College | New | Food Preparation | Steamer | 0 | 0.0098482 | 0.018144 | 0.026361 | 0.034533 | 0.042584 | 0.050518 | 0.058352 | 0.066059 | 0.073641 | 0.08107 | 0.088347 | 0.095507 | 0.10252 | 0.1094 | 0.11616 | 0.12283 | 0.12937 | 0.1358 | 0.14213 | 0.14834 | 0.15446
WY | Commercial | College | New | Food Preparation | Griddle | 0 | 0.010644 | 0.01961 | 0.02849 | 0.037322 | 0.046023 | 0.054598 | 0.063065 | 0.071394 | 0.079589 | 0.087617 | 0.095482 | 0.10322 | 0.1108 | 0.11824 | 0.12555 | 0.13275 | 0.13982 | 0.14676 | 0.15361 | 0.16032 | 0.16694
WY | Commercial | College | New | Office Equipment | Desktop Computer | 0 | 0.3839 | 0.69142 | 0.982 | 1.2575 | 1.5159 | 1.758 | 1.9851 | 2.1969 | 2.394 | 2.5764 | 2.7447 | 2.9005 | 3.0437 | 3.1752 | 3.2957 | 3.4066 | 3.5076 | 3.5991 | 3.6826 | 3.7571 | 3.8245
WY | Commercial | College | New | Office Equipment | Laptop | 0 | 0.085402 | 0.16091 | 0.23907 | 0.32027 | 0.40388 | 0.48998 | 0.57878 | 0.67006 | 0.76388 | 0.85998 | 0.9584 | 1.0595 | 1.1631 | 1.2693 | 1.3782 | 1.4903 | 1.6053 | 1.7231 | 1.8444 | 1.9685 | 2.0962
WY | Commercial | College | New | Office Equipment | Server | 0 | 0.066714 | 0.12489 | 0.18438 | 0.24542 | 0.30751 | 0.37068 | 0.43506 | 0.50045 | 0.56688 | 0.63411 | 0.70216 | 0.77129 | 0.84126 | 0.91221 | 0.98417 | 1.0574 | 1.1317 | 1.207 | 1.2837 | 1.3613 | 1.4403
WY | Commercial | College | New | Office Equipment | Monitor | 0 | 0.066621 | 0.12332 | 0.18001 | 0.23692 | 0.29353 | 0.34985 | 0.40601 | 0.46179 | 0.51721 | 0.57206 | 0.62635 | 0.68029 | 0.73368 | 0.78663 | 0.83915 | 0.89147 | 0.94338 | 0.99488 | 1.0462 | 1.097 | 1.1477
WY | Commercial | College | New | Office Equipment | Printer/Copier/Fax | 0 | 0.059713 | 0.11099 | 0.16269 | 0.21502 | 0.2675 | 0.32016 | 0.3731 | 0.42614 | 0.47927 | 0.53231 | 0.58525 | 0.6383 | 0.69126 | 0.74424 | 0.79724 | 0.85048 | 0.90375 | 0.95706 | 1.0106 | 1.0641 | 1.1179
WY | Commercial | College | New | Office Equipment | POS Terminal | 0 | 0.062446 | 0.11505 | 0.16715 | 0.21897 | 0.27002 | 0.32033 | 0.37 | 0.41887 | 0.46695 | 0.51405 | 0.5602 | 0.6056 | 0.65007 | 0.69373 | 0.73658 | 0.77885 | 0.82034 | 0.86107 | 0.90126 | 0.94061 | 0.97944
WY | Commercial | College | New | Miscellaneous | Non-HVAC Motors | 0 | 0.064179 | 0.11824 | 0.17179 | 0.22504 | 0.27751 | 0.32921 | 0.38027 | 0.43049 | 0.4799 | 0.52831 | 0.57574 | 0.6224 | 0.6681 | 0.71297 | 0.75701 | 0.80045 | 0.84309 | 0.88496 | 0.92626 | 0.9667 | 1.0066
WY | Commercial | College | New | Miscellaneous | Pool Pump | 0 | 0.011086 | 0.020424 | 0.029674 | 0.038872 | 0.047935 | 0.056866 | 0.065685 | 0.07436 | 0.082895 | 0.091257 | 0.099449 | 0.10751 | 0.1154 | 0.12315 | 0.13076 | 0.13826 | 0.14563 | 0.15286 | 0.16 | 0.16698 | 0.17387
WY | Commercial | College | New | Miscellaneous | Pool Heater | 0 | 0.039227 | 0.072271 | 0.105 | 0.13755 | 0.16962 | 0.20122 | 0.23242 | 0.26312 | 0.29332 | 0.32291 | 0.3519 | 0.38042 | 0.40835 | 0.43578 | 0.4627 | 0.48925 | 0.51531 | 0.5409 | 0.56614 | 0.59086 | 0.61525
WY | Commercial | College | New | Miscellaneous | Clothes Washer | 0 | 3.155e-05 | 5.8128e-05 | 8.4452e-05 | 0.00011063 | 0.00013642 | 0.00016184 | 0.00018694 | 0.00021163 | 0.00023592 | 0.00025972 | 0.00028303 | 0.00030597 | 0.00032844 | 0.0003505 | 0.00037215 | 0.0003935 | 0.00041447 | 0.00043505 | 0.00045535 | 0.00047523 | 0.00049485
WY | Commercial | College | New | Miscellaneous | Clothes Dryer | 0 | 0.00044475 | 0.0008194 | 0.0011905 | 0.0015595 | 0.0019231 | 0.0022814 | 0.0026352 | 0.0029833 | 0.0033257 | 0.0036611 | 0.0039898 | 0.0043131 | 0.0046298 | 0.0049408 | 0.005246 | 0.005547 | 0.0058425 | 0.0061326 | 0.0064188 | 0.0066991 | 0.0069756
WY | Commercial | College | New | Miscellaneous | Electric Vehicle Chargers | 0 | 0 | 0 | 0 | 0 | 0 | 0 | 0 | 0 | 0 | 0 | 0 | 0 | 0 | 0 | 0 | 0 | 0 | 0 | 0 | 0 | 0
WY | Commercial | College | New | Miscellaneous | Other Miscellaneous | 0 | 0.20077 | 0.38254 | 0.57476 | 0.77863 | 0.99295 | 1.2182 | 1.4552 | 1.7036 | 1.964 | 2.2359 | 2.5199 | 2.8171 | 3.1272 | 3.4512 | 3.7896 | 4.1438 | 4.5137 | 4.8996 | 5.3034 | 5.7239 | 6.1638
WY | Commercial | College | New | Generation | Solar PV | 0 | -0.0031365 | -0.0066242 | -0.010916 | -0.016534 | -0.023267 | -0.032082 | -0.042343 | -0.054715 | -0.070624 | -0.088995 | -0.11297 | -0.13594 | -0.15927 | -0.18438 | -0.21128 | -0.23998 | -0.2704 | -0.30251 | -0.33641 | -0.37192 | -0.40919
WY | Commercial | School | Existing | Cooling | Air-Cooled Chiller | 0.90579 | 0.88304 | 0.86034 | 0.83787 | 0.8157 | 0.79966 | 0.78378 | 0.76815 | 0.75281 | 0.73781 | 0.72321 | 0.70904 | 0.69534 | 0.68214 | 0.66946 | 0.65614 | 0.64343 | 0.63127 | 0.61963 | 0.60844 | 0.59769 | 0.58729
WY | Commercial | School | Existing | Cooling | Water-Cooled Chiller | 1.6237 | 1.6499 | 1.6787 | 1.709 | 1.7398 | 1.7919 | 1.8436 | 1.8941 | 1.9424 | 1.988 | 2.0309 | 2.0708 | 2.1072 | 2.1398 | 2.1681 | 2.1883 | 2.2043 | 2.2158 | 2.2236 | 2.2275 | 2.2281 | 2.2255
WY | Commercial | School | Existing | Cooling | RTU | 2.8719 | 2.8197 | 2.7564 | 2.6933 | 2.6304 | 2.5866 | 2.5424 | 2.4979 | 2.4533 | 2.4087 | 2.3641 | 2.3196 | 2.2753 | 2.2325 | 2.1921 | 2.1499 | 2.1098 | 2.0716 | 2.035 | 2 | 1.9662 | 1.9337
WY | Commercial | School | Existing | Cooling | Packaged Terminal AC | 1.0381 | 1.0192 | 1.0007 | 0.98251 | 0.96465 | 0.95399 | 0.94339 | 0.93284 | 0.92236 | 0.91194 | 0.90158 | 0.89128 | 0.88106 | 0.87089 | 0.8608 | 0.84926 | 0.83784 | 0.82655 | 0.8154 | 0.80437 | 0.79346 | 0.78269
WY | Commercial | School | Existing | Cooling | Packaged Terminal HP | 0.15472 | 0.15191 | 0.14914 | 0.14643 | 0.14377 | 0.14218 | 0.1406 | 0.13903 | 0.13747 | 0.13591 | 0.13437 | 0.13284 | 0.13131 | 0.1298 | 0.12829 | 0.12657 | 0.12487 | 0.12319 | 0.12153 | 0.11988 | 0.11826 | 0.11665
WY | Commercial | School | Existing | Cooling | Air-Source Heat Pump | 0.41966 | 0.41069 | 0.40066 | 0.3907 | 0.38086 | 0.37387 | 0.3669 | 0.36 | 0.35318 | 0.34646 | 0.33986 | 0.3334 | 0.32717 | 0.32123 | 0.31557 | 0.3096 | 0.30387 | 0.29838 | 0.29309 | 0.288 | 0.28309 | 0.27834
WY | Commercial | School | Existing | Cooling | Geothermal Heat Pump | 0.071723 | 0.06983 | 0.067933 | 0.066052 | 0.064202 | 0.06285 | 0.061528 | 0.060245 | 0.05901 | 0.05783 | 0.056711 | 0.055657 | 0.054662 | 0.053718 | 0.05282 | 0.051869 | 0.05096 | 0.050088 | 0.049249 | 0.04844 | 0.047658 | 0.046901
WY | Commercial | School | Existing | Space Heating | Electric Furnace | 4.9236 | 4.8341 | 4.7462 | 4.6794 | 4.5752 | 4.4753 | 4.3774 | 4.2995 | 4.1879 | 4.0961 | 4.0063 | 3.9347 | 3.8323 | 3.748 | 3.6656 | 3.5988 | 3.504 | 3.4258 | 3.3492 | 3.288 | 3.201 | 3.1293
WY | Commercial | School | Existing | Space Heating | Electric Room Heat | 0.66365 | 0.65159 | 0.63974 | 0.63073 | 0.61669 | 0.60322 | 0.59003 | 0.57952 | 0.56448 | 0.55211 | 0.54001 | 0.53035 | 0.51655 | 0.50519 | 0.49408 | 0.48508 | 0.4723 | 0.46176 | 0.45144 | 0.44319 | 0.43146 | 0.4218
WY | Commercial | School | Existing | Space Heating | Packaged Terminal HP | 0.44239 | 0.43434 | 0.42645 | 0.42044 | 0.41108 | 0.4021 | 0.39331 | 0.38631 | 0.37628 | 0.36804 | 0.35997 | 0.35353 | 0.34433 | 0.33676 | 0.32935 | 0.32335 | 0.31483 | 0.30781 | 0.30093 | 0.29543 | 0.28761 | 0.28117
WY | Commercial | School | Existing | Space Heating | Air-Source Heat Pump | 1.3332 | 1.309 | 1.2839 | 1.2645 | 1.2349 | 1.2064 | 1.1785 | 1.156 | 1.1244 | 1.0981 | 1.0724 | 1.0516 | 1.0227 | 0.9988 | 0.9756 | 0.95674 | 0.93057 | 0.90894 | 0.88787 | 0.87096 | 0.84732 | 0.8278
WY | Commercial | School | Existing | Space Heating | Geothermal Heat Pump | 0.21237 | 0.20814 | 0.20397 | 0.20069 | 0.19582 | 0.19115 | 0.18659 | 0.18291 | 0.17783 | 0.17363 | 0.16956 | 0.16629 | 0.16176 | 0.15803 | 0.1544 | 0.15145 | 0.14734 | 0.14395 | 0.14065 | 0.138 | 0.13429 | 0.13122
WY | Commercial | School | Existing | Ventilation | Ventilation | 8.297 | 8.0433 | 7.7886 | 7.5382 | 7.2908 | 7.0372 | 6.7892 | 6.5481 | 6.3145 | 6.0871 | 5.8686 | 5.6597 | 5.4605 | 5.2713 | 5.0923 | 4.9235 | 4.7652 | 4.6168 | 4.4771 | 4.344 | 4.218 | 4.0995
WY | Commercial | School | Existing | Water Heating | Water Heater | 1.494 | 1.456 | 1.4167 | 1.3768 | 1.3361 | 1.2942 | 1.2519 | 1.21 | 1.168 | 1.1268 | 1.0857 | 1.0455 | 1.009 | 0.97483 | 0.9433 | 0.91409 | 0.88627 | 0.86036 | 0.8361 | 0.81161 | 0.78852 | 0.76669
WY | Commercial | School | Existing | Interior Lighting | General Service Lighting | 1.5136 | 1.4782 | 1.4403 | 1.38 | 1.2856 | 1.1857 | 1.1037 | 1.0321 | 0.97152 | 0.91743 | 0.87166 | 0.83406 | 0.80261 | 0.77433 | 0.74585 | 0.71939 | 0.69472 | 0.67164 | 0.65039 | 0.6279 | 0.60594 | 0.58357
WY | Commercial | School | Existing | Interior Lighting | Exempted Lighting | 0.0086039 | 0.0084474 | 0.0082938 | 0.008143 | 0.007937 | 0.007747 | 0.0075353 | 0.0072873 | 0.0070096 | 0.0066742 | 0.0063627 | 0.0060981 | 0.005878 | 0.005722 | 0.0055723 | 0.0054433 | 0.0053239 | 0.005207 | 0.0051135 | 0.0050067 | 0.0048952 | 0.0047856
WY | Commercial | School | Existing | Interior Lighting | High-Bay Lighting | 2.2077 | 2.162 | 2.1169 | 2.0725 | 2.0284 | 1.9852 | 1.9429 | 1.9016 | 1.8614 | 1.8218 | 1.7834 | 1.7461 | 1.71 | 1.6749 | 1.6406 | 1.6072 | 1.5748 | 1.5433 | 1.5125 | 1.4826 | 1.4535 | 1.4251
WY | Commercial | School | Existing | Interior Lighting | Linear Lighting | 13.7641 | 13.5138 | 13.2681 | 13.0269 | 12.7818 | 12.5406 | 12.3033 | 12.0701 | 11.841 | 11.6096 | 11.3824 | 11.1594 | 10.9404 | 10.7256 | 10.5105 | 10.2995 | 10.0926 | 9.8897 | 9.6908 | 9.4958 | 9.3069 | 9.123
WY | Commercial | School | Existing | Exterior Lighting | General Service Lighting | 0.48114 | 0.4693 | 0.45647 | 0.43515 | 0.39995 | 0.36285 | 0.33273 | 0.30888 | 0.29039 | 0.27231 | 0.25665 | 0.2439 | 0.23366 | 0.22454 | 0.21527 | 0.20673 | 0.19883 | 0.19147 | 0.18473 | 0.17756 | 0.17057 | 0.16343
WY | Commercial | School | Existing | Exterior Lighting | Area Lighting | 0.024185 | 0.023745 | 0.023313 | 0.022889 | 0.022448 | 0.022014 | 0.021586 | 0.021166 | 0.020753 | 0.020329 | 0.019912 | 0.019502 | 0.019102 | 0.018712 | 0.018319 | 0.017936 | 0.017564 | 0.017201 | 0.016847 | 0.016502 | 0.016166 | 0.015839
WY | Commercial | School | Existing | Exterior Lighting | Linear Lighting | 0.92638 | 0.90953 | 0.893 | 0.87676 | 0.86026 | 0.84403 | 0.82806 | 0.81237 | 0.79694 | 0.78137 | 0.76608 | 0.75107 | 0.73633 | 0.72187 | 0.7074 | 0.69319 | 0.67927 | 0.66562 | 0.65223 | 0.63911 | 0.62639 | 0.61402
WY | Commercial | School | Existing | Refrigeration | Walk-in Refrigerator/Freezer | 0.1264 | 0.1241 | 0.12184 | 0.11963 | 0.11745 | 0.11532 | 0.11322 | 0.11116 | 0.10914 | 0.10716 | 0.10521 | 0.1033 | 0.10142 | 0.099575 | 0.097764 | 0.095987 | 0.094242 | 0.092528 | 0.090846 | 0.089194 | 0.087572 | 0.08598
WY | Commercial | School | Existing | Refrigeration | Reach-in Refrigerator/Freezer | 0.52942 | 0.5198 | 0.51035 | 0.50107 | 0.49196 | 0.48301 | 0.47423 | 0.46561 | 0.45714 | 0.44883 | 0.44067 | 0.43266 | 0.42479 | 0.41707 | 0.40948 | 0.40204 | 0.39473 | 0.38755 | 0.38051 | 0.37359 | 0.3668 | 0.36013
WY | Commercial | School | Existing | Refrigeration | Glass Door Display | 0.31574 | 0.31 | 0.30436 | 0.29883 | 0.29339 | 0.28806 | 0.28282 | 0.27768 | 0.27263 | 0.26767 | 0.26281 | 0.25803 | 0.25334 | 0.24873 | 0.24421 | 0.23977 | 0.23541 | 0.23113 | 0.22693 | 0.2228 | 0.21875 | 0.21477
WY | Commercial | School | Existing | Refrigeration | Open Display Case | 0.30156 | 0.29608 | 0.2907 | 0.28541 | 0.28022 | 0.27513 | 0.27012 | 0.26521 | 0.26039 | 0.25566 | 0.25101 | 0.24644 | 0.24196 | 0.23756 | 0.23324 | 0.229 | 0.22484 | 0.22075 | 0.21674 | 0.2128 | 0.20893 | 0.20513
WY | Commercial | School | Existing | Refrigeration | Icemaker | 1.6201 | 1.5906 | 1.5617 | 1.5333 | 1.5054 | 1.4781 | 1.4512 | 1.4248 | 1.3989 | 1.3735 | 1.3485 | 1.324 | 1.2999 | 1.2763 | 1.2531 | 1.2303 | 1.2079 | 1.1859 | 1.1644 | 1.1432 | 1.1224 | 1.102
WY | Commercial | School | Existing | Refrigeration | Vending Machine | 0.90119 | 0.8848 | 0.86871 | 0.85292 | 0.83741 | 0.82219 | 0.80724 | 0.79256 | 0.77815 | 0.764 | 0.75011 | 0.73647 | 0.72308 | 0.70993 | 0.69703 | 0.68435 | 0.67191 | 0.65969 | 0.6477 | 0.63592 | 0.62436 | 0.61301
WY | Commercial | School | Existing | Food Preparation | Oven | 0.49418 | 0.4852 | 0.47637 | 0.46771 | 0.45921 | 0.45086 | 0.44266 | 0.43461 | 0.42671 | 0.41895 | 0.41134 | 0.40386 | 0.39651 | 0.3893 | 0.38223 | 0.37528 | 0.36845 | 0.36175 | 0.35518 | 0.34872 | 0.34238 | 0.33615
WY | Commercial | School | Existing | Food Preparation | Fryer | 0.33113 | 0.32511 | 0.3192 | 0.31339 | 0.3077 | 0.3021 | 0.29661 | 0.29122 | 0.28592 | 0.28072 | 0.27562 | 0.27061 | 0.26569 | 0.26086 | 0.25611 | 0.25146 | 0.24689 | 0.2424 | 0.23799 | 0.23366 | 0.22941 | 0.22524
WY | Commercial | School | Existing | Food Preparation | Dishwasher | 0.18999 | 0.18654 | 0.18315 | 0.17982 | 0.17655 | 0.17334 | 0.17018 | 0.16709 | 0.16405 | 0.16107 | 0.15814 | 0.15527 | 0.15244 | 0.14967 | 0.14695 | 0.14428 | 0.14165 | 0.13908 | 0.13655 | 0.13407 | 0.13163 | 0.12924
WY | Commercial | School | Existing | Food Preparation | Hot Food Container | 0.015371 | 0.015092 | 0.014817 | 0.014548 | 0.014283 | 0.014024 | 0.013769 | 0.013518 | 0.013272 | 0.013031 | 0.012794 | 0.012562 | 0.012333 | 0.012109 | 0.011889 | 0.011673 | 0.01146 | 0.011252 | 0.011047 | 0.010847 | 0.010649 | 0.010456
WY | Commercial | School | Existing | Food Preparation | Steamer | 0.18793 | 0.18451 | 0.18116 | 0.17786 | 0.17463 | 0.17145 | 0.16834 | 0.16528 | 0.16227 | 0.15932 | 0.15642 | 0.15358 | 0.15079 | 0.14805 | 0.14535 | 0.14271 | 0.14012 | 0.13757 | 0.13507 | 0.13261 | 0.1302 | 0.12783
WY | Commercial | School | Existing | Food Preparation | Griddle | 0.20311 | 0.19941 | 0.19579 | 0.19223 | 0.18873 | 0.1853 | 0.18193 | 0.17863 | 0.17538 | 0.17219 | 0.16906 | 0.16598 | 0.16297 | 0.16 | 0.15709 | 0.15424 | 0.15143 | 0.14868 | 0.14598 | 0.14332 | 0.14072 | 0.13816
WY | Commercial | School | Existing | Office Equipment | Desktop Computer | 2.9533 | 2.8346 | 2.7206 | 2.6112 | 2.5062 | 2.4054 | 2.3087 | 2.2158 | 2.1267 | 2.0412 | 1.9591 | 1.8804 | 1.8047 | 1.7322 | 1.6625 | 1.5957 | 1.5315 | 1.4699 | 1.4108 | 1.3541 | 1.2996 | 1.2474
WY | Commercial | School | Existing | Office Equipment | Laptop | 0.62803 | 0.63058 | 0.63313 | 0.6357 | 0.63827 | 0.64086 | 0.64345 | 0.64606 | 0.64867 | 0.6513 | 0.65394 | 0.65659 | 0.65925 | 0.66192 | 0.6646 | 0.66729 | 0.66999 | 0.67271 | 0.67543 | 0.67817 | 0.68092 | 0.68367
WY | Commercial | School | Existing | Office Equipment | Server | 2.0492 | 2.0565 | 2.0639 | 2.0713 | 2.0788 | 2.0862 | 2.0937 | 2.1013 | 2.1088 | 2.1164 | 2.124 | 2.1316 | 2.1393 | 2.147 | 2.1547 | 2.1624 | 2.1702 | 2.178 | 2.1858 | 2.1936 | 2.2015 | 2.2094
WY | Commercial | School | Existing | Office Equipment | Monitor | 0.49867 | 0.49191 | 0.48524 | 0.47865 | 0.47216 | 0.46575 | 0.45943 | 0.4532 | 0.44705 | 0.44099 | 0.43501 | 0.4291 | 0.42328 | 0.41754 | 0.41188 | 0.40629 | 0.40078 | 0.39534 | 0.38998 | 0.38468 | 0.37947 | 0.37432
WY | Commercial | School | Existing | Office Equipment | Printer/Copier/Fax | 0.38501 | 0.3841 | 0.38319 | 0.38228 | 0.38138 | 0.38047 | 0.37957 | 0.37867 | 0.37777 | 0.37688 | 0.37598 | 0.37509 | 0.3742 | 0.37332 | 0.37243 | 0.37155 | 0.37067 | 0.36979 | 0.36891 | 0.36804 | 0.36717 | 0.3663
WY | Commercial | School | Existing | Office Equipment | POS Terminal | 0.093744 | 0.092286 | 0.090851 | 0.089439 | 0.088048 | 0.086679 | 0.085331 | 0.084005 | 0.082699 | 0.081413 | 0.080147 | 0.078901 | 0.077674 | 0.076466 | 0.075277 | 0.074107 | 0.072955 | 0.07182 | 0.070703 | 0.069604 | 0.068522 | 0.067456
WY | Commercial | School | Existing | Miscellaneous | Non-HVAC Motors | 0.754 | 0.74029 | 0.72683 | 0.71362 | 0.70064 | 0.6879 | 0.6754 | 0.66312 | 0.65106 | 0.63922 | 0.6276 | 0.61619 | 0.60499 | 0.59399 | 0.58319 | 0.57258 | 0.56217 | 0.55195 | 0.54192 | 0.53206 | 0.52239 | 0.51289
WY | Commercial | School | Existing | Miscellaneous | Pool Pump | 0.010892 | 0.010575 | 0.010218 | 0.0098354 | 0.0094367 | 0.00903 | 0.0086207 | 0.0082834 | 0.0079999 | 0.0077566 | 0.0075435 | 0.0073533 | 0.0071805 | 0.0070212 | 0.0068723 | 0.0067318 | 0.0065979 | 0.0064695 | 0.0063456 | 0.0062256 | 0.0061091 | 0.0059955
WY | Commercial | School | Existing | Miscellaneous | Pool Heater | 0.01295 | 0.012715 | 0.012484 | 0.012257 | 0.012034 | 0.011815 | 0.0116 | 0.011389 | 0.011182 | 0.010979 | 0.010779 | 0.010583 | 0.010391 | 0.010202 | 0.010016 | 0.0098343 | 0.0096555 | 0.0094799 | 0.0093076 | 0.0091383 | 0.0089722 | 0.0088091
WY | Commercial | School | Existing | Miscellaneous | Clothes Washer | 0.0015082 | 0.0014808 | 0.0014539 | 0.0014274 | 0.0014015 | 0.001376 | 0.001351 | 0.0013264 | 0.0013023 | 0.0012786 | 0.0012554 | 0.0012326 | 0.0012101 | 0.0011881 | 0.0011665 | 0.0011453 | 0.0011245 | 0.0011041 | 0.001084 | 0.0010643 | 0.0010449 | 0.0010259
WY | Commercial | School | Existing | Miscellaneous | Clothes Dryer | 0.021261 | 0.020874 | 0.020495 | 0.020122 | 0.019756 | 0.019397 | 0.019044 | 0.018698 | 0.018358 | 0.018024 | 0.017697 | 0.017375 | 0.017059 | 0.016749 | 0.016444 | 0.016145 | 0.015852 | 0.015563 | 0.01528 | 0.015003 | 0.01473 | 0.014462
WY | Commercial | School | Existing | Miscellaneous | Electric Vehicle Chargers | 0 | 0 | 0 | 0 | 0 | 0 | 0 | 0 | 0 | 0 | 0 | 0 | 0 | 0 | 0 | 0 | 0 | 0 | 0 | 0 | 0 | 0
WY | Commercial | School | Existing | Miscellaneous | Other Miscellaneous | 2.0182 | 2.0605 | 2.1037 | 2.1478 | 2.1928 | 2.2388 | 2.2858 | 2.3337 | 2.3826 | 2.4326 | 2.4836 | 2.5357 | 2.5888 | 2.6431 | 2.6985 | 2.7551 | 2.8129 | 2.8719 | 2.9321 | 2.9936 | 3.0563 | 3.1204
WY | Commercial | School | Existing | Generation | Solar PV | -0.098815 | -0.10323 | -0.11618 | -0.12938 | -0.14687 | -0.16456 | -0.18779 | -0.21068 | -0.2361 | -0.2684 | -0.30164 | -0.34496 | -0.37701 | -0.40402 | -0.43031 | -0.45596 | -0.48088 | -0.50508 | -0.52854 | -0.55136 | -0.57344 | -0.59487
WY | Commercial | School | New | Cooling | Air-Cooled Chiller | 0 | 0.017451 | 0.031985 | 0.046433 | 0.06084 | 0.07559 | 0.090362 | 0.1052 | 0.12004 | 0.13486 | 0.14962 | 0.16429 | 0.17896 | 0.19355 | 0.20809 | 0.22218 | 0.23624 | 0.2502 | 0.26408 | 0.27792 | 0.29164 | 0.30529
WY | Commercial | School | New | Cooling | Water-Cooled Chiller | 0 | 0.066078 | 0.12132 | 0.17621 | 0.23099 | 0.29272 | 0.3546 | 0.41675 | 0.47864 | 0.54035 | 0.6018 | 0.663 | 0.72418 | 0.78507 | 0.84557 | 0.90428 | 0.96289 | 1.0218 | 1.0809 | 1.1401 | 1.1989 | 1.2574
WY | Commercial | School | New | Cooling | RTU | 0 | 0.066267 | 0.11443 | 0.16225 | 0.20993 | 0.25887 | 0.30789 | 0.35707 | 0.40622 | 0.45534 | 0.50423 | 0.55287 | 0.60146 | 0.64878 | 0.69605 | 0.74191 | 0.78774 | 0.83333 | 0.87867 | 0.92397 | 0.9689 | 1.0138
WY | Commercial | School | New | Cooling | Packaged Terminal AC | 0 | 0.026502 | 0.048602 | 0.070543 | 0.092422 | 0.11485 | 0.13731 | 0.15985 | 0.18237 | 0.20488 | 0.22728 | 0.24957 | 0.27184 | 0.29399 | 0.31606 | 0.33746 | 0.3588 | 0.38 | 0.40106 | 0.42207 | 0.44288 | 0.46366
WY | Commercial | School | New | Cooling | Packaged Terminal HP | 0 | 0.0039498 | 0.0072436 | 0.010514 | 0.013774 | 0.017117 | 0.020464 | 0.023823 | 0.027181 | 0.030535 | 0.033874 | 0.037196 | 0.040515 | 0.043816 | 0.047106 | 0.050294 | 0.053476 | 0.056635 | 0.059773 | 0.062905 | 0.066007 | 0.069103
WY | Commercial | School | New | Cooling | Air-Source Heat Pump | 0 | 0.0090796 | 0.015953 | 0.022777 | 0.029581 | 0.036562 | 0.043554 | 0.05057 | 0.057581 | 0.064589 | 0.071562 | 0.0785 | 0.08535 | 0.092171 | 0.098974 | 0.10557 | 0.11215 | 0.1187 | 0.1252 | 0.1317 | 0.13813 | 0.14456
WY | Commercial | School | New | Cooling | Geothermal Heat Pump | 0 | 0.0015174 | 0.0027827 | 0.0040389 | 0.0052915 | 0.0065755 | 0.0078614 | 0.0091519 | 0.010442 | 0.01173 | 0.013013 | 0.014289 | 0.015564 | 0.016832 | 0.018096 | 0.019321 | 0.020543 | 0.021757 | 0.022962 | 0.024165 | 0.025357 | 0.026546
WY | Commercial | School | New | Space Heating | Electric Furnace | 0 | 0.1257 | 0.23051 | 0.33597 | 0.43834 | 0.53876 | 0.63713 | 0.73674 | 0.82805 | 0.92027 | 1.01 | 1.1018 | 1.1824 | 1.2652 | 1.3459 | 1.43 | 1.5006 | 1.575 | 1.6473 | 1.7253 | 1.7867 | 1.8538
WY | Commercial | School | New | Space Heating | Electric Room Heat | 0 | 0.016942 | 0.031071 | 0.045286 | 0.059084 | 0.072619 | 0.085877 | 0.099304 | 0.11161 | 0.12404 | 0.13613 | 0.1485 | 0.15938 | 0.17054 | 0.18141 | 0.19275 | 0.20226 | 0.21229 | 0.22204 | 0.23255 | 0.24083 | 0.24987
WY | Commercial | School | New | Space Heating | Packaged Terminal HP | 0 | 0.011294 | 0.020712 | 0.030187 | 0.039385 | 0.048408 | 0.057246 | 0.066196 | 0.0744 | 0.082686 | 0.090746 | 0.098993 | 0.10624 | 0.11368 | 0.12093 | 0.12849 | 0.13483 | 0.14151 | 0.14801 | 0.15502 | 0.16054 | 0.16656
WY | Commercial | School | New | Space Heating | Air-Source Heat Pump | 0 | 0.034037 | 0.061585 | 0.089306 | 0.11621 | 0.1426 | 0.16844 | 0.19462 | 0.21861 | 0.24285 | 0.26642 | 0.29054 | 0.31164 | 0.33333 | 0.35445 | 0.37649 | 0.39498 | 0.41447 | 0.43344 | 0.45388 | 0.46998 | 0.48757
WY | Commercial | School | New | Space Heating | Geothermal Heat Pump | 0 | 0.0052522 | 0.009632 | 0.014039 | 0.018316 | 0.022512 | 0.026622 | 0.030785 | 0.0346 | 0.038453 | 0.042202 | 0.046037 | 0.049407 | 0.052867 | 0.056238 | 0.059753 | 0.062701 | 0.065811 | 0.068835 | 0.072091 | 0.074658 | 0.07746
WY | Commercial | School | New | Ventilation | Ventilation | 0 | 0.1461 | 0.26796 | 0.39143 | 0.51457 | 0.62843 | 0.74084 | 0.85217 | 0.96189 | 1.0687 | 1.1735 | 1.2765 | 1.3779 | 1.4775 | 1.5753 | 1.6716 | 1.7668 | 1.8598 | 1.9506 | 2.0386 | 2.1243 | 2.2093
WY | Commercial | School | New | Water Heating | Water Heater | 0 | 0.027225 | 0.049928 | 0.072467 | 0.094942 | 0.11713 | 0.13903 | 0.16071 | 0.18207 | 0.20312 | 0.22377 | 0.24404 | 0.26401 | 0.2836 | 0.30286 | 0.32179 | 0.3405 | 0.35568 | 0.37046 | 0.38416 | 0.39772 | 0.41113
WY | Commercial | School | New | Interior Lighting | General Service Lighting | 0 | 0.03563 | 0.065342 | 0.09087 | 0.11045 | 0.12928 | 0.14646 | 0.16223 | 0.17827 | 0.19208 | 0.20637 | 0.22106 | 0.23588 | 0.25034 | 0.2628 | 0.27487 | 0.28661 | 0.29799 | 0.30926 | 0.31903 | 0.32901 | 0.33873
WY | Commercial | School | New | Interior Lighting | Exempted Lighting | 0 | 0.00021965 | 0.00040281 | 0.00058466 | 0.00075841 | 0.00092913 | 0.0010864 | 0.0012353 | 0.0013785 | 0.0015046 | 0.0016348 | 0.001763 | 0.0018885 | 0.0020118 | 0.0021248 | 0.0022424 | 0.0023564 | 0.0024665 | 0.0025773 | 0.0026863 | 0.0027932 | 0.0028986
WY | Commercial | School | New | Interior Lighting | High-Bay Lighting | 0 | 0.050797 | 0.093156 | 0.13521 | 0.17678 | 0.21782 | 0.25833 | 0.29843 | 0.33793 | 0.37666 | 0.41467 | 0.45195 | 0.48863 | 0.52456 | 0.55966 | 0.59415 | 0.6282 | 0.66167 | 0.69456 | 0.72705 | 0.75892 | 0.79043
WY | Commercial | School | New | Interior Lighting | Linear Lighting | 0 | 0.35138 | 0.6444 | 0.93532 | 1.22 | 1.501 | 1.7785 | 2.053 | 2.3235 | 2.5869 | 2.8453 | 3.0988 | 3.3487 | 3.5938 | 3.8327 | 4.0675 | 4.2996 | 4.5278 | 4.7521 | 4.9738 | 5.1885 | 5.3989
WY | Commercial | School | New | Exterior Lighting | General Service Lighting | 0 | 0.011104 | 0.020363 | 0.027925 | 0.032997 | 0.037846 | 0.042474 | 0.047307 | 0.052363 | 0.056057 | 0.059832 | 0.06379 | 0.067881 | 0.071865 | 0.075115 | 0.078246 | 0.081287 | 0.084215 | 0.087114 | 0.089498 | 0.091974 | 0.09436
WY | Commercial | School | New | Exterior Lighting | Area Lighting | 0 | 0.00061741 | 0.0011323 | 0.0016434 | 0.0021386 | 0.0026275 | 0.0031102 | 0.0035878 | 0.0040584 | 0.0045139 | 0.0049608 | 0.0053993 | 0.0058289 | 0.0062483 | 0.0066511 | 0.0070463 | 0.0074361 | 0.0078186 | 0.0081941 | 0.0085646 | 0.0089282 | 0.0092878
WY | Commercial | School | New | Exterior Lighting | Linear Lighting | 0 | 0.02365 | 0.043371 | 0.062951 | 0.08211 | 0.10102 | 0.1197 | 0.13818 | 0.15638 | 0.17411 | 0.1915 | 0.20856 | 0.22538 | 0.24188 | 0.25795 | 0.27376 | 0.28938 | 0.30474 | 0.31983 | 0.33476 | 0.3492 | 0.36337
WY | Commercial | School | New | Refrigeration | Walk-in Refrigerator/Freezer | 0 | 0.0032269 | 0.0059177 | 0.0085893 | 0.011253 | 0.013883 | 0.016479 | 0.019048 | 0.02158 | 0.024075 | 0.026523 | 0.028925 | 0.031291 | 0.033613 | 0.035896 | 0.038141 | 0.040359 | 0.042539 | 0.044683 | 0.046802 | 0.04888 | 0.050934
WY | Commercial | School | New | Refrigeration | Reach-in Refrigerator/Freezer | 0 | 0.013516 | 0.024786 | 0.035976 | 0.047134 | 0.058148 | 0.069023 | 0.079784 | 0.090388 | 0.10084 | 0.11109 | 0.12115 | 0.13106 | 0.14079 | 0.15035 | 0.15975 | 0.16904 | 0.17817 | 0.18715 | 0.19603 | 0.20473 | 0.21334
WY | Commercial | School | New | Refrigeration | Glass Door Display | 0 | 0.0080605 | 0.014782 | 0.021456 | 0.02811 | 0.034679 | 0.041164 | 0.047582 | 0.053906 | 0.060138 | 0.066253 | 0.072252 | 0.078164 | 0.083964 | 0.089667 | 0.095274 | 0.10081 | 0.10626 | 0.11162 | 0.11691 | 0.1221 | 0.12723
WY | Commercial | School | New | Refrigeration | Open Display Case | 0 | 0.0076986 | 0.014118 | 0.020492 | 0.026848 | 0.033122 | 0.039316 | 0.045445 | 0.051485 | 0.057438 | 0.063278 | 0.069008 | 0.074655 | 0.080194 | 0.085641 | 0.090996 | 0.096287 | 0.10149 | 0.1066 | 0.11166 | 0.11662 | 0.12152
WY | Commercial | School | New | Refrigeration | Icemaker | 0 | 0.041359 | 0.075848 | 0.11009 | 0.14423 | 0.17794 | 0.21122 | 0.24415 | 0.27659 | 0.30857 | 0.33995 | 0.37073 | 0.40107 | 0.43083 | 0.46009 | 0.48886 | 0.51728 | 0.54523 | 0.57271 | 0.59987 | 0.6265 | 0.65282
WY | Commercial | School | New | Refrigeration | Vending Machine | 0 | 0.023006 | 0.042191 | 0.061239 | 0.080231 | 0.09898 | 0.11749 | 0.13581 | 0.15386 | 0.17165 | 0.1891 | 0.20622 | 0.2231 | 0.23965 | 0.25593 | 0.27193 | 0.28774 | 0.30329 | 0.31858 | 0.33368 | 0.3485 | 0.36314
WY | Commercial | School | New | Food Preparation | Oven | 0 | 0.012616 | 0.023136 | 0.033581 | 0.043996 | 0.054278 | 0.064428 | 0.074473 | 0.084371 | 0.094125 | 0.1037 | 0.11309 | 0.12234 | 0.13142 | 0.14034 | 0.14912 | 0.15779 | 0.16631 | 0.1747 | 0.18298 | 0.1911 | 0.19913
WY | Commercial | School | New | Food Preparation | Fryer | 0 | 0.0084534 | 0.015503 | 0.022501 | 0.02948 | 0.036369 | 0.043171 | 0.049901 | 0.056533 | 0.063069 | 0.069482 | 0.075774 | 0.081975 | 0.088057 | 0.094038 | 0.099918 | 0.10573 | 0.11144 | 0.11706 | 0.12261 | 0.12805 | 0.13343
WY | Commercial | School | New | Food Preparation | Dishwasher | 0 | 0.0048503 | 0.008895 | 0.012911 | 0.016915 | 0.020867 | 0.02477 | 0.028632 | 0.032437 | 0.036187 | 0.039867 | 0.043477 | 0.047034 | 0.050524 | 0.053956 | 0.05733 | 0.060663 | 0.063941 | 0.067163 | 0.070348 | 0.073471 | 0.076559
WY | Commercial | School | New | Food Preparation | Hot Food Container | 0 | 0.00039241 | 0.00071963 | 0.0010445 | 0.0013685 | 0.0016883 | 0.002004 | 0.0023164 | 0.0026243 | 0.0029277 | 0.0032254 | 0.0035174 | 0.0038052 | 0.0040876 | 0.0043652 | 0.0046382 | 0.0049079 | 0.005173 | 0.0054338 | 0.0056914 | 0.0059441 | 0.0061939
WY | Commercial | School | New | Food Preparation | Steamer | 0 | 0.0047977 | 0.0087984 | 0.01277 | 0.016731 | 0.020641 | 0.024501 | 0.028321 | 0.032085 | 0.035794 | 0.039434 | 0.043005 | 0.046524 | 0.049976 | 0.05337 | 0.056708 | 0.060005 | 0.063247 | 0.066434 | 0.069585 | 0.072674 | 0.075728
WY | Commercial | School | New | Food Preparation | Griddle | 0 | 0.0051851 | 0.009509 | 0.013802 | 0.018082 | 0.022308 | 0.02648 | 0.030608 | 0.034676 | 0.038685 | 0.042619 | 0.046478 | 0.050281 | 0.054012 | 0.057681 | 0.061287 | 0.064851 | 0.068355 | 0.0718 | 0.075205 | 0.078543 | 0.081844
WY | Commercial | School | New | Office Equipment | Desktop Computer | 0 | 0.073704 | 0.13213 | 0.18748 | 0.24011 | 0.28958 | 0.33602 | 0.37969 | 0.42051 | 0.4586 | 0.49389 | 0.52653 | 0.55683 | 0.58473 | 0.61043 | 0.63405 | 0.65586 | 0.67578 | 0.69391 | 0.71051 | 0.7254 | 0.73892
WY | Commercial | School | New | Office Equipment | Laptop | 0 | 0.016396 | 0.03075 | 0.045642 | 0.061152 | 0.077151 | 0.093653 | 0.1107 | 0.12826 | 0.14633 | 0.16486 | 0.18385 | 0.2034 | 0.22344 | 0.24402 | 0.26515 | 0.28692 | 0.30927 | 0.33222 | 0.35585 | 0.38006 | 0.405
WY | Commercial | School | New | Office Equipment | Server | 0 | 0.053156 | 0.099052 | 0.14608 | 0.19447 | 0.24378 | 0.29403 | 0.34535 | 0.39755 | 0.45065 | 0.50447 | 0.55901 | 0.61449 | 0.67072 | 0.72781 | 0.78577 | 0.84485 | 0.90484 | 0.96575 | 1.0278 | 1.0908 | 1.1549
WY | Commercial | School | New | Office Equipment | Monitor | 0 | 0.012791 | 0.023567 | 0.034367 | 0.045237 | 0.056071 | 0.06687 | 0.077658 | 0.088393 | 0.099076 | 0.10966 | 0.12016 | 0.1306 | 0.14095 | 0.15123 | 0.16144 | 0.17163 | 0.18175 | 0.19181 | 0.20185 | 0.2118 | 0.22174
WY | Commercial | School | New | Office Equipment | Printer/Copier/Fax | 0 | 0.0099164 | 0.018347 | 0.026867 | 0.035512 | 0.044201 | 0.052933 | 0.061729 | 0.070555 | 0.079412 | 0.088264 | 0.097112 | 0.10599 | 0.11487 | 0.12376 | 0.13267 | 0.14163 | 0.15061 | 0.15961 | 0.16866 | 0.17772 | 0.18683
WY | Commercial | School | New | Office Equipment | POS Terminal | 0 | 0.0023932 | 0.0043889 | 0.0063702 | 0.0083459 | 0.010296 | 0.012222 | 0.014127 | 0.016005 | 0.017855 | 0.019671 | 0.021452 | 0.023207 | 0.024929 | 0.026622 | 0.028287 | 0.029932 | 0.031549 | 0.033139 | 0.034711 | 0.036252 | 0.037775
WY | Commercial | School | New | Miscellaneous | Non-HVAC Motors | 0 | 0.019249 | 0.035301 | 0.051237 | 0.067128 | 0.082815 | 0.098302 | 0.11363 | 0.12873 | 0.14361 | 0.15822 | 0.17254 | 0.18666 | 0.20051 | 0.21413 | 0.22752 | 0.24075 | 0.25376 | 0.26654 | 0.27918 | 0.29158 | 0.30383
WY | Commercial | School | New | Miscellaneous | Pool Pump | 0 | 0.00022473 | 0.00041214 | 0.0005982 | 0.00078372 | 0.00096687 | 0.0011477 | 0.0013266 | 0.0015029 | 0.0016767 | 0.0018472 | 0.0020144 | 0.0021793 | 0.002341 | 0.0025 | 0.0026563 | 0.0028108 | 0.0029626 | 0.0031119 | 0.0032595 | 0.0034042 | 0.0035473
WY | Commercial | School | New | Miscellaneous | Pool Heater | 0 | 0.00033061 | 0.0006063 | 0.00088001 | 0.0011529 | 0.0014224 | 0.0016884 | 0.0019516 | 0.002211 | 0.0024666 | 0.0027174 | 0.0029635 | 0.003206 | 0.0034438 | 0.0036777 | 0.0039077 | 0.0041349 | 0.0043583 | 0.004578 | 0.0047951 | 0.005008 | 0.0052184
WY | Commercial | School | New | Miscellaneous | Clothes Washer | 0 | 3.8504e-05 | 7.0612e-05 | 0.00010249 | 0.00013427 | 0.00016565 | 0.00019663 | 0.00022729 | 0.0002575 | 0.00028727 | 0.00031648 | 0.00034513 | 0.00037338 | 0.00040108 | 0.00042832 | 0.00045511 | 0.00048157 | 0.00050759 | 0.00053317 | 0.00055845 | 0.00058324 | 0.00060775
WY | Commercial | School | New | Miscellaneous | Clothes Dryer | 0 | 0.00054277 | 0.00099537 | 0.0014447 | 0.0018928 | 0.0023351 | 0.0027718 | 0.003204 | 0.0036298 | 0.0040495 | 0.0044612 | 0.0048652 | 0.0052633 | 0.0056539 | 0.0060378 | 0.0064154 | 0.0067884 | 0.0071552 | 0.0075158 | 0.0078722 | 0.0082217 | 0.0085672
WY | Commercial | School | New | Miscellaneous | Electric Vehicle Chargers | 0 | 0 | 0 | 0 | 0 | 0 | 0 | 0 | 0 | 0 | 0 | 0 | 0 | 0 | 0 | 0 | 0 | 0 | 0 | 0 | 0 | 0
WY | Commercial | School | New | Miscellaneous | Other Miscellaneous | 0 | 0.053282 | 0.10105 | 0.15168 | 0.20551 | 0.26219 | 0.32185 | 0.38473 | 0.45075 | 0.52003 | 0.59248 | 0.66819 | 0.74755 | 0.83045 | 0.91714 | 1.0078 | 1.1028 | 1.202 | 1.3058 | 1.4144 | 1.5276 | 1.6462
WY | Commercial | School | New | Generation | Solar PV | 0 | -0.0026841 | -0.0056426 | -0.0092892 | -0.014072 | -0.019811 | -0.027333 | -0.036101 | -0.046682 | -0.060301 | -0.076043 | -0.096595 | -0.11632 | -0.13639 | -0.158 | -0.18118 | -0.20594 | -0.23221 | -0.25997 | -0.28931 | -0.32007 | -0.35239
WY | Commercial | Lodging | Existing | Cooling | Air-Cooled Chiller | 0.42123 | 0.41077 | 0.40025 | 0.38974 | 0.37932 | 0.37171 | 0.36414 | 0.35667 | 0.34932 | 0.34215 | 0.33518 | 0.32844 | 0.32194 | 0.31572 | 0.3098 | 0.30364 | 0.29782 | 0.29232 | 0.2871 | 0.28214 | 0.27742 | 0.2729
WY | Commercial | Lodging | Existing | Cooling | Water-Cooled Chiller | 1.2627 | 1.2434 | 1.2245 | 1.2058 | 1.1875 | 1.1779 | 1.1683 | 1.1587 | 1.1492 | 1.1396 | 1.13 | 1.1205 | 1.111 | 1.1014 | 1.0919 | 1.0804 | 1.0691 | 1.0578 | 1.0466 | 1.0354 | 1.0244 | 1.0134
WY | Commercial | Lodging | Existing | Cooling | RTU | 3.4884 | 3.4347 | 3.3673 | 3.2995 | 3.2316 | 3.1868 | 3.1413 | 3.0952 | 3.0486 | 3.0016 | 2.9544 | 2.9071 | 2.8597 | 2.8139 | 2.7708 | 2.7253 | 2.6821 | 2.641 | 2.6017 | 2.5642 | 2.5281 | 2.4934
WY | Commercial | Lodging | Existing | Cooling | Packaged Terminal AC | 3.6096 | 3.5541 | 3.4994 | 3.4456 | 3.3926 | 3.3646 | 3.3367 | 3.3088 | 3.281 | 3.2531 | 3.2253 | 3.1976 | 3.1699 | 3.1423 | 3.1147 | 3.0817 | 3.0489 | 3.0164 | 2.9842 | 2.9522 | 2.9205 | 2.889
WY | Commercial | Lodging | Existing | Cooling | Packaged Terminal HP | 1.4806 | 1.4578 | 1.4354 | 1.4133 | 1.3916 | 1.3801 | 1.3687 | 1.3572 | 1.3458 | 1.3344 | 1.323 | 1.3116 | 1.3002 | 1.2889 | 1.2776 | 1.264 | 1.2506 | 1.2373 | 1.224 | 1.2109 | 1.1979 | 1.185
WY | Commercial | Lodging | Existing | Cooling | Air-Source Heat Pump | 0.66083 | 0.64855 | 0.63451 | 0.62051 | 0.60661 | 0.59716 | 0.58771 | 0.57829 | 0.56895 | 0.55972 | 0.55062 | 0.54169 | 0.53308 | 0.52491 | 0.51712 | 0.50877 | 0.50079 | 0.49314 | 0.48578 | 0.47871 | 0.47188 | 0.46528
WY | Commercial | Lodging | Existing | Cooling | Geothermal Heat Pump | 0.002397 | 0.0023403 | 0.0022833 | 0.0022264 | 0.0021702 | 0.0021305 | 0.0020917 | 0.0020539 | 0.0020175 | 0.0019828 | 0.00195 | 0.0019192 | 0.0018902 | 0.0018629 | 0.0018369 | 0.001809 | 0.0017824 | 0.0017569 | 0.0017324 | 0.0017088 | 0.001686 | 0.0016639
WY | Commercial | Lodging | Existing | Space Heating | Electric Furnace | 1.3451 | 1.3244 | 1.3041 | 1.2894 | 1.2643 | 1.2402 | 1.2165 | 1.1982 | 1.1705 | 1.1481 | 1.1261 | 1.1091 | 1.0833 | 1.0625 | 1.0421 | 1.0261 | 1.0019 | 0.9823 | 0.96309 | 0.94818 | 0.92573 | 0.90756
WY | Commercial | Lodging | Existing | Space Heating | Electric Room Heat | 2.2388 | 2.2044 | 2.1705 | 2.146 | 2.1042 | 2.0641 | 2.0247 | 1.9944 | 1.9481 | 1.9109 | 1.8743 | 1.846 | 1.8031 | 1.7685 | 1.7345 | 1.7078 | 1.6675 | 1.6349 | 1.603 | 1.5781 | 1.5408 | 1.5105
WY | Commercial | Lodging | Existing | Space Heating | Packaged Terminal HP | 1.3541 | 1.3333 | 1.3128 | 1.298 | 1.2727 | 1.2484 | 1.2246 | 1.2063 | 1.1783 | 1.1558 | 1.1336 | 1.1165 | 1.0906 | 1.0696 | 1.0491 | 1.0329 | 1.0086 | 0.98887 | 0.96953 | 0.95452 | 0.93191 | 0.91363
WY | Commercial | Lodging | Existing | Space Heating | Air-Source Heat Pump | 0.67155 | 0.66122 | 0.6504 | 0.64237 | 0.62913 | 0.61638 | 0.60383 | 0.59396 | 0.57937 | 0.56745 | 0.55574 | 0.5465 | 0.53299 | 0.52204 | 0.51137 | 0.50291 | 0.49055 | 0.48051 | 0.47071 | 0.46306 | 0.45178 | 0.44262
WY | Commercial | Lodging | Existing | Space Heating | Geothermal Heat Pump | 0.0024303 | 0.0023887 | 0.0023474 | 0.0023163 | 0.0022665 | 0.0022188 | 0.002172 | 0.0021352 | 0.0020819 | 0.0020385 | 0.0019963 | 0.0019634 | 0.0019154 | 0.0018765 | 0.0018386 | 0.0018087 | 0.0017646 | 0.001729 | 0.0016941 | 0.0016669 | 0.0016267 | 0.001594
WY | Commercial | Lodging | Existing | Ventilation | Ventilation | 10.3666 | 10.0781 | 9.7867 | 9.495 | 9.2091 | 8.9122 | 8.6205 | 8.3358 | 8.059 | 7.7904 | 7.5317 | 7.2838 | 7.047 | 6.8217 | 6.6083 | 6.4069 | 6.2181 | 6.041 | 5.8746 | 5.716 | 5.5658 | 5.4243
WY | Commercial | Lodging | Existing | Water Heating | Water Heater | 1.9421 | 1.8927 | 1.8403 | 1.7853 | 1.7291 | 1.6716 | 1.6126 | 1.5531 | 1.4939 | 1.4347 | 1.3757 | 1.3176 | 1.2641 | 1.215 | 1.169 | 1.1269 | 1.0874 | 1.0497 | 1.0148 | 0.97927 | 0.94477 | 0.91268
WY | Commercial | Lodging | Existing | Interior Lighting | General Service Lighting | 14.2252 | 13.8033 | 13.3078 | 12.593 | 11.5751 | 10.4933 | 9.6313 | 8.9084 | 8.3152 | 7.804 | 7.3821 | 7.0429 | 6.7658 | 6.5229 | 6.284 | 6.0658 | 5.8651 | 5.6795 | 5.5103 | 5.3312 | 5.1566 | 4.9784
WY | Commercial | Lodging | Existing | Interior Lighting | Exempted Lighting | 0.060855 | 0.059918 | 0.058997 | 0.058089 | 0.056379 | 0.054263 | 0.051733 | 0.04858 | 0.045446 | 0.042446 | 0.039879 | 0.038037 | 0.03668 | 0.035756 | 0.03493 | 0.034359 | 0.033907 | 0.033494 | 0.033151 | 0.032525 | 0.03178 | 0.030988
WY | Commercial | Lodging | Existing | Interior Lighting | High-Bay Lighting | 0.12483 | 0.12259 | 0.12038 | 0.11819 | 0.11602 | 0.11389 | 0.1118 | 0.10975 | 0.10776 | 0.1058 | 0.1039 | 0.10205 | 0.10025 | 0.098508 | 0.0968 | 0.095136 | 0.093515 | 0.091935 | 0.090391 | 0.088884 | 0.087411 | 0.085971
WY | Commercial | Lodging | Existing | Interior Lighting | Linear Lighting | 3.851 | 3.7918 | 3.7334 | 3.676 | 3.617 | 3.5587 | 3.5012 | 3.4445 | 3.3886 | 3.3316 | 3.2755 | 3.2202 | 3.1658 | 3.1122 | 3.0582 | 3.0051 | 2.9528 | 2.9014 | 2.8508 | 2.8012 | 2.753 | 2.7061
WY | Commercial | Lodging | Existing | Exterior Lighting | General Service Lighting | 1.0088 | 0.97878 | 0.94354 | 0.8903 | 0.80975 | 0.72439 | 0.65652 | 0.60365 | 0.56319 | 0.52532 | 0.49324 | 0.46757 | 0.44731 | 0.42964 | 0.41202 | 0.39603 | 0.3814 | 0.3679 | 0.35563 | 0.34257 | 0.32986 | 0.31683
WY | Commercial | Lodging | Existing | Exterior Lighting | Area Lighting | 0.55319 | 0.54468 | 0.5363 | 0.52805 | 0.51934 | 0.51075 | 0.50226 | 0.49388 | 0.48562 | 0.47705 | 0.4686 | 0.46026 | 0.45212 | 0.44414 | 0.43604 | 0.42815 | 0.42046 | 0.41294 | 0.4056 | 0.39842 | 0.39142 | 0.38459
WY | Commercial | Lodging | Existing | Exterior Lighting | Linear Lighting | 0.18393 | 0.1811 | 0.17831 | 0.17557 | 0.17275 | 0.16997 | 0.16722 | 0.16451 | 0.16184 | 0.15912 | 0.15644 | 0.1538 | 0.1512 | 0.14864 | 0.14606 | 0.14352 | 0.14103 | 0.13857 | 0.13616 | 0.13378 | 0.13148 | 0.12924
WY | Commercial | Lodging | Existing | Refrigeration | Walk-in Refrigerator/Freezer | 0.036285 | 0.035727 | 0.035177 | 0.034636 | 0.034103 | 0.033579 | 0.033062 | 0.032553 | 0.032053 | 0.031559 | 0.031074 | 0.030596 | 0.030125 | 0.029662 | 0.029205 | 0.028756 | 0.028314 | 0.027878 | 0.027449 | 0.027027 | 0.026611 | 0.026202
WY | Commercial | Lodging | Existing | Refrigeration | Reach-in Refrigerator/Freezer | 0.49996 | 0.49227 | 0.48469 | 0.47724 | 0.46989 | 0.46267 | 0.45555 | 0.44854 | 0.44164 | 0.43484 | 0.42815 | 0.42157 | 0.41508 | 0.4087 | 0.40241 | 0.39622 | 0.39012 | 0.38412 | 0.37821 | 0.37239 | 0.36666 | 0.36102
WY | Commercial | Lodging | Existing | Refrigeration | Glass Door Display | 0.51463 | 0.50671 | 0.49892 | 0.49124 | 0.48368 | 0.47624 | 0.46892 | 0.4617 | 0.4546 | 0.4476 | 0.44072 | 0.43394 | 0.42726 | 0.42069 | 0.41422 | 0.40784 | 0.40157 | 0.39539 | 0.38931 | 0.38332 | 0.37742 | 0.37162
WY | Commercial | Lodging | Existing | Refrigeration | Open Display Case | 0.49152 | 0.48396 | 0.47652 | 0.46918 | 0.46197 | 0.45486 | 0.44786 | 0.44097 | 0.43419 | 0.42751 | 0.42093 | 0.41445 | 0.40808 | 0.4018 | 0.39562 | 0.38953 | 0.38354 | 0.37764 | 0.37183 | 0.36611 | 0.36048 | 0.35493
WY | Commercial | Lodging | Existing | Refrigeration | Icemaker | 3.2007 | 3.1515 | 3.103 | 3.0553 | 3.0083 | 2.962 | 2.9164 | 2.8715 | 2.8274 | 2.7839 | 2.741 | 2.6989 | 2.6574 | 2.6165 | 2.5762 | 2.5366 | 2.4976 | 2.4591 | 2.4213 | 2.384 | 2.3474 | 2.3113
WY | Commercial | Lodging | Existing | Refrigeration | Vending Machine | 0.72331 | 0.71218 | 0.70122 | 0.69043 | 0.67981 | 0.66935 | 0.65905 | 0.64892 | 0.63893 | 0.6291 | 0.61942 | 0.60989 | 0.60051 | 0.59127 | 0.58218 | 0.57322 | 0.5644 | 0.55572 | 0.54717 | 0.53875 | 0.53046 | 0.5223
WY | Commercial | Lodging | Existing | Food Preparation | Oven | 0.69593 | 0.68523 | 0.67468 | 0.6643 | 0.65408 | 0.64402 | 0.63411 | 0.62436 | 0.61475 | 0.6053 | 0.59598 | 0.58681 | 0.57779 | 0.5689 | 0.56014 | 0.55153 | 0.54304 | 0.53469 | 0.52646 | 0.51836 | 0.51039 | 0.50254
WY | Commercial | Lodging | Existing | Food Preparation | Fryer | 0.77428 | 0.76237 | 0.75064 | 0.73909 | 0.72772 | 0.71652 | 0.7055 | 0.69465 | 0.68396 | 0.67344 | 0.66308 | 0.65287 | 0.64283 | 0.63294 | 0.6232 | 0.61361 | 0.60417 | 0.59488 | 0.58573 | 0.57672 | 0.56784 | 0.55911
WY | Commercial | Lodging | Existing | Food Preparation | Dishwasher | 0.57524 | 0.56639 | 0.55767 | 0.54909 | 0.54065 | 0.53233 | 0.52414 | 0.51607 | 0.50813 | 0.50032 | 0.49262 | 0.48504 | 0.47758 | 0.47023 | 0.463 | 0.45587 | 0.44886 | 0.44196 | 0.43516 | 0.42846 | 0.42187 | 0.41538
WY | Commercial | Lodging | Existing | Food Preparation | Hot Food Container | 0.052438 | 0.051631 | 0.050837 | 0.050055 | 0.049285 | 0.048527 | 0.04778 | 0.047045 | 0.046321 | 0.045609 | 0.044907 | 0.044216 | 0.043536 | 0.042866 | 0.042207 | 0.041557 | 0.040918 | 0.040288 | 0.039669 | 0.039058 | 0.038457 | 0.037866
WY | Commercial | Lodging | Existing | Food Preparation | Steamer | 0.64112 | 0.63126 | 0.62155 | 0.61198 | 0.60257 | 0.5933 | 0.58417 | 0.57518 | 0.56633 | 0.55762 | 0.54904 | 0.5406 | 0.53228 | 0.52409 | 0.51603 | 0.50809 | 0.50027 | 0.49258 | 0.485 | 0.47754 | 0.47019 | 0.46296
WY | Commercial | Lodging | Existing | Food Preparation | Griddle | 0.6929 | 0.68224 | 0.67175 | 0.66141 | 0.65124 | 0.64122 | 0.63135 | 0.62164 | 0.61207 | 0.60266 | 0.59339 | 0.58426 | 0.57527 | 0.56642 | 0.5577 | 0.54912 | 0.54068 | 0.53236 | 0.52417 | 0.5161 | 0.50816 | 0.50035
WY | Commercial | Lodging | Existing | Office Equipment | Desktop Computer | 0.17898 | 0.17227 | 0.16582 | 0.1596 | 0.15362 | 0.14786 | 0.14232 | 0.13699 | 0.13185 | 0.12691 | 0.12216 | 0.11758 | 0.11317 | 0.10893 | 0.10485 | 0.10092 | 0.097136 | 0.093496 | 0.089992 | 0.086619 | 0.083373 | 0.080248
WY | Commercial | Lodging | Existing | Office Equipment | Laptop | 0.20118 | 0.20257 | 0.20397 | 0.20538 | 0.2068 | 0.20823 | 0.20967 | 0.21112 | 0.21257 | 0.21404 | 0.21552 | 0.21701 | 0.21851 | 0.22002 | 0.22154 | 0.22307 | 0.22462 | 0.22617 | 0.22773 | 0.22931 | 0.23089 | 0.23249
WY | Commercial | Lodging | Existing | Office Equipment | Server | 0.15427 | 0.15526 | 0.15627 | 0.15727 | 0.15829 | 0.15931 | 0.16034 | 0.16137 | 0.16241 | 0.16346 | 0.16452 | 0.16558 | 0.16664 | 0.16772 | 0.1688 | 0.16989 | 0.17099 | 0.17209 | 0.1732 | 0.17432 | 0.17544 | 0.17657
WY | Commercial | Lodging | Existing | Office Equipment | Monitor | 0.030221 | 0.029896 | 0.029575 | 0.029257 | 0.028942 | 0.028631 | 0.028323 | 0.028018 | 0.027717 | 0.027418 | 0.027124 | 0.026832 | 0.026543 | 0.026258 | 0.025975 | 0.025696 | 0.025419 | 0.025146 | 0.024876 | 0.024608 | 0.024343 | 0.024081
WY | Commercial | Lodging | Existing | Office Equipment | Printer/Copier/Fax | 0.28925 | 0.28939 | 0.28953 | 0.28966 | 0.2898 | 0.28994 | 0.29007 | 0.29021 | 0.29035 | 0.29048 | 0.29062 | 0.29076 | 0.2909 | 0.29103 | 0.29117 | 0.29131 | 0.29144 | 0.29158 | 0.29172 | 0.29186 | 0.292 | 0.29213
WY | Commercial | Lodging | Existing | Office Equipment | POS Terminal | 0.29212 | 0.28811 | 0.28416 | 0.28026 | 0.27641 | 0.27262 | 0.26887 | 0.26518 | 0.26154 | 0.25796 | 0.25442 | 0.25092 | 0.24748 | 0.24408 | 0.24073 | 0.23743 | 0.23417 | 0.23096 | 0.22779 | 0.22466 | 0.22158 | 0.21854
WY | Commercial | Lodging | Existing | Miscellaneous | Non-HVAC Motors | 1.592 | 1.5675 | 1.5434 | 1.5197 | 1.4963 | 1.4733 | 1.4506 | 1.4283 | 1.4063 | 1.3847 | 1.3634 | 1.3424 | 1.3217 | 1.3014 | 1.2814 | 1.2617 | 1.2423 | 1.2232 | 1.2043 | 1.1858 | 1.1676 | 1.1496
WY | Commercial | Lodging | Existing | Miscellaneous | Pool Pump | 0.41804 | 0.40706 | 0.39444 | 0.38074 | 0.36635 | 0.35156 | 0.33658 | 0.32433 | 0.31412 | 0.30544 | 0.29789 | 0.29121 | 0.28517 | 0.27964 | 0.27449 | 0.26964 | 0.26503 | 0.26062 | 0.25635 | 0.25222 | 0.24821 | 0.24429
WY | Commercial | Lodging | Existing | Miscellaneous | Pool Heater | 1.0595 | 1.0432 | 1.0272 | 1.0114 | 0.9958 | 0.98048 | 0.9654 | 0.95055 | 0.93592 | 0.92152 | 0.90735 | 0.89339 | 0.87964 | 0.86611 | 0.85279 | 0.83967 | 0.82675 | 0.81403 | 0.8015 | 0.78917 | 0.77703 | 0.76508
WY | Commercial | Lodging | Existing | Miscellaneous | Clothes Washer | 0.020413 | 0.020099 | 0.01979 | 0.019486 | 0.019186 | 0.018891 | 0.0186 | 0.018314 | 0.018032 | 0.017755 | 0.017482 | 0.017213 | 0.016948 | 0.016687 | 0.01643 | 0.016178 | 0.015929 | 0.015684 | 0.015442 | 0.015205 | 0.014971 | 0.014741
WY | Commercial | Lodging | Existing | Miscellaneous | Clothes Dryer | 0.15227 | 0.14993 | 0.14762 | 0.14535 | 0.14312 | 0.14092 | 0.13875 | 0.13661 | 0.13451 | 0.13244 | 0.1304 | 0.1284 | 0.12642 | 0.12448 | 0.12256 | 0.12068 | 0.11882 | 0.11699 | 0.11519 | 0.11342 | 0.11168 | 0.10996
WY | Commercial | Lodging | Existing | Miscellaneous | Electric Vehicle Chargers | 0.0066995 | 0.0085764 | 0.010573 | 0.012773 | 0.015259 | 0.018196 | 0.021697 | 0.024404 | 0.026741 | 0.029052 | 0.031355 | 0.033643 | 0.035905 | 0.038129 | 0.040294 | 0.042407 | 0.044475 | 0.046498 | 0.048452 | 0.050361 | 0.052187 | 0.053916
WY | Commercial | Lodging | Existing | Miscellaneous | Other Miscellaneous | 7.0379 | 7.2059 | 7.378 | 7.5542 | 7.7345 | 7.9192 | 8.1083 | 8.3019 | 8.5001 | 8.7031 | 8.9109 | 9.1236 | 9.3414 | 9.5645 | 9.7929 | 10.0267 | 10.2661 | 10.5112 | 10.7622 | 11.0191 | 11.2822 | 11.5516
WY | Commercial | Lodging | Existing | Generation | Solar PV | -0.078111 | -0.08183 | -0.092361 | -0.10315 | -0.11743 | -0.13195 | -0.151 | -0.16989 | -0.19093 | -0.21767 | -0.24532 | -0.28136 | -0.30837 | -0.3314 | -0.35397 | -0.37614 | -0.39783 | -0.41904 | -0.43975 | -0.46004 | -0.47983 | -0.49918
WY | Commercial | Lodging | New | Cooling | Air-Cooled Chiller | 0 | 0.0062485 | 0.01136 | 0.016456 | 0.02156 | 0.026807 | 0.032076 | 0.037389 | 0.042711 | 0.048042 | 0.053355 | 0.058651 | 0.063962 | 0.069254 | 0.074542 | 0.079679 | 0.08482 | 0.089937 | 0.09503 | 0.10013 | 0.10518 | 0.11024
WY | Commercial | Lodging | New | Cooling | Water-Cooled Chiller | 0 | 0.024751 | 0.044986 | 0.065155 | 0.085355 | 0.10612 | 0.12698 | 0.14797 | 0.16901 | 0.19008 | 0.21109 | 0.23204 | 0.25302 | 0.27393 | 0.29481 | 0.3151 | 0.3354 | 0.3556 | 0.37571 | 0.39582 | 0.41579 | 0.43576
WY | Commercial | Lodging | New | Cooling | RTU | 0 | 0.071673 | 0.12275 | 0.17366 | 0.22464 | 0.27712 | 0.32983 | 0.38289 | 0.43605 | 0.48931 | 0.54241 | 0.59535 | 0.64837 | 0.70012 | 0.75191 | 0.80229 | 0.85278 | 0.9031 | 0.95326 | 1.0035 | 1.0534 | 1.1034
WY | Commercial | Lodging | New | Cooling | Packaged Terminal AC | 0 | 0.082053 | 0.14914 | 0.216 | 0.28297 | 0.35181 | 0.42096 | 0.49056 | 0.56029 | 0.63016 | 0.69982 | 0.76927 | 0.83882 | 0.90813 | 0.97736 | 1.0446 | 1.1119 | 1.1789 | 1.2455 | 1.3122 | 1.3784 | 1.4446
WY | Commercial | Lodging | New | Cooling | Packaged Terminal HP | 0 | 0.033657 | 0.061174 | 0.0886 | 0.11607 | 0.14431 | 0.17267 | 0.20122 | 0.22982 | 0.25848 | 0.28705 | 0.31554 | 0.34407 | 0.3725 | 0.40089 | 0.42848 | 0.45608 | 0.48356 | 0.5109 | 0.53825 | 0.5654 | 0.59256
WY | Commercial | Lodging | New | Cooling | Air-Source Heat Pump | 0 | 0.012731 | 0.02218 | 0.031598 | 0.04103 | 0.050736 | 0.060483 | 0.070295 | 0.080126 | 0.089975 | 0.099795 | 0.10959 | 0.11928 | 0.12894 | 0.13861 | 0.148 | 0.1574 | 0.16677 | 0.17609 | 0.18543 | 0.1947 | 0.20398
WY | Commercial | Lodging | New | Cooling | Geothermal Heat Pump | 0 | 4.5153e-05 | 8.207e-05 | 0.00011887 | 0.00015572 | 0.0001936 | 0.00023165 | 0.00026995 | 0.00030833 | 0.00034677 | 0.00038511 | 0.00042332 | 0.0004616 | 0.00049974 | 0.00053784 | 0.00057485 | 0.00061188 | 0.00064874 | 0.00068542 | 0.00072211 | 0.00075853 | 0.00079497
WY | Commercial | Lodging | New | Space Heating | Electric Furnace | 0 | 0.030578 | 0.055577 | 0.08083 | 0.10545 | 0.12967 | 0.15347 | 0.17765 | 0.19988 | 0.22239 | 0.24434 | 0.26683 | 0.28667 | 0.30708 | 0.32701 | 0.34781 | 0.36537 | 0.38391 | 0.40198 | 0.42146 | 0.43693 | 0.45382
WY | Commercial | Lodging | New | Space Heating | Electric Room Heat | 0 | 0.050893 | 0.092502 | 0.13453 | 0.17551 | 0.21583 | 0.25544 | 0.29568 | 0.33268 | 0.37015 | 0.40667 | 0.44411 | 0.47714 | 0.5111 | 0.54427 | 0.57889 | 0.60813 | 0.63897 | 0.66905 | 0.70147 | 0.72722 | 0.75533
WY | Commercial | Lodging | New | Space Heating | Packaged Terminal HP | 0 | 0.030782 | 0.055949 | 0.081371 | 0.10616 | 0.13054 | 0.1545 | 0.17884 | 0.20122 | 0.22388 | 0.24597 | 0.26861 | 0.28859 | 0.30913 | 0.32919 | 0.35014 | 0.36782 | 0.38647 | 0.40467 | 0.42427 | 0.43985 | 0.45685
WY | Commercial | Lodging | New | Space Heating | Air-Source Heat Pump | 0 | 0.015266 | 0.027379 | 0.039618 | 0.051546 | 0.063282 | 0.074812 | 0.086527 | 0.097297 | 0.1082 | 0.11883 | 0.12973 | 0.13931 | 0.14916 | 0.15878 | 0.16883 | 0.17731 | 0.18627 | 0.195 | 0.20442 | 0.21189 | 0.22006
WY | Commercial | Lodging | New | Space Heating | Geothermal Heat Pump | 0 | 5.3518e-05 | 9.7274e-05 | 0.00014147 | 0.00018456 | 0.00022696 | 0.00026862 | 0.00031093 | 0.00034984 | 0.00038924 | 0.00042765 | 0.00046701 | 0.00050175 | 0.00053746 | 0.00057234 | 0.00060875 | 0.00063949 | 0.00067193 | 0.00070356 | 0.00073765 | 0.00076473 | 0.00079429
WY | Commercial | Lodging | New | Ventilation | Ventilation | 0 | 0.16134 | 0.29296 | 0.42419 | 0.55845 | 0.6821 | 0.80454 | 0.92609 | 1.0462 | 1.1642 | 1.2804 | 1.3946 | 1.5074 | 1.6183 | 1.7276 | 1.8352 | 1.942 | 2.0463 | 2.1485 | 2.248 | 2.3448 | 2.4409
WY | Commercial | Lodging | New | Water Heating | Water Heater | 0 | 0.027302 | 0.04887 | 0.070368 | 0.090932 | 0.11129 | 0.13218 | 0.15181 | 0.1712 | 0.19036 | 0.20854 | 0.22642 | 0.24359 | 0.26023 | 0.27643 | 0.29063 | 0.30458 | 0.3181 | 0.3314 | 0.34308 | 0.3552 | 0.36741
WY | Commercial | Lodging | New | Interior Lighting | General Service Lighting | 0 | 0.25462 | 0.46279 | 0.64235 | 0.78062 | 0.91404 | 1.0361 | 1.1488 | 1.2638 | 1.3631 | 1.4661 | 1.5721 | 1.6793 | 1.7841 | 1.8749 | 1.963 | 2.0491 | 2.1327 | 2.2157 | 2.2883 | 2.3627 | 2.4353
WY | Commercial | Lodging | New | Interior Lighting | Exempted Lighting | 0 | 0.0013833 | 0.0025143 | 0.0036416 | 0.0046069 | 0.0055004 | 0.0063471 | 0.0070795 | 0.0078143 | 0.0084856 | 0.0091699 | 0.0098542 | 0.010521 | 0.011174 | 0.011786 | 0.01246 | 0.013101 | 0.013718 | 0.01432 | 0.014911 | 0.015495 | 0.016068
WY | Commercial | Lodging | New | Interior Lighting | High-Bay Lighting | 0 | 0.0026934 | 0.0048955 | 0.0070904 | 0.0092795 | 0.011447 | 0.013593 | 0.015724 | 0.017829 | 0.019904 | 0.021945 | 0.023951 | 0.025931 | 0.027877 | 0.029789 | 0.031672 | 0.033538 | 0.035376 | 0.037187 | 0.038982 | 0.040746 | 0.042494
WY | Commercial | Lodging | New | Interior Lighting | Linear Lighting | 0 | 0.087541 | 0.15911 | 0.23045 | 0.3005 | 0.36985 | 0.43853 | 0.5067 | 0.57407 | 0.63977 | 0.70438 | 0.7679 | 0.83066 | 0.89236 | 0.95261 | 1.012 | 1.0708 | 1.1288 | 1.1859 | 1.2426 | 1.2975 | 1.3515
WY | Commercial | Lodging | New | Exterior Lighting | General Service Lighting | 0 | 0.018032 | 0.032774 | 0.044854 | 0.052988 | 0.060799 | 0.068281 | 0.076128 | 0.084353 | 0.090387 | 0.096585 | 0.10308 | 0.10981 | 0.11638 | 0.12176 | 0.12697 | 0.13205 | 0.13695 | 0.14182 | 0.14586 | 0.15007 | 0.15416
WY | Commercial | Lodging | New | Exterior Lighting | Area Lighting | 0 | 0.012575 | 0.022856 | 0.033104 | 0.043075 | 0.052948 | 0.062725 | 0.07243 | 0.08202 | 0.091325 | 0.10047 | 0.10947 | 0.11831 | 0.12695 | 0.13528 | 0.14347 | 0.15157 | 0.15954 | 0.16738 | 0.17514 | 0.18277 | 0.19034
WY | Commercial | Lodging | New | Exterior Lighting | Linear Lighting | 0 | 0.004181 | 0.0075993 | 0.011006 | 0.014352 | 0.017664 | 0.020944 | 0.0242 | 0.027418 | 0.030556 | 0.033641 | 0.036675 | 0.039673 | 0.04262 | 0.045497 | 0.048333 | 0.051143 | 0.053912 | 0.05664 | 0.059345 | 0.061968 | 0.064547
WY | Commercial | Lodging | New | Refrigeration | Walk-in Refrigerator/Freezer | 0 | 0.00082483 | 0.0014992 | 0.0021714 | 0.0028445 | 0.0035111 | 0.0041711 | 0.0048263 | 0.0054737 | 0.0061133 | 0.0067423 | 0.0073607 | 0.0079717 | 0.0085724 | 0.0091643 | 0.0097477 | 0.010326 | 0.010895 | 0.011457 | 0.012013 | 0.01256 | 0.013102
WY | Commercial | Lodging | New | Refrigeration | Reach-in Refrigerator/Freezer | 0 | 0.011365 | 0.020657 | 0.029918 | 0.039194 | 0.048377 | 0.057472 | 0.066499 | 0.075419 | 0.084233 | 0.092899 | 0.10142 | 0.10984 | 0.11811 | 0.12627 | 0.13431 | 0.14227 | 0.15012 | 0.15786 | 0.16552 | 0.17306 | 0.18053
WY | Commercial | Lodging | New | Refrigeration | Glass Door Display | 0 | 0.011698 | 0.021263 | 0.030796 | 0.040344 | 0.049797 | 0.059158 | 0.068451 | 0.077632 | 0.086705 | 0.095625 | 0.1044 | 0.11306 | 0.12158 | 0.12998 | 0.13825 | 0.14645 | 0.15453 | 0.16249 | 0.17038 | 0.17814 | 0.18582
WY | Commercial | Lodging | New | Refrigeration | Open Display Case | 0 | 0.011173 | 0.020308 | 0.029413 | 0.038532 | 0.047561 | 0.056502 | 0.065377 | 0.074147 | 0.082812 | 0.091332 | 0.099708 | 0.10799 | 0.11612 | 0.12414 | 0.13204 | 0.13987 | 0.14759 | 0.1552 | 0.16273 | 0.17014 | 0.17748
WY | Commercial | Lodging | New | Refrigeration | Icemaker | 0 | 0.072759 | 0.13225 | 0.19154 | 0.25092 | 0.30971 | 0.36793 | 0.42573 | 0.48283 | 0.53926 | 0.59474 | 0.64929 | 0.70319 | 0.75617 | 0.80839 | 0.85985 | 0.91084 | 0.96109 | 1.0106 | 1.0597 | 1.1079 | 1.1557
WY | Commercial | Lodging | New | Refrigeration | Vending Machine | 0 | 0.016442 | 0.029885 | 0.043283 | 0.056702 | 0.069989 | 0.083146 | 0.096207 | 0.10911 | 0.12186 | 0.1344 | 0.14673 | 0.15891 | 0.17088 | 0.18268 | 0.19431 | 0.20583 | 0.21719 | 0.22838 | 0.23947 | 0.25037 | 0.26117
WY | Commercial | Lodging | New | Food Preparation | Oven | 0 | 0.01582 | 0.028754 | 0.041645 | 0.054557 | 0.067341 | 0.08 | 0.092566 | 0.10498 | 0.11725 | 0.12931 | 0.14117 | 0.15289 | 0.16441 | 0.17577 | 0.18696 | 0.19804 | 0.20897 | 0.21974 | 0.23041 | 0.24089 | 0.25129
WY | Commercial | Lodging | New | Food Preparation | Fryer | 0 | 0.017601 | 0.031991 | 0.046334 | 0.060698 | 0.074921 | 0.089005 | 0.10299 | 0.1168 | 0.13045 | 0.14387 | 0.15707 | 0.1701 | 0.18292 | 0.19555 | 0.208 | 0.22034 | 0.23249 | 0.24447 | 0.25635 | 0.26801 | 0.27958
WY | Commercial | Lodging | New | Food Preparation | Dishwasher | 0 | 0.013076 | 0.023767 | 0.034423 | 0.045095 | 0.055662 | 0.066125 | 0.076512 | 0.086775 | 0.096916 | 0.10689 | 0.11669 | 0.12638 | 0.1359 | 0.14528 | 0.15453 | 0.1637 | 0.17273 | 0.18163 | 0.19045 | 0.19912 | 0.20771
WY | Commercial | Lodging | New | Food Preparation | Hot Food Container | 0 | 0.001192 | 0.0021666 | 0.003138 | 0.0041108 | 0.0050741 | 0.0060279 | 0.0069748 | 0.0079104 | 0.0088348 | 0.0097437 | 0.010637 | 0.01152 | 0.012388 | 0.013244 | 0.014087 | 0.014922 | 0.015746 | 0.016557 | 0.017361 | 0.018151 | 0.018934
WY | Commercial | Lodging | New | Food Preparation | Steamer | 0 | 0.014574 | 0.026489 | 0.038365 | 0.05026 | 0.062037 | 0.073699 | 0.085275 | 0.096714 | 0.10802 | 0.11913 | 0.13006 | 0.14085 | 0.15146 | 0.16192 | 0.17223 | 0.18244 | 0.19251 | 0.20243 | 0.21226 | 0.22192 | 0.2315
WY | Commercial | Lodging | New | Food Preparation | Griddle | 0 | 0.015751 | 0.028629 | 0.041464 | 0.054319 | 0.067047 | 0.079651 | 0.092163 | 0.10452 | 0.11674 | 0.12875 | 0.14056 | 0.15223 | 0.1637 | 0.175 | 0.18614 | 0.19718 | 0.20806 | 0.21878 | 0.2294 | 0.23984 | 0.25019
WY | Commercial | Lodging | New | Office Equipment | Desktop Computer | 0 | 0.0039773 | 0.0070669 | 0.010006 | 0.012813 | 0.015461 | 0.017955 | 0.02031 | 0.022517 | 0.024584 | 0.026505 | 0.028287 | 0.029947 | 0.031481 | 0.0329 | 0.034209 | 0.035425 | 0.03654 | 0.037561 | 0.038501 | 0.03935 | 0.040127
WY | Commercial | Lodging | New | Office Equipment | Laptop | 0 | 0.0046767 | 0.0086928 | 0.012875 | 0.017249 | 0.021773 | 0.026451 | 0.0313 | 0.036302 | 0.041462 | 0.046763 | 0.052208 | 0.057822 | 0.063587 | 0.069518 | 0.075618 | 0.081915 | 0.088392 | 0.095051 | 0.10192 | 0.10898 | 0.11625
WY | Commercial | Lodging | New | Office Equipment | Server | 0 | 0.0035633 | 0.0065809 | 0.0096848 | 0.012892 | 0.016169 | 0.019518 | 0.022947 | 0.026444 | 0.03001 | 0.033631 | 0.037307 | 0.041054 | 0.044858 | 0.048729 | 0.052665 | 0.056687 | 0.060777 | 0.064938 | 0.069188 | 0.073502 | 0.077908
WY | Commercial | Lodging | New | Office Equipment | Monitor | 0 | 0.00069022 | 0.0012604 | 0.0018341 | 0.002414 | 0.0029937 | 0.0035732 | 0.0041539 | 0.0047332 | 0.0053112 | 0.0058852 | 0.0064551 | 0.0070238 | 0.0075886 | 0.0081507 | 0.0087104 | 0.0092703 | 0.0098277 | 0.010383 | 0.010938 | 0.01149 | 0.012042
WY | Commercial | Lodging | New | Office Equipment | Printer/Copier/Fax | 0 | 0.0066337 | 0.012165 | 0.017775 | 0.023493 | 0.029255 | 0.035064 | 0.040932 | 0.046835 | 0.052774 | 0.05872 | 0.064676 | 0.070667 | 0.076668 | 0.08269 | 0.088736 | 0.094834 | 0.10096 | 0.1071 | 0.1133 | 0.11951 | 0.12577
WY | Commercial | Lodging | New | Office Equipment | POS Terminal | 0 | 0.0066404 | 0.012069 | 0.017481 | 0.0229 | 0.028266 | 0.03358 | 0.038855 | 0.044066 | 0.049216 | 0.05428 | 0.059258 | 0.064177 | 0.069013 | 0.073778 | 0.078475 | 0.083129 | 0.087715 | 0.092234 | 0.096714 | 0.10112 | 0.10548
WY | Commercial | Lodging | New | Miscellaneous | Non-HVAC Motors | 0 | 0.03619 | 0.065778 | 0.095269 | 0.1248 | 0.15405 | 0.18301 | 0.21175 | 0.24016 | 0.26822 | 0.29582 | 0.32295 | 0.34976 | 0.37611 | 0.40209 | 0.42768 | 0.45304 | 0.47804 | 0.50267 | 0.52708 | 0.55107 | 0.57485
WY | Commercial | Lodging | New | Miscellaneous | Pool Pump | 0 | 0.0076806 | 0.01396 | 0.020219 | 0.026488 | 0.032694 | 0.03884 | 0.044941 | 0.050969 | 0.056926 | 0.062783 | 0.068541 | 0.07423 | 0.079824 | 0.085336 | 0.090768 | 0.096151 | 0.10146 | 0.10668 | 0.11186 | 0.11696 | 0.122
WY | Commercial | Lodging | New | Miscellaneous | Pool Heater | 0 | 0.024085 | 0.043776 | 0.063403 | 0.083059 | 0.10252 | 0.12179 | 0.14093 | 0.15983 | 0.17851 | 0.19687 | 0.21493 | 0.23277 | 0.25031 | 0.26759 | 0.28463 | 0.30151 | 0.31814 | 0.33454 | 0.35078 | 0.36675 | 0.38257
WY | Commercial | Lodging | New | Miscellaneous | Clothes Washer | 0 | 0.00046404 | 0.00084342 | 0.0012216 | 0.0016003 | 0.0019753 | 0.0023466 | 0.0027152 | 0.0030794 | 0.0034393 | 0.0037931 | 0.004141 | 0.0044847 | 0.0048227 | 0.0051557 | 0.0054839 | 0.0058091 | 0.0061296 | 0.0064454 | 0.0067584 | 0.007066 | 0.0073709
WY | Commercial | Lodging | New | Miscellaneous | Clothes Dryer | 0 | 0.0034615 | 0.0062915 | 0.0091122 | 0.011937 | 0.014734 | 0.017504 | 0.020254 | 0.022971 | 0.025655 | 0.028294 | 0.03089 | 0.033454 | 0.035974 | 0.038459 | 0.040907 | 0.043333 | 0.045723 | 0.048079 | 0.050414 | 0.052709 | 0.054983
WY | Commercial | Lodging | New | Miscellaneous | Electric Vehicle Chargers | 0 | 0.00021357 | 0.00047651 | 0.00083428 | 0.0013111 | 0.0019432 | 0.0027776 | 0.0036565 | 0.0046019 | 0.0056597 | 0.006832 | 0.0081192 | 0.0095236 | 0.011039 | 0.012661 | 0.01439 | 0.016232 | 0.018183 | 0.020233 | 0.022393 | 0.024638 | 0.026966
WY | Commercial | Lodging | New | Miscellaneous | Other Miscellaneous | 0 | 0.16545 | 0.31099 | 0.46579 | 0.63104 | 0.80551 | 0.98961 | 1.1842 | 1.3889 | 1.6041 | 1.8296 | 2.0656 | 2.3135 | 2.5728 | 2.8443 | 3.1287 | 3.4274 | 3.74 | 4.067 | 4.4102 | 4.7684 | 5.144
WY | Commercial | Lodging | New | Generation | Solar PV | 0 | -0.0018892 | -0.0039363 | -0.0064663 | -0.0097947 | -0.013797 | -0.01905 | -0.025187 | -0.032605 | -0.042164 | -0.053229 | -0.067688 | -0.081601 | -0.095777 | -0.11107 | -0.1275 | -0.14509 | -0.16377 | -0.18354 | -0.20449 | -0.22647 | -0.24961
WY | Commercial | Warehouse | Existing | Cooling | Air-Cooled Chiller | 0.0034092 | 0.00335 | 0.0032917 | 0.0032345 | 0.0031783 | 0.0031457 | 0.0031132 | 0.0030809 | 0.0030487 | 0.0030167 | 0.0029848 | 0.0029531 | 0.0029217 | 0.0028904 | 0.0028593 | 0.0028233 | 0.0027877 | 0.0027526 | 0.0027178 | 0.0026834 | 0.0026494 | 0.0026157
WY | Commercial | Warehouse | Existing | Cooling | Water-Cooled Chiller | 0 | 0 | 0 | 0 | 0 | 0 | 0 | 0 | 0 | 0 | 0 | 0 | 0 | 0 | 0 | 0 | 0 | 0 | 0 | 0 | 0 | 0
WY | Commercial | Warehouse | Existing | Cooling | RTU | 3.7047 | 3.6408 | 3.5625 | 3.4842 | 3.4061 | 3.3526 | 3.2985 | 3.2439 | 3.189 | 3.134 | 3.0789 | 3.0239 | 2.969 | 2.9159 | 2.8659 | 2.8134 | 2.7636 | 2.7161 | 2.6707 | 2.6272 | 2.5854 | 2.5451
WY | Commercial | Warehouse | Existing | Cooling | Packaged Terminal AC | 0.86139 | 0.84654 | 0.83194 | 0.8176 | 0.8035 | 0.79539 | 0.7873 | 0.77925 | 0.77123 | 0.76324 | 0.7553 | 0.74739 | 0.73952 | 0.73169 | 0.7239 | 0.71488 | 0.70594 | 0.6971 | 0.68835 | 0.67969 | 0.67112 | 0.66264
WY | Commercial | Warehouse | Existing | Cooling | Packaged Terminal HP | 0.094385 | 0.092758 | 0.091159 | 0.089587 | 0.088042 | 0.087153 | 0.086267 | 0.085384 | 0.084506 | 0.083631 | 0.08276 | 0.081893 | 0.081031 | 0.080173 | 0.07932 | 0.078331 | 0.077352 | 0.076383 | 0.075425 | 0.074476 | 0.073536 | 0.072607
WY | Commercial | Warehouse | Existing | Cooling | Air-Source Heat Pump | 0.43009 | 0.4213 | 0.4114 | 0.40156 | 0.39183 | 0.385 | 0.37819 | 0.37143 | 0.36474 | 0.35814 | 0.35166 | 0.3453 | 0.33917 | 0.33334 | 0.32778 | 0.32188 | 0.31623 | 0.31081 | 0.3056 | 0.30058 | 0.29573 | 0.29105
WY | Commercial | Warehouse | Existing | Cooling | Geothermal Heat Pump | 0 | 0 | 0 | 0 | 0 | 0 | 0 | 0 | 0 | 0 | 0 | 0 | 0 | 0 | 0 | 0 | 0 | 0 | 0 | 0 | 0 | 0
WY | Commercial | Warehouse | Existing | Space Heating | Electric Furnace | 0.7262 | 0.71368 | 0.70137 | 0.69215 | 0.67739 | 0.66323 | 0.64935 | 0.6384 | 0.62243 | 0.60937 | 0.59658 | 0.58647 | 0.57176 | 0.55973 | 0.54794 | 0.53847 | 0.52479 | 0.51357 | 0.50257 | 0.49386 | 0.48125 | 0.47092
WY | Commercial | Warehouse | Existing | Space Heating | Electric Room Heat | 0.1078 | 0.10594 | 0.10411 | 0.10275 | 0.10056 | 0.098453 | 0.096393 | 0.094767 | 0.092396 | 0.090458 | 0.088559 | 0.087059 | 0.084875 | 0.083088 | 0.081338 | 0.079933 | 0.077902 | 0.076236 | 0.074604 | 0.07331 | 0.071439 | 0.069905
WY | Commercial | Warehouse | Existing | Space Heating | Packaged Terminal HP | 0.04012 | 0.039428 | 0.038748 | 0.038239 | 0.037424 | 0.036641 | 0.035875 | 0.03527 | 0.034387 | 0.033666 | 0.032959 | 0.032401 | 0.031588 | 0.030923 | 0.030272 | 0.029749 | 0.028993 | 0.028373 | 0.027765 | 0.027284 | 0.026588 | 0.026017
WY | Commercial | Warehouse | Existing | Space Heating | Air-Source Heat Pump | 0.20313 | 0.19963 | 0.19599 | 0.19321 | 0.18887 | 0.18469 | 0.18059 | 0.1773 | 0.17262 | 0.16875 | 0.16496 | 0.16191 | 0.15761 | 0.15408 | 0.15064 | 0.14787 | 0.14397 | 0.14075 | 0.13762 | 0.13513 | 0.13159 | 0.12868
WY | Commercial | Warehouse | Existing | Space Heating | Geothermal Heat Pump | 0 | 0 | 0 | 0 | 0 | 0 | 0 | 0 | 0 | 0 | 0 | 0 | 0 | 0 | 0 | 0 | 0 | 0 | 0 | 0 | 0 | 0
WY | Commercial | Warehouse | Existing | Ventilation | Ventilation | 10.7953 | 10.484 | 10.1711 | 9.8593 | 9.5506 | 9.2314 | 8.9184 | 8.6132 | 8.3168 | 8.0297 | 7.7536 | 7.4887 | 7.2355 | 6.9934 | 6.7636 | 6.5463 | 6.3414 | 6.1491 | 5.9679 | 5.7939 | 5.6292 | 5.4739
WY | Commercial | Warehouse | Existing | Water Heating | Water Heater | 1.64 | 1.5919 | 1.5414 | 1.4903 | 1.4372 | 1.3849 | 1.3325 | 1.2819 | 1.2334 | 1.1849 | 1.1372 | 1.0923 | 1.0514 | 1.0141 | 0.97958 | 0.94611 | 0.91499 | 0.88441 | 0.85572 | 0.82685 | 0.79985 | 0.7724
WY | Commercial | Warehouse | Existing | Interior Lighting | General Service Lighting | 2.0223 | 1.9428 | 1.8471 | 1.7203 | 1.554 | 1.3787 | 1.2415 | 1.1296 | 1.0396 | 0.96422 | 0.90301 | 0.85425 | 0.8148 | 0.78086 | 0.74847 | 0.71937 | 0.69296 | 0.66879 | 0.64693 | 0.6242 | 0.60224 | 0.58005
WY | Commercial | Warehouse | Existing | Interior Lighting | Exempted Lighting | 0.00081765 | 0.00080356 | 0.0007897 | 0.00077609 | 0.00075529 | 0.00073357 | 0.00070875 | 0.00067906 | 0.00064796 | 0.00061421 | 0.00058388 | 0.00055954 | 0.00053967 | 0.00052536 | 0.00051176 | 0.00050049 | 0.00049055 | 0.00048112 | 0.00047354 | 0.00046403 | 0.00045371 | 0.00044333
WY | Commercial | Warehouse | Existing | Interior Lighting | High-Bay Lighting | 6.5223 | 6.3934 | 6.2661 | 6.1406 | 6.0156 | 5.893 | 5.773 | 5.6558 | 5.5415 | 5.429 | 5.3196 | 5.2134 | 5.1105 | 5.0105 | 4.9124 | 4.8172 | 4.7245 | 4.6344 | 4.5465 | 4.4609 | 4.3774 | 4.296
WY | Commercial | Warehouse | Existing | Interior Lighting | Linear Lighting | 12.0755 | 11.8673 | 11.6627 | 11.4617 | 11.2562 | 11.0538 | 10.8544 | 10.6582 | 10.4653 | 10.2695 | 10.0771 | 9.888 | 9.7022 | 9.5197 | 9.3364 | 9.1563 | 8.9796 | 8.8062 | 8.6361 | 8.4691 | 8.3075 | 8.1501
WY | Commercial | Warehouse | Existing | Exterior Lighting | General Service Lighting | 5.9875 | 5.7561 | 5.4785 | 5.0962 | 4.567 | 4.0096 | 3.5731 | 3.2361 | 2.9795 | 2.7489 | 2.5571 | 2.4048 | 2.285 | 2.1821 | 2.0825 | 1.9933 | 1.9126 | 1.8389 | 1.7723 | 1.7026 | 1.6354 | 1.567
WY | Commercial | Warehouse | Existing | Exterior Lighting | Area Lighting | 0.16448 | 0.16164 | 0.15885 | 0.15611 | 0.15325 | 0.15043 | 0.14765 | 0.14491 | 0.14222 | 0.13945 | 0.13672 | 0.13403 | 0.13141 | 0.12885 | 0.12626 | 0.12375 | 0.12129 | 0.1189 | 0.11657 | 0.11428 | 0.11207 | 0.1099
WY | Commercial | Warehouse | Existing | Exterior Lighting | Linear Lighting | 12.7035 | 12.4844 | 12.2692 | 12.0576 | 11.8415 | 11.6285 | 11.4188 | 11.2124 | 11.0094 | 10.8035 | 10.6011 | 10.4022 | 10.2067 | 10.0148 | 9.8218 | 9.6324 | 9.4466 | 9.2642 | 9.0852 | 8.9095 | 8.7395 | 8.5739
WY | Commercial | Warehouse | Existing | Refrigeration | Walk-in Refrigerator/Freezer | 0.16441 | 0.16157 | 0.15879 | 0.15605 | 0.15336 | 0.15071 | 0.14812 | 0.14556 | 0.14305 | 0.14059 | 0.13816 | 0.13578 | 0.13344 | 0.13114 | 0.12888 | 0.12666 | 0.12447 | 0.12233 | 0.12022 | 0.11814 | 0.11611 | 0.1141
WY | Commercial | Warehouse | Existing | Refrigeration | Reach-in Refrigerator/Freezer | 0.04965 | 0.048794 | 0.047953 | 0.047126 | 0.046314 | 0.045515 | 0.044731 | 0.043959 | 0.043201 | 0.042457 | 0.041725 | 0.041005 | 0.040298 | 0.039603 | 0.038921 | 0.038249 | 0.03759 | 0.036942 | 0.036305 | 0.035679 | 0.035064 | 0.034459
WY | Commercial | Warehouse | Existing | Refrigeration | Glass Door Display | 1.0916 | 1.0728 | 1.0543 | 1.0361 | 1.0182 | 1.0007 | 0.98341 | 0.96645 | 0.94979 | 0.93341 | 0.91732 | 0.90151 | 0.88596 | 0.87069 | 0.85568 | 0.84092 | 0.82642 | 0.81217 | 0.79817 | 0.78441 | 0.77089 | 0.75759
WY | Commercial | Warehouse | Existing | Refrigeration | Open Display Case | 0.48118 | 0.47289 | 0.46473 | 0.45672 | 0.44885 | 0.44111 | 0.4335 | 0.42603 | 0.41868 | 0.41146 | 0.40437 | 0.3974 | 0.39055 | 0.38381 | 0.3772 | 0.37069 | 0.3643 | 0.35802 | 0.35185 | 0.34578 | 0.33982 | 0.33396
WY | Commercial | Warehouse | Existing | Refrigeration | Icemaker | 1.175 | 1.1548 | 1.1349 | 1.1153 | 1.0961 | 1.0772 | 1.0586 | 1.0403 | 1.0224 | 1.0048 | 0.98745 | 0.97043 | 0.95369 | 0.93725 | 0.92109 | 0.90521 | 0.8896 | 0.87427 | 0.85919 | 0.84438 | 0.82982 | 0.81551
WY | Commercial | Warehouse | Existing | Refrigeration | Vending Machine | 0.53107 | 0.52191 | 0.51291 | 0.50407 | 0.49538 | 0.48684 | 0.47844 | 0.47019 | 0.46209 | 0.45412 | 0.44629 | 0.4386 | 0.43103 | 0.4236 | 0.4163 | 0.40912 | 0.40207 | 0.39513 | 0.38832 | 0.38163 | 0.37505 | 0.36858
WY | Commercial | Warehouse | Existing | Food Preparation | Oven | 0.04941 | 0.048558 | 0.047721 | 0.046898 | 0.04609 | 0.045295 | 0.044514 | 0.043747 | 0.042992 | 0.042251 | 0.041523 | 0.040807 | 0.040103 | 0.039412 | 0.038732 | 0.038064 | 0.037408 | 0.036763 | 0.036129 | 0.035506 | 0.034894 | 0.034293
WY | Commercial | Warehouse | Existing | Food Preparation | Fryer | 0.036125 | 0.035502 | 0.03489 | 0.034288 | 0.033697 | 0.033116 | 0.032545 | 0.031984 | 0.031433 | 0.030891 | 0.030358 | 0.029835 | 0.02932 | 0.028815 | 0.028318 | 0.02783 | 0.02735 | 0.026878 | 0.026415 | 0.025959 | 0.025512 | 0.025072
WY | Commercial | Warehouse | Existing | Food Preparation | Dishwasher | 0.036925 | 0.036288 | 0.035662 | 0.035047 | 0.034443 | 0.033849 | 0.033266 | 0.032692 | 0.032129 | 0.031575 | 0.03103 | 0.030495 | 0.029969 | 0.029453 | 0.028945 | 0.028446 | 0.027955 | 0.027473 | 0.027 | 0.026534 | 0.026077 | 0.025627
WY | Commercial | Warehouse | Existing | Food Preparation | Hot Food Container | 0.003366 | 0.003308 | 0.003251 | 0.0031949 | 0.0031398 | 0.0030857 | 0.0030325 | 0.0029802 | 0.0029288 | 0.0028783 | 0.0028287 | 0.0027799 | 0.002732 | 0.0026849 | 0.0026386 | 0.0025931 | 0.0025484 | 0.0025045 | 0.0024613 | 0.0024188 | 0.0023771 | 0.0023362
WY | Commercial | Warehouse | Existing | Food Preparation | Steamer | 0.041154 | 0.040444 | 0.039747 | 0.039062 | 0.038388 | 0.037726 | 0.037076 | 0.036437 | 0.035808 | 0.035191 | 0.034584 | 0.033988 | 0.033402 | 0.032826 | 0.03226 | 0.031704 | 0.031157 | 0.03062 | 0.030092 | 0.029573 | 0.029064 | 0.028562
WY | Commercial | Warehouse | Existing | Food Preparation | Griddle | 0.044478 | 0.043711 | 0.042957 | 0.042217 | 0.041489 | 0.040773 | 0.04007 | 0.039379 | 0.038701 | 0.038033 | 0.037378 | 0.036733 | 0.0361 | 0.035477 | 0.034866 | 0.034265 | 0.033674 | 0.033093 | 0.032523 | 0.031962 | 0.031411 | 0.030869
WY | Commercial | Warehouse | Existing | Office Equipment | Desktop Computer | 0.2372 | 0.22788 | 0.21893 | 0.21033 | 0.20206 | 0.19412 | 0.1865 | 0.17917 | 0.17213 | 0.16536 | 0.15887 | 0.15262 | 0.14663 | 0.14087 | 0.13533 | 0.13001 | 0.12491 | 0.12 | 0.11528 | 0.11075 | 0.1064 | 0.10222
WY | Commercial | Warehouse | Existing | Office Equipment | Laptop | 0.050442 | 0.050695 | 0.050949 | 0.051204 | 0.051461 | 0.051719 | 0.051978 | 0.052239 | 0.052501 | 0.052764 | 0.053028 | 0.053294 | 0.053561 | 0.05383 | 0.054099 | 0.054371 | 0.054643 | 0.054917 | 0.055192 | 0.055469 | 0.055747 | 0.056026
WY | Commercial | Warehouse | Existing | Office Equipment | Server | 2.6009 | 2.6127 | 2.6246 | 2.6366 | 2.6486 | 2.6606 | 2.6727 | 2.6849 | 2.6971 | 2.7094 | 2.7218 | 2.7342 | 2.7466 | 2.7591 | 2.7717 | 2.7843 | 2.797 | 2.8097 | 2.8225 | 2.8354 | 2.8483 | 2.8612
WY | Commercial | Warehouse | Existing | Office Equipment | Monitor | 0.040052 | 0.039547 | 0.039048 | 0.038555 | 0.038068 | 0.037588 | 0.037113 | 0.036645 | 0.036182 | 0.035726 | 0.035275 | 0.03483 | 0.03439 | 0.033956 | 0.033527 | 0.033104 | 0.032686 | 0.032274 | 0.031866 | 0.031464 | 0.031067 | 0.030675
WY | Commercial | Warehouse | Existing | Office Equipment | Printer/Copier/Fax | 0.1789 | 0.17864 | 0.17839 | 0.17814 | 0.17789 | 0.17763 | 0.17738 | 0.17713 | 0.17688 | 0.17663 | 0.17638 | 0.17613 | 0.17588 | 0.17563 | 0.17538 | 0.17514 | 0.17489 | 0.17464 | 0.17439 | 0.17415 | 0.1739 | 0.17366
WY | Commercial | Warehouse | Existing | Office Equipment | POS Terminal | 0.12915 | 0.12709 | 0.12505 | 0.12306 | 0.12109 | 0.11915 | 0.11725 | 0.11537 | 0.11353 | 0.11171 | 0.10993 | 0.10817 | 0.10644 | 0.10474 | 0.10307 | 0.10142 | 0.099797 | 0.098202 | 0.096632 | 0.095087 | 0.093567 | 0.092071
WY | Commercial | Warehouse | Existing | Miscellaneous | Non-HVAC Motors | 3.7232 | 3.659 | 3.5959 | 3.5339 | 3.473 | 3.4131 | 3.3543 | 3.2964 | 3.2396 | 3.1837 | 3.1288 | 3.0749 | 3.0219 | 2.9698 | 2.9186 | 2.8683 | 2.8188 | 2.7702 | 2.7224 | 2.6755 | 2.6294 | 2.584
WY | Commercial | Warehouse | Existing | Miscellaneous | Pool Pump | 0 | 0 | 0 | 0 | 0 | 0 | 0 | 0 | 0 | 0 | 0 | 0 | 0 | 0 | 0 | 0 | 0 | 0 | 0 | 0 | 0 | 0
WY | Commercial | Warehouse | Existing | Miscellaneous | Pool Heater | 0 | 0 | 0 | 0 | 0 | 0 | 0 | 0 | 0 | 0 | 0 | 0 | 0 | 0 | 0 | 0 | 0 | 0 | 0 | 0 | 0 | 0
WY | Commercial | Warehouse | Existing | Miscellaneous | Clothes Washer | 0 | 0 | 0 | 0 | 0 | 0 | 0 | 0 | 0 | 0 | 0 | 0 | 0 | 0 | 0 | 0 | 0 | 0 | 0 | 0 | 0 | 0
WY | Commercial | Warehouse | Existing | Miscellaneous | Clothes Dryer | 0 | 0 | 0 | 0 | 0 | 0 | 0 | 0 | 0 | 0 | 0 | 0 | 0 | 0 | 0 | 0 | 0 | 0 | 0 | 0 | 0 | 0
WY | Commercial | Warehouse | Existing | Miscellaneous | Electric Vehicle Chargers | 0 | 0 | 0 | 0 | 0 | 0 | 0 | 0 | 0 | 0 | 0 | 0 | 0 | 0 | 0 | 0 | 0 | 0 | 0 | 0 | 0 | 0
WY | Commercial | Warehouse | Existing | Miscellaneous | Other Miscellaneous | 7.6647 | 7.8329 | 8.0048 | 8.1805 | 8.36 | 8.5435 | 8.731 | 8.9226 | 9.1184 | 9.3185 | 9.523 | 9.732 | 9.9456 | 10.1638 | 10.3869 | 10.6148 | 10.8478 | 11.0858 | 11.3291 | 11.5778 | 11.8318 | 12.0915
WY | Commercial | Warehouse | Existing | Generation | Solar PV | -0.17342 | -0.18133 | -0.20428 | -0.22771 | -0.25875 | -0.29019 | -0.33147 | -0.37223 | -0.41754 | -0.47512 | -0.53447 | -0.61182 | -0.6693 | -0.71794 | -0.76537 | -0.81178 | -0.85697 | -0.90095 | -0.94371 | -0.98539 | -1.0258 | -1.0652
WY | Commercial | Warehouse | New | Cooling | Air-Cooled Chiller | 0 | 7.6265e-05 | 0.00013948 | 0.00020232 | 0.00026508 | 0.00032946 | 0.00039401 | 0.00045884 | 0.0005237 | 0.00058856 | 0.00065316 | 0.00071747 | 0.00078178 | 0.00084578 | 0.00090962 | 0.00097154 | 0.0010334 | 0.0010948 | 0.0011559 | 0.0012169 | 0.0012774 | 0.0013378
WY | Commercial | Warehouse | New | Cooling | Water-Cooled Chiller | 0 | 0 | 0 | 0 | 0 | 0 | 0 | 0 | 0 | 0 | 0 | 0 | 0 | 0 | 0 | 0 | 0 | 0 | 0 | 0 | 0 | 0
WY | Commercial | Warehouse | New | Cooling | RTU | 0 | 0.082333 | 0.14182 | 0.20095 | 0.26 | 0.32066 | 0.38147 | 0.44256 | 0.50366 | 0.56477 | 0.62563 | 0.68623 | 0.74681 | 0.80586 | 0.86488 | 0.92219 | 0.97952 | 1.0366 | 1.0934 | 1.1502 | 1.2065 | 1.2629
WY | Commercial | Warehouse | New | Cooling | Packaged Terminal AC | 0 | 0.02118 | 0.038737 | 0.05619 | 0.073617 | 0.091498 | 0.10942 | 0.12743 | 0.14544 | 0.16346 | 0.1814 | 0.19926 | 0.21712 | 0.23489 | 0.25262 | 0.26982 | 0.28699 | 0.30406 | 0.32102 | 0.33797 | 0.35476 | 0.37154
WY | Commercial | Warehouse | New | Cooling | Packaged Terminal HP | 0 | 0.0023208 | 0.0042445 | 0.0061569 | 0.0080664 | 0.010026 | 0.01199 | 0.013963 | 0.015936 | 0.01791 | 0.019876 | 0.021833 | 0.02379 | 0.025738 | 0.02768 | 0.029565 | 0.031446 | 0.033317 | 0.035176 | 0.037032 | 0.038872 | 0.04071
WY | Commercial | Warehouse | New | Cooling | Air-Source Heat Pump | 0 | 0.0089625 | 0.015707 | 0.022411 | 0.029105 | 0.03598 | 0.042872 | 0.049795 | 0.05672 | 0.063646 | 0.070543 | 0.07741 | 0.084196 | 0.090957 | 0.097706 | 0.10425 | 0.1108 | 0.11731 | 0.12378 | 0.13025 | 0.13666 | 0.14307
WY | Commercial | Warehouse | New | Cooling | Geothermal Heat Pump | 0 | 0 | 0 | 0 | 0 | 0 | 0 | 0 | 0 | 0 | 0 | 0 | 0 | 0 | 0 | 0 | 0 | 0 | 0 | 0 | 0 | 0
WY | Commercial | Warehouse | New | Space Heating | Electric Furnace | 0 | 0.017856 | 0.032657 | 0.047568 | 0.062063 | 0.076296 | 0.090251 | 0.1044 | 0.11738 | 0.1305 | 0.14328 | 0.15636 | 0.16786 | 0.17969 | 0.19121 | 0.20324 | 0.21334 | 0.22401 | 0.23438 | 0.24556 | 0.2544 | 0.26404
WY | Commercial | Warehouse | New | Space Heating | Electric Room Heat | 0 | 0.0026506 | 0.0048478 | 0.0070612 | 0.0092129 | 0.011326 | 0.013397 | 0.015497 | 0.017425 | 0.019373 | 0.021269 | 0.02321 | 0.024918 | 0.026673 | 0.028384 | 0.030169 | 0.03167 | 0.033252 | 0.034793 | 0.036453 | 0.037764 | 0.039196
WY | Commercial | Warehouse | New | Space Heating | Packaged Terminal HP | 0 | 0.00098649 | 0.0018042 | 0.002628 | 0.0034288 | 0.0042151 | 0.0049861 | 0.0057676 | 0.0064849 | 0.0072099 | 0.0079156 | 0.0086381 | 0.0092739 | 0.0099271 | 0.010564 | 0.011228 | 0.011787 | 0.012376 | 0.012949 | 0.013567 | 0.014055 | 0.014587
WY | Commercial | Warehouse | New | Space Heating | Air-Source Heat Pump | 0 | 0.0049946 | 0.0090129 | 0.013062 | 0.016996 | 0.02086 | 0.024648 | 0.028489 | 0.032012 | 0.035574 | 0.039042 | 0.042592 | 0.045703 | 0.0489 | 0.052018 | 0.055273 | 0.058007 | 0.060894 | 0.063704 | 0.066732 | 0.069124 | 0.071737
WY | Commercial | Warehouse | New | Space Heating | Geothermal Heat Pump | 0 | 0 | 0 | 0 | 0 | 0 | 0 | 0 | 0 | 0 | 0 | 0 | 0 | 0 | 0 | 0 | 0 | 0 | 0 | 0 | 0 | 0
WY | Commercial | Warehouse | New | Ventilation | Ventilation | 0 | 0.26544 | 0.48546 | 0.70419 | 0.9226 | 1.1384 | 1.3517 | 1.563 | 1.7714 | 1.9769 | 2.1788 | 2.3769 | 2.5724 | 2.7643 | 2.9531 | 3.1389 | 3.3226 | 3.5034 | 3.6813 | 3.8573 | 4.03 | 4.2009
WY | Commercial | Warehouse | New | Water Heating | Water Heater | 0 | 0.03131 | 0.056765 | 0.082069 | 0.10635 | 0.13034 | 0.15347 | 0.17638 | 0.19898 | 0.22043 | 0.24086 | 0.26091 | 0.28006 | 0.29848 | 0.31627 | 0.33259 | 0.34854 | 0.36302 | 0.37715 | 0.38918 | 0.4017 | 0.41279
WY | Commercial | Warehouse | New | Interior Lighting | General Service Lighting | 0 | 0.033334 | 0.060965 | 0.084736 | 0.10299 | 0.12057 | 0.13662 | 0.15138 | 0.16641 | 0.17937 | 0.19278 | 0.20658 | 0.22051 | 0.23411 | 0.24585 | 0.25723 | 0.26832 | 0.27907 | 0.28973 | 0.299 | 0.30848 | 0.31772
WY | Commercial | Warehouse | New | Interior Lighting | Exempted Lighting | 0 | 2.0105e-05 | 3.677e-05 | 5.3337e-05 | 6.859e-05 | 8.3288e-05 | 9.7e-05 | 0.00010968 | 0.00012207 | 0.00013314 | 0.00014448 | 0.00015569 | 0.00016658 | 0.00017727 | 0.00018716 | 0.00019759 | 0.00020767 | 0.00021741 | 0.00022711 | 0.00023665 | 0.00024604 | 0.00025529
WY | Commercial | Warehouse | New | Interior Lighting | High-Bay Lighting | 0 | 0.14464 | 0.26454 | 0.38372 | 0.50171 | 0.6183 | 0.73353 | 0.84767 | 0.96024 | 1.0707 | 1.1792 | 1.2857 | 1.3905 | 1.4934 | 1.5939 | 1.6927 | 1.7904 | 1.8865 | 1.981 | 2.0744 | 2.1662 | 2.2569
WY | Commercial | Warehouse | New | Interior Lighting | Linear Lighting | 0 | 0.29692 | 0.54304 | 0.7877 | 1.0271 | 1.2637 | 1.4975 | 1.7291 | 1.9575 | 2.1799 | 2.3982 | 2.6126 | 2.824 | 3.0316 | 3.2339 | 3.433 | 3.6299 | 3.8236 | 4.0143 | 4.2028 | 4.3854 | 4.5644
WY | Commercial | Warehouse | New | Exterior Lighting | General Service Lighting | 0 | 0.10022 | 0.18328 | 0.2512 | 0.29681 | 0.34048 | 0.38221 | 0.42585 | 0.47154 | 0.50496 | 0.53918 | 0.57506 | 0.61216 | 0.64832 | 0.67787 | 0.70638 | 0.73409 | 0.76081 | 0.78729 | 0.80914 | 0.83186 | 0.85379
WY | Commercial | Warehouse | New | Exterior Lighting | Area Lighting | 0 | 0.0040442 | 0.0073965 | 0.010729 | 0.013962 | 0.017157 | 0.020315 | 0.023442 | 0.026527 | 0.029515 | 0.03245 | 0.03533 | 0.038155 | 0.040915 | 0.043569 | 0.046174 | 0.048746 | 0.051273 | 0.053755 | 0.056206 | 0.058613 | 0.060996
WY | Commercial | Warehouse | New | Exterior Lighting | Linear Lighting | 0 | 0.31236 | 0.57128 | 0.82866 | 1.0805 | 1.3294 | 1.5754 | 1.819 | 2.0593 | 2.2932 | 2.5229 | 2.7484 | 2.9709 | 3.1892 | 3.4021 | 3.6115 | 3.8186 | 4.0224 | 4.223 | 4.4214 | 4.6134 | 4.8018
WY | Commercial | Warehouse | New | Refrigeration | Walk-in Refrigerator/Freezer | 0 | 0.0040425 | 0.0073934 | 0.010724 | 0.014051 | 0.017338 | 0.020586 | 0.023804 | 0.026977 | 0.030108 | 0.033182 | 0.0362 | 0.039176 | 0.042099 | 0.044974 | 0.047804 | 0.050602 | 0.053356 | 0.056065 | 0.058745 | 0.061376 | 0.063978
WY | Commercial | Warehouse | New | Refrigeration | Reach-in Refrigerator/Freezer | 0 | 0.0012208 | 0.0022328 | 0.0032388 | 0.0042433 | 0.0052359 | 0.0062169 | 0.0071887 | 0.0081471 | 0.0090925 | 0.010021 | 0.010932 | 0.011831 | 0.012714 | 0.013582 | 0.014437 | 0.015282 | 0.016113 | 0.016931 | 0.017741 | 0.018535 | 0.019321
WY | Commercial | Warehouse | New | Refrigeration | Glass Door Display | 0 | 0.02684 | 0.049088 | 0.071205 | 0.093289 | 0.11511 | 0.13668 | 0.15804 | 0.17912 | 0.1999 | 0.22031 | 0.24035 | 0.26011 | 0.27951 | 0.2986 | 0.31739 | 0.33597 | 0.35425 | 0.37224 | 0.39004 | 0.4075 | 0.42478
WY | Commercial | Warehouse | New | Refrigeration | Open Display Case | 0 | 0.011832 | 0.021639 | 0.031388 | 0.041123 | 0.050743 | 0.060251 | 0.069668 | 0.078957 | 0.088119 | 0.097116 | 0.10595 | 0.11466 | 0.12321 | 0.13163 | 0.13991 | 0.1481 | 0.15616 | 0.16409 | 0.17193 | 0.17963 | 0.18725
WY | Commercial | Warehouse | New | Refrigeration | Icemaker | 0 | 0.028892 | 0.052841 | 0.076648 | 0.10042 | 0.12391 | 0.14713 | 0.17013 | 0.19281 | 0.21518 | 0.23715 | 0.25872 | 0.28 | 0.30088 | 0.32143 | 0.34166 | 0.36165 | 0.38133 | 0.4007 | 0.41986 | 0.43865 | 0.45725
WY | Commercial | Warehouse | New | Refrigeration | Vending Machine | 0 | 0.013058 | 0.023882 | 0.034642 | 0.045387 | 0.056004 | 0.066497 | 0.076891 | 0.087143 | 0.097254 | 0.10718 | 0.11693 | 0.12655 | 0.13599 | 0.14528 | 0.15442 | 0.16345 | 0.17235 | 0.1811 | 0.18976 | 0.19826 | 0.20666
WY | Commercial | Warehouse | New | Food Preparation | Oven | 0 | 0.0012149 | 0.002222 | 0.0032231 | 0.0042227 | 0.0052106 | 0.0061868 | 0.0071539 | 0.0081077 | 0.0090485 | 0.0099723 | 0.010879 | 0.011774 | 0.012652 | 0.013516 | 0.014367 | 0.015208 | 0.016035 | 0.01685 | 0.017655 | 0.018446 | 0.019228
WY | Commercial | Warehouse | New | Food Preparation | Fryer | 0 | 0.00088826 | 0.0016245 | 0.0023565 | 0.0030873 | 0.0038096 | 0.0045233 | 0.0052304 | 0.0059277 | 0.0066155 | 0.0072909 | 0.0079541 | 0.0086081 | 0.0092502 | 0.0098821 | 0.010504 | 0.011119 | 0.011724 | 0.012319 | 0.012908 | 0.013486 | 0.014058
WY | Commercial | Warehouse | New | Food Preparation | Dishwasher | 0 | 0.00090793 | 0.0016605 | 0.0024086 | 0.0031557 | 0.0038939 | 0.0046235 | 0.0053462 | 0.006059 | 0.006762 | 0.0074524 | 0.0081302 | 0.0087987 | 0.0094551 | 0.010101 | 0.010736 | 0.011365 | 0.011983 | 0.012592 | 0.013194 | 0.013785 | 0.014369
WY | Commercial | Warehouse | New | Food Preparation | Hot Food Container | 0 | 8.2766e-05 | 0.00015137 | 0.00021957 | 0.00028767 | 0.00035497 | 0.00042147 | 0.00048735 | 0.00055233 | 0.00061642 | 0.00067936 | 0.00074114 | 0.00080209 | 0.00086192 | 0.00092079 | 0.00097872 | 0.001036 | 0.0010924 | 0.0011479 | 0.0012027 | 0.0012566 | 0.0013099
WY | Commercial | Warehouse | New | Food Preparation | Steamer | 0 | 0.0010119 | 0.0018507 | 0.0026845 | 0.0035171 | 0.0043399 | 0.005153 | 0.0059585 | 0.0067529 | 0.0075365 | 0.008306 | 0.0090614 | 0.0098065 | 0.010538 | 0.011258 | 0.011966 | 0.012667 | 0.013356 | 0.014034 | 0.014705 | 0.015363 | 0.016015
WY | Commercial | Warehouse | New | Food Preparation | Griddle | 0 | 0.0010936 | 0.0020002 | 0.0029013 | 0.0038012 | 0.0046904 | 0.0055692 | 0.0064397 | 0.0072983 | 0.0081452 | 0.0089768 | 0.0097932 | 0.010599 | 0.011389 | 0.012167 | 0.012933 | 0.01369 | 0.014435 | 0.015168 | 0.015893 | 0.016604 | 0.017308
WY | Commercial | Warehouse | New | Office Equipment | Desktop Computer | 0 | 0.0057017 | 0.010194 | 0.014455 | 0.018513 | 0.022331 | 0.02592 | 0.029299 | 0.032461 | 0.035415 | 0.038154 | 0.04069 | 0.043048 | 0.045222 | 0.047226 | 0.049071 | 0.050778 | 0.05234 | 0.053764 | 0.05507 | 0.056245 | 0.057314
WY | Commercial | Warehouse | New | Office Equipment | Laptop | 0 | 0.0012684 | 0.0023723 | 0.003519 | 0.0047149 | 0.0059496 | 0.0072243 | 0.0085426 | 0.0099008 | 0.0113 | 0.012736 | 0.014208 | 0.015725 | 0.017281 | 0.018879 | 0.020521 | 0.022214 | 0.023954 | 0.02574 | 0.027581 | 0.029469 | 0.031414
WY | Commercial | Warehouse | New | Office Equipment | Server | 0 | 0.064982 | 0.12076 | 0.17799 | 0.23695 | 0.29708 | 0.35843 | 0.42113 | 0.48496 | 0.54995 | 0.61586 | 0.68269 | 0.75073 | 0.81972 | 0.88981 | 0.96102 | 1.0337 | 1.1075 | 1.1824 | 1.2589 | 1.3365 | 1.4156
WY | Commercial | Warehouse | New | Office Equipment | Monitor | 0 | 0.00098946 | 0.0018181 | 0.0026497 | 0.0034878 | 0.004324 | 0.0051582 | 0.0059925 | 0.0068234 | 0.007651 | 0.0084718 | 0.0092857 | 0.010097 | 0.010901 | 0.0117 | 0.012495 | 0.013288 | 0.014077 | 0.014861 | 0.015645 | 0.016422 | 0.017199
WY | Commercial | Warehouse | New | Office Equipment | Printer/Copier/Fax | 0 | 0.0044379 | 0.0081886 | 0.011984 | 0.01584 | 0.019719 | 0.023622 | 0.027557 | 0.031509 | 0.035477 | 0.039447 | 0.043417 | 0.047405 | 0.051394 | 0.055392 | 0.059401 | 0.063437 | 0.067483 | 0.071541 | 0.075627 | 0.079716 | 0.083834
WY | Commercial | Warehouse | New | Office Equipment | POS Terminal | 0 | 0.0031756 | 0.0058079 | 0.0084247 | 0.011038 | 0.01362 | 0.016172 | 0.018699 | 0.021192 | 0.023651 | 0.026066 | 0.028437 | 0.030775 | 0.033071 | 0.03533 | 0.037553 | 0.039751 | 0.041914 | 0.044042 | 0.046148 | 0.048214 | 0.050258
WY | Commercial | Warehouse | New | Miscellaneous | Non-HVAC Motors | 0 | 0.091548 | 0.16743 | 0.24287 | 0.31819 | 0.39263 | 0.46619 | 0.53906 | 0.61094 | 0.68183 | 0.75144 | 0.81978 | 0.88719 | 0.95337 | 1.0185 | 1.0826 | 1.1459 | 1.2083 | 1.2697 | 1.3304 | 1.3899 | 1.4489
WY | Commercial | Warehouse | New | Miscellaneous | Pool Pump | 0 | 0 | 0 | 0 | 0 | 0 | 0 | 0 | 0 | 0 | 0 | 0 | 0 | 0 | 0 | 0 | 0 | 0 | 0 | 0 | 0 | 0
WY | Commercial | Warehouse | New | Miscellaneous | Pool Heater | 0 | 0 | 0 | 0 | 0 | 0 | 0 | 0 | 0 | 0 | 0 | 0 | 0 | 0 | 0 | 0 | 0 | 0 | 0 | 0 | 0 | 0
WY | Commercial | Warehouse | New | Miscellaneous | Clothes Washer | 0 | 0 | 0 | 0 | 0 | 0 | 0 | 0 | 0 | 0 | 0 | 0 | 0 | 0 | 0 | 0 | 0 | 0 | 0 | 0 | 0 | 0
WY | Commercial | Warehouse | New | Miscellaneous | Clothes Dryer | 0 | 0 | 0 | 0 | 0 | 0 | 0 | 0 | 0 | 0 | 0 | 0 | 0 | 0 | 0 | 0 | 0 | 0 | 0 | 0 | 0 | 0
WY | Commercial | Warehouse | New | Miscellaneous | Electric Vehicle Chargers | 0 | 0 | 0 | 0 | 0 | 0 | 0 | 0 | 0 | 0 | 0 | 0 | 0 | 0 | 0 | 0 | 0 | 0 | 0 | 0 | 0 | 0
WY | Commercial | Warehouse | New | Miscellaneous | Other Miscellaneous | 0 | 0.1949 | 0.36863 | 0.55297 | 0.74922 | 0.95606 | 1.174 | 1.4038 | 1.6453 | 1.8989 | 2.1643 | 2.4417 | 2.7328 | 3.0369 | 3.3551 | 3.688 | 4.0372 | 4.4022 | 4.7838 | 5.1836 | 5.6007 | 6.0375
WY | Commercial | Warehouse | New | Generation | Solar PV | 0 | -0.004537 | -0.0095119 | -0.015649 | -0.023707 | -0.033382 | -0.04607 | -0.06087 | -0.078741 | -0.10175 | -0.12836 | -0.16311 | -0.1965 | -0.23048 | -0.26709 | -0.30639 | -0.34839 | -0.39297 | -0.44011 | -0.48997 | -0.54227 | -0.59725
WY | Commercial | Warehouse, Controlled Atm. | Existing | Cooling | Air-Cooled Chiller | 0.0001269 | 0.00012469 | 0.00012253 | 0.0001204 | 0.0001183 | 0.00011709 | 0.00011588 | 0.00011468 | 0.00011348 | 0.00011229 | 0.0001111 | 0.00010992 | 0.00010875 | 0.00010759 | 0.00010643 | 0.00010509 | 0.00010377 | 0.00010246 | 0.00010116 | 9.9882e-05 | 9.8616e-05 | 9.7364e-05
WY | Commercial | Warehouse, Controlled Atm. | Existing | Cooling | Water-Cooled Chiller | 0 | 0 | 0 | 0 | 0 | 0 | 0 | 0 | 0 | 0 | 0 | 0 | 0 | 0 | 0 | 0 | 0 | 0 | 0 | 0 | 0 | 0
WY | Commercial | Warehouse, Controlled Atm. | Existing | Cooling | RTU | 0.1379 | 0.13552 | 0.13261 | 0.12969 | 0.12678 | 0.12479 | 0.12278 | 0.12075 | 0.1187 | 0.11666 | 0.11461 | 0.11256 | 0.11051 | 0.10854 | 0.10667 | 0.10472 | 0.10287 | 0.1011 | 0.099411 | 0.097792 | 0.096235 | 0.094735
WY | Commercial | Warehouse, Controlled Atm. | Existing | Cooling | Packaged Terminal AC | 0.032063 | 0.03151 | 0.030967 | 0.030433 | 0.029908 | 0.029606 | 0.029305 | 0.029005 | 0.028707 | 0.02841 | 0.028114 | 0.027819 | 0.027527 | 0.027235 | 0.026945 | 0.026609 | 0.026277 | 0.025948 | 0.025622 | 0.0253 | 0.024981 | 0.024665
WY | Commercial | Warehouse, Controlled Atm. | Existing | Cooling | Packaged Terminal HP | 0.00067902 | 0.00066731 | 0.00065581 | 0.0006445 | 0.00063339 | 0.00062699 | 0.00062062 | 0.00061427 | 0.00060795 | 0.00060165 | 0.00059539 | 0.00058915 | 0.00058295 | 0.00057678 | 0.00057064 | 0.00056353 | 0.00055648 | 0.00054951 | 0.00054261 | 0.00053579 | 0.00052903 | 0.00052235
WY | Commercial | Warehouse, Controlled Atm. | Existing | Cooling | Air-Source Heat Pump | 0.016009 | 0.015682 | 0.015313 | 0.014947 | 0.014585 | 0.01433 | 0.014077 | 0.013825 | 0.013576 | 0.013331 | 0.01309 | 0.012853 | 0.012625 | 0.012408 | 0.012201 | 0.011981 | 0.011771 | 0.011569 | 0.011375 | 0.011188 | 0.011008 | 0.010834
WY | Commercial | Warehouse, Controlled Atm. | Existing | Cooling | Geothermal Heat Pump | 0 | 0 | 0 | 0 | 0 | 0 | 0 | 0 | 0 | 0 | 0 | 0 | 0 | 0 | 0 | 0 | 0 | 0 | 0 | 0 | 0 | 0
WY | Commercial | Warehouse, Controlled Atm. | Existing | Space Heating | Electric Furnace | 0.0072054 | 0.0070811 | 0.006959 | 0.0068676 | 0.0067211 | 0.0065806 | 0.0064429 | 0.0063343 | 0.0061758 | 0.0060463 | 0.0059193 | 0.005819 | 0.0056731 | 0.0055537 | 0.0054367 | 0.0053427 | 0.005207 | 0.0050956 | 0.0049866 | 0.0049001 | 0.004775 | 0.0046725
WY | Commercial | Warehouse, Controlled Atm. | Existing | Space Heating | Electric Room Heat | 0.0010696 | 0.0010512 | 0.001033 | 0.0010195 | 0.00099772 | 0.00097686 | 0.00095642 | 0.00094029 | 0.00091676 | 0.00089753 | 0.00087869 | 0.0008638 | 0.00084214 | 0.00082441 | 0.00080704 | 0.0007931 | 0.00077295 | 0.00075642 | 0.00074023 | 0.00072739 | 0.00070883 | 0.00069361
WY | Commercial | Warehouse, Controlled Atm. | Existing | Space Heating | Packaged Terminal HP | 0.00021084 | 0.0002072 | 0.00020363 | 0.00020095 | 0.00019667 | 0.00019256 | 0.00018853 | 0.00018535 | 0.00018071 | 0.00017692 | 0.00017321 | 0.00017027 | 0.000166 | 0.00016251 | 0.00015908 | 0.00015633 | 0.00015236 | 0.0001491 | 0.00014591 | 0.00014338 | 0.00013972 | 0.00013672
WY | Commercial | Warehouse, Controlled Atm. | Existing | Space Heating | Air-Source Heat Pump | 0.0055231 | 0.0054279 | 0.005329 | 0.0052533 | 0.0051353 | 0.0050217 | 0.0049103 | 0.0048209 | 0.0046936 | 0.0045883 | 0.0044852 | 0.0044023 | 0.0042854 | 0.0041894 | 0.004096 | 0.0040207 | 0.0039145 | 0.0038271 | 0.003742 | 0.0036743 | 0.0035779 | 0.0034989
WY | Commercial | Warehouse, Controlled Atm. | Existing | Space Heating | Geothermal Heat Pump | 0 | 0 | 0 | 0 | 0 | 0 | 0 | 0 | 0 | 0 | 0 | 0 | 0 | 0 | 0 | 0 | 0 | 0 | 0 | 0 | 0 | 0
WY | Commercial | Warehouse, Controlled Atm. | Existing | Ventilation | Ventilation | 0.1426 | 0.13849 | 0.13436 | 0.13024 | 0.12616 | 0.12194 | 0.11781 | 0.11378 | 0.10986 | 0.10607 | 0.10242 | 0.098922 | 0.095577 | 0.092379 | 0.089344 | 0.086473 | 0.083767 | 0.081226 | 0.078833 | 0.076534 | 0.074358 | 0.072308
WY | Commercial | Warehouse, Controlled Atm. | Existing | Water Heating | Water Heater | 0.025395 | 0.02465 | 0.023868 | 0.023077 | 0.022255 | 0.021445 | 0.020633 | 0.019849 | 0.019098 | 0.018348 | 0.017608 | 0.016913 | 0.016281 | 0.015702 | 0.015168 | 0.01465 | 0.014168 | 0.013695 | 0.01325 | 0.012803 | 0.012385 | 0.01196
WY | Commercial | Warehouse, Controlled Atm. | Existing | Interior Lighting | General Service Lighting | 0.017797 | 0.017097 | 0.016255 | 0.015139 | 0.013676 | 0.012133 | 0.010925 | 0.0099405 | 0.0091488 | 0.0084853 | 0.0079466 | 0.0075175 | 0.0071704 | 0.0068717 | 0.0065867 | 0.0063306 | 0.0060982 | 0.0058855 | 0.0056931 | 0.0054931 | 0.0052998 | 0.0051045
WY | Commercial | Warehouse, Controlled Atm. | Existing | Interior Lighting | Exempted Lighting | 7.1955e-06 | 7.0714e-06 | 6.9495e-06 | 6.8297e-06 | 6.6467e-06 | 6.4556e-06 | 6.2371e-06 | 5.9758e-06 | 5.7022e-06 | 5.4051e-06 | 5.1382e-06 | 4.924e-06 | 4.7492e-06 | 4.6233e-06 | 4.5036e-06 | 4.4044e-06 | 4.3169e-06 | 4.2339e-06 | 4.1673e-06 | 4.0835e-06 | 3.9927e-06 | 3.9014e-06
WY | Commercial | Warehouse, Controlled Atm. | Existing | Interior Lighting | High-Bay Lighting | 0.057398 | 0.056263 | 0.055143 | 0.054039 | 0.052939 | 0.051859 | 0.050803 | 0.049772 | 0.048766 | 0.047776 | 0.046814 | 0.045879 | 0.044973 | 0.044093 | 0.04323 | 0.042392 | 0.041577 | 0.040783 | 0.04001 | 0.039256 | 0.038522 | 0.037806
WY | Commercial | Warehouse, Controlled Atm. | Existing | Interior Lighting | Linear Lighting | 0.10627 | 0.10443 | 0.10263 | 0.10086 | 0.099057 | 0.097275 | 0.095521 | 0.093794 | 0.092096 | 0.090374 | 0.08868 | 0.087016 | 0.085381 | 0.083775 | 0.082161 | 0.080577 | 0.079022 | 0.077496 | 0.075999 | 0.07453 | 0.073107 | 0.071723
WY | Commercial | Warehouse, Controlled Atm. | Existing | Exterior Lighting | General Service Lighting | 0.052691 | 0.050655 | 0.048212 | 0.044848 | 0.04019 | 0.035286 | 0.031444 | 0.028479 | 0.026221 | 0.02419 | 0.022503 | 0.021162 | 0.020108 | 0.019203 | 0.018326 | 0.017541 | 0.016831 | 0.016182 | 0.015597 | 0.014983 | 0.014391 | 0.01379
WY | Commercial | Warehouse, Controlled Atm. | Existing | Exterior Lighting | Area Lighting | 0.0014474 | 0.0014225 | 0.0013979 | 0.0013738 | 0.0013486 | 0.0013238 | 0.0012994 | 0.0012753 | 0.0012516 | 0.0012272 | 0.0012032 | 0.0011795 | 0.0011565 | 0.0011339 | 0.0011111 | 0.001089 | 0.0010674 | 0.0010463 | 0.0010258 | 0.0010057 | 0.0009862 | 0.00096718
WY | Commercial | Warehouse, Controlled Atm. | Existing | Exterior Lighting | Linear Lighting | 0.11179 | 0.10987 | 0.10797 | 0.10611 | 0.10421 | 0.10233 | 0.10049 | 0.098671 | 0.096885 | 0.095073 | 0.093292 | 0.091541 | 0.089821 | 0.088132 | 0.086434 | 0.084767 | 0.083131 | 0.081526 | 0.079951 | 0.078405 | 0.076909 | 0.075452
WY | Commercial | Warehouse, Controlled Atm. | Existing | Refrigeration | Walk-in Refrigerator/Freezer | 1.6206 | 1.5926 | 1.5652 | 1.5382 | 1.5117 | 1.4856 | 1.46 | 1.4348 | 1.4101 | 1.3858 | 1.3619 | 1.3384 | 1.3153 | 1.2927 | 1.2704 | 1.2485 | 1.2269 | 1.2058 | 1.185 | 1.1646 | 1.1445 | 1.1248
WY | Commercial | Warehouse, Controlled Atm. | Existing | Refrigeration | Reach-in Refrigerator/Freezer | 0.063182 | 0.062093 | 0.061022 | 0.05997 | 0.058936 | 0.05792 | 0.056921 | 0.05594 | 0.054975 | 0.054028 | 0.053096 | 0.052181 | 0.051281 | 0.050397 | 0.049528 | 0.048674 | 0.047835 | 0.04701 | 0.046199 | 0.045403 | 0.04462 | 0.043851
WY | Commercial | Warehouse, Controlled Atm. | Existing | Refrigeration | Glass Door Display | 0.0022168 | 0.0021786 | 0.002141 | 0.0021041 | 0.0020678 | 0.0020322 | 0.0019971 | 0.0019627 | 0.0019288 | 0.0018956 | 0.0018629 | 0.0018308 | 0.0017992 | 0.0017682 | 0.0017377 | 0.0017078 | 0.0016783 | 0.0016494 | 0.0016209 | 0.001593 | 0.0015655 | 0.0015385
WY | Commercial | Warehouse, Controlled Atm. | Existing | Refrigeration | Open Display Case | 0.0063517 | 0.0062422 | 0.0061346 | 0.0060288 | 0.0059249 | 0.0058227 | 0.0057223 | 0.0056237 | 0.0055267 | 0.0054314 | 0.0053378 | 0.0052457 | 0.0051553 | 0.0050664 | 0.0049791 | 0.0048932 | 0.0048089 | 0.0047259 | 0.0046445 | 0.0045644 | 0.0044857 | 0.0044084
WY | Commercial | Warehouse, Controlled Atm. | Existing | Refrigeration | Icemaker | 0.046941 | 0.046132 | 0.045337 | 0.044555 | 0.043787 | 0.043032 | 0.04229 | 0.041561 | 0.040844 | 0.04014 | 0.039448 | 0.038768 | 0.038099 | 0.037442 | 0.036797 | 0.036162 | 0.035539 | 0.034926 | 0.034324 | 0.033732 | 0.033151 | 0.032579
WY | Commercial | Warehouse, Controlled Atm. | Existing | Refrigeration | Vending Machine | 0.019584 | 0.019246 | 0.018914 | 0.018588 | 0.018268 | 0.017953 | 0.017643 | 0.017339 | 0.01704 | 0.016746 | 0.016458 | 0.016174 | 0.015895 | 0.015621 | 0.015352 | 0.015087 | 0.014827 | 0.014571 | 0.01432 | 0.014073 | 0.01383 | 0.013592
WY | Commercial | Warehouse, Controlled Atm. | Existing | Food Preparation | Oven | 0.002505 | 0.0024618 | 0.0024194 | 0.0023777 | 0.0023367 | 0.0022964 | 0.0022568 | 0.0022179 | 0.0021796 | 0.0021421 | 0.0021051 | 0.0020688 | 0.0020332 | 0.0019981 | 0.0019637 | 0.0019298 | 0.0018965 | 0.0018638 | 0.0018317 | 0.0018001 | 0.0017691 | 0.0017386
WY | Commercial | Warehouse, Controlled Atm. | Existing | Food Preparation | Fryer | 0.0018315 | 0.0017999 | 0.0017689 | 0.0017384 | 0.0017084 | 0.0016789 | 0.00165 | 0.0016215 | 0.0015936 | 0.0015661 | 0.0015391 | 0.0015126 | 0.0014865 | 0.0014609 | 0.0014357 | 0.0014109 | 0.0013866 | 0.0013627 | 0.0013392 | 0.0013161 | 0.0012934 | 0.0012711
WY | Commercial | Warehouse, Controlled Atm. | Existing | Food Preparation | Dishwasher | 0.001872 | 0.0018397 | 0.001808 | 0.0017769 | 0.0017462 | 0.0017161 | 0.0016865 | 0.0016574 | 0.0016289 | 0.0016008 | 0.0015732 | 0.0015461 | 0.0015194 | 0.0014932 | 0.0014675 | 0.0014422 | 0.0014173 | 0.0013929 | 0.0013688 | 0.0013452 | 0.001322 | 0.0012993
WY | Commercial | Warehouse, Controlled Atm. | Existing | Food Preparation | Hot Food Container | 0.00017065 | 0.00016771 | 0.00016482 | 0.00016198 | 0.00015918 | 0.00015644 | 0.00015374 | 0.00015109 | 0.00014849 | 0.00014593 | 0.00014341 | 0.00014094 | 0.00013851 | 0.00013612 | 0.00013377 | 0.00013147 | 0.0001292 | 0.00012697 | 0.00012478 | 0.00012263 | 0.00012052 | 0.00011844
WY | Commercial | Warehouse, Controlled Atm. | Existing | Food Preparation | Steamer | 0.0020864 | 0.0020505 | 0.0020151 | 0.0019804 | 0.0019462 | 0.0019127 | 0.0018797 | 0.0018473 | 0.0018154 | 0.0017841 | 0.0017534 | 0.0017231 | 0.0016934 | 0.0016642 | 0.0016355 | 0.0016073 | 0.0015796 | 0.0015524 | 0.0015256 | 0.0014993 | 0.0014735 | 0.0014481
WY | Commercial | Warehouse, Controlled Atm. | Existing | Food Preparation | Griddle | 0.0022549 | 0.0022161 | 0.0021779 | 0.0021403 | 0.0021034 | 0.0020671 | 0.0020315 | 0.0019965 | 0.0019621 | 0.0019282 | 0.001895 | 0.0018623 | 0.0018302 | 0.0017986 | 0.0017676 | 0.0017372 | 0.0017072 | 0.0016778 | 0.0016488 | 0.0016204 | 0.0015925 | 0.001565
WY | Commercial | Warehouse, Controlled Atm. | Existing | Office Equipment | Desktop Computer | 0.0036932 | 0.0035481 | 0.0034086 | 0.0032747 | 0.003146 | 0.0030224 | 0.0029037 | 0.0027896 | 0.00268 | 0.0025746 | 0.0024735 | 0.0023763 | 0.0022829 | 0.0021932 | 0.002107 | 0.0020243 | 0.0019447 | 0.0018683 | 0.0017949 | 0.0017244 | 0.0016566 | 0.0015915
WY | Commercial | Warehouse, Controlled Atm. | Existing | Office Equipment | Laptop | 0.00078536 | 0.0007893 | 0.00079325 | 0.00079723 | 0.00080123 | 0.00080524 | 0.00080928 | 0.00081333 | 0.00081741 | 0.00082151 | 0.00082563 | 0.00082976 | 0.00083392 | 0.0008381 | 0.0008423 | 0.00084652 | 0.00085077 | 0.00085503 | 0.00085932 | 0.00086362 | 0.00086795 | 0.0008723
WY | Commercial | Warehouse, Controlled Atm. | Existing | Office Equipment | Server | 0.010051 | 0.010097 | 0.010143 | 0.010189 | 0.010236 | 0.010282 | 0.010329 | 0.010376 | 0.010423 | 0.010471 | 0.010519 | 0.010566 | 0.010615 | 0.010663 | 0.010711 | 0.01076 | 0.010809 | 0.010858 | 0.010908 | 0.010958 | 0.011008 | 0.011058
WY | Commercial | Warehouse, Controlled Atm. | Existing | Office Equipment | Monitor | 0.0006236 | 0.00061573 | 0.00060795 | 0.00060028 | 0.0005927 | 0.00058522 | 0.00057784 | 0.00057054 | 0.00056334 | 0.00055623 | 0.00054921 | 0.00054228 | 0.00053543 | 0.00052868 | 0.000522 | 0.00051542 | 0.00050891 | 0.00050249 | 0.00049614 | 0.00048988 | 0.0004837 | 0.00047759
WY | Commercial | Warehouse, Controlled Atm. | Existing | Office Equipment | Printer/Copier/Fax | 0.0027853 | 0.0027814 | 0.0027774 | 0.0027735 | 0.0027696 | 0.0027657 | 0.0027618 | 0.0027579 | 0.002754 | 0.0027501 | 0.0027462 | 0.0027423 | 0.0027384 | 0.0027345 | 0.0027307 | 0.0027268 | 0.0027229 | 0.0027191 | 0.0027152 | 0.0027114 | 0.0027076 | 0.0027037
WY | Commercial | Warehouse, Controlled Atm. | Existing | Office Equipment | POS Terminal | 0.0037344 | 0.0036747 | 0.0036159 | 0.0035581 | 0.0035013 | 0.0034453 | 0.0033902 | 0.003336 | 0.0032827 | 0.0032302 | 0.0031786 | 0.0031277 | 0.0030777 | 0.0030285 | 0.0029801 | 0.0029325 | 0.0028856 | 0.0028395 | 0.0027941 | 0.0027494 | 0.0027055 | 0.0026622
WY | Commercial | Warehouse, Controlled Atm. | Existing | Miscellaneous | Non-HVAC Motors | 0.10446 | 0.10266 | 0.10089 | 0.09915 | 0.097441 | 0.095761 | 0.09411 | 0.092487 | 0.090893 | 0.089325 | 0.087785 | 0.086272 | 0.084784 | 0.083323 | 0.081886 | 0.080474 | 0.079087 | 0.077723 | 0.076383 | 0.075066 | 0.073772 | 0.0725
WY | Commercial | Warehouse, Controlled Atm. | Existing | Miscellaneous | Pool Pump | 0 | 0 | 0 | 0 | 0 | 0 | 0 | 0 | 0 | 0 | 0 | 0 | 0 | 0 | 0 | 0 | 0 | 0 | 0 | 0 | 0 | 0
WY | Commercial | Warehouse, Controlled Atm. | Existing | Miscellaneous | Pool Heater | 0 | 0 | 0 | 0 | 0 | 0 | 0 | 0 | 0 | 0 | 0 | 0 | 0 | 0 | 0 | 0 | 0 | 0 | 0 | 0 | 0 | 0
WY | Commercial | Warehouse, Controlled Atm. | Existing | Miscellaneous | Clothes Washer | 0 | 0 | 0 | 0 | 0 | 0 | 0 | 0 | 0 | 0 | 0 | 0 | 0 | 0 | 0 | 0 | 0 | 0 | 0 | 0 | 0 | 0
WY | Commercial | Warehouse, Controlled Atm. | Existing | Miscellaneous | Clothes Dryer | 0 | 0 | 0 | 0 | 0 | 0 | 0 | 0 | 0 | 0 | 0 | 0 | 0 | 0 | 0 | 0 | 0 | 0 | 0 | 0 | 0 | 0
WY | Commercial | Warehouse, Controlled Atm. | Existing | Miscellaneous | Electric Vehicle Chargers | 0 | 0 | 0 | 0 | 0 | 0 | 0 | 0 | 0 | 0 | 0 | 0 | 0 | 0 | 0 | 0 | 0 | 0 | 0 | 0 | 0 | 0
WY | Commercial | Warehouse, Controlled Atm. | Existing | Miscellaneous | Other Miscellaneous | 0.21353 | 0.21822 | 0.22301 | 0.2279 | 0.2329 | 0.23801 | 0.24324 | 0.24858 | 0.25403 | 0.25961 | 0.2653 | 0.27113 | 0.27708 | 0.28316 | 0.28937 | 0.29572 | 0.30221 | 0.30884 | 0.31562 | 0.32255 | 0.32962 | 0.33686
WY | Commercial | Warehouse, Controlled Atm. | Existing | Generation | Solar PV | -0.0015261 | -0.0015958 | -0.0017977 | -0.0020039 | -0.0022771 | -0.0025537 | -0.002917 | -0.0032756 | -0.0036744 | -0.0041811 | -0.0047035 | -0.0053841 | -0.0058899 | -0.006318 | -0.0067354 | -0.0071438 | -0.0075415 | -0.0079285 | -0.0083048 | -0.0086716 | -0.0090275 | -0.0093739
WY | Commercial | Warehouse, Controlled Atm. | New | Cooling | Air-Cooled Chiller | 0 | 2.8388e-06 | 5.1918e-06 | 7.531e-06 | 9.8667e-06 | 1.2263e-05 | 1.4666e-05 | 1.7079e-05 | 1.9493e-05 | 2.1908e-05 | 2.4312e-05 | 2.6706e-05 | 2.91e-05 | 3.1482e-05 | 3.3858e-05 | 3.6163e-05 | 3.8465e-05 | 4.0752e-05 | 4.3026e-05 | 4.5297e-05 | 4.7548e-05 | 4.9796e-05
WY | Commercial | Warehouse, Controlled Atm. | New | Cooling | Water-Cooled Chiller | 0 | 0 | 0 | 0 | 0 | 0 | 0 | 0 | 0 | 0 | 0 | 0 | 0 | 0 | 0 | 0 | 0 | 0 | 0 | 0 | 0 | 0
WY | Commercial | Warehouse, Controlled Atm. | New | Cooling | RTU | 0 | 0.0030646 | 0.0052788 | 0.0074799 | 0.0096778 | 0.011936 | 0.014199 | 0.016473 | 0.018747 | 0.021022 | 0.023288 | 0.025543 | 0.027798 | 0.029996 | 0.032193 | 0.034326 | 0.03646 | 0.038584 | 0.040699 | 0.042812 | 0.044911 | 0.047008
WY | Commercial | Warehouse, Controlled Atm. | New | Cooling | Packaged Terminal AC | 0 | 0.00078838 | 0.0014419 | 0.0020915 | 0.0027402 | 0.0034058 | 0.004073 | 0.0047433 | 0.0054137 | 0.0060842 | 0.006752 | 0.0074168 | 0.0080815 | 0.0087432 | 0.0094031 | 0.010043 | 0.010682 | 0.011318 | 0.011949 | 0.01258 | 0.013205 | 0.013829
WY | Commercial | Warehouse, Controlled Atm. | New | Cooling | Packaged Terminal HP | 0 | 1.6696e-05 | 3.0536e-05 | 4.4293e-05 | 5.8031e-05 | 7.2127e-05 | 8.6257e-05 | 0.00010045 | 0.00011465 | 0.00012885 | 0.00014299 | 0.00015707 | 0.00017115 | 0.00018516 | 0.00019914 | 0.00021269 | 0.00022623 | 0.00023969 | 0.00025306 | 0.00026641 | 0.00027965 | 0.00029288
WY | Commercial | Warehouse, Controlled Atm. | New | Cooling | Air-Source Heat Pump | 0 | 0.0003336 | 0.00058463 | 0.00083418 | 0.0010834 | 0.0013393 | 0.0015958 | 0.0018535 | 0.0021112 | 0.002369 | 0.0026258 | 0.0028814 | 0.003134 | 0.0033856 | 0.0036368 | 0.0038806 | 0.0041242 | 0.0043665 | 0.0046074 | 0.0048481 | 0.0050869 | 0.0053255
WY | Commercial | Warehouse, Controlled Atm. | New | Cooling | Geothermal Heat Pump | 0 | 0 | 0 | 0 | 0 | 0 | 0 | 0 | 0 | 0 | 0 | 0 | 0 | 0 | 0 | 0 | 0 | 0 | 0 | 0 | 0 | 0
WY | Commercial | Warehouse, Controlled Atm. | New | Space Heating | Electric Furnace | 0 | 0.00017717 | 0.00032403 | 0.00047197 | 0.00061579 | 0.00075701 | 0.00089548 | 0.0010358 | 0.0011647 | 0.0012949 | 0.0014216 | 0.0015514 | 0.0016656 | 0.0017829 | 0.0018972 | 0.0020165 | 0.0021168 | 0.0022226 | 0.0023256 | 0.0024365 | 0.0025241 | 0.0026198
WY | Commercial | Warehouse, Controlled Atm. | New | Space Heating | Electric Room Heat | 0 | 2.63e-05 | 4.81e-05 | 7.0062e-05 | 9.1411e-05 | 0.00011237 | 0.00013293 | 0.00015377 | 0.00017289 | 0.00019222 | 0.00021103 | 0.00023029 | 0.00024724 | 0.00026466 | 0.00028163 | 0.00029934 | 0.00031423 | 0.00032993 | 0.00034522 | 0.00036168 | 0.0003747 | 0.0003889
WY | Commercial | Warehouse, Controlled Atm. | New | Space Heating | Packaged Terminal HP | 0 | 5.1842e-06 | 9.4813e-06 | 1.381e-05 | 1.8019e-05 | 2.2151e-05 | 2.6203e-05 | 3.031e-05 | 3.4079e-05 | 3.7889e-05 | 4.1598e-05 | 4.5395e-05 | 4.8736e-05 | 5.2168e-05 | 5.5515e-05 | 5.9006e-05 | 6.194e-05 | 6.5036e-05 | 6.8049e-05 | 7.1295e-05 | 7.3859e-05 | 7.6659e-05
WY | Commercial | Warehouse, Controlled Atm. | New | Space Heating | Air-Source Heat Pump | 0 | 0.0001358 | 0.00024506 | 0.00035515 | 0.00046213 | 0.00056718 | 0.00067018 | 0.00077461 | 0.00087042 | 0.00096727 | 0.0010616 | 0.0011581 | 0.0012427 | 0.0013296 | 0.0014144 | 0.0015029 | 0.0015772 | 0.0016557 | 0.0017321 | 0.0018145 | 0.0018795 | 0.0019505
WY | Commercial | Warehouse, Controlled Atm. | New | Space Heating | Geothermal Heat Pump | 0 | 0 | 0 | 0 | 0 | 0 | 0 | 0 | 0 | 0 | 0 | 0 | 0 | 0 | 0 | 0 | 0 | 0 | 0 | 0 | 0 | 0
WY | Commercial | Warehouse, Controlled Atm. | New | Ventilation | Ventilation | 0 | 0.0035063 | 0.0064127 | 0.009302 | 0.012187 | 0.015038 | 0.017856 | 0.020646 | 0.023399 | 0.026114 | 0.02878 | 0.031398 | 0.03398 | 0.036515 | 0.039009 | 0.041463 | 0.04389 | 0.046279 | 0.048629 | 0.050953 | 0.053235 | 0.055492
WY | Commercial | Warehouse, Controlled Atm. | New | Water Heating | Water Heater | 0 | 0.00048482 | 0.00087897 | 0.0012708 | 0.0016467 | 0.0020182 | 0.0023764 | 0.0027312 | 0.0030811 | 0.0034133 | 0.0037296 | 0.0040401 | 0.0043365 | 0.0046217 | 0.0048973 | 0.00515 | 0.005397 | 0.0056212 | 0.00584 | 0.0060262 | 0.0062201 | 0.0063918
WY | Commercial | Warehouse, Controlled Atm. | New | Interior Lighting | General Service Lighting | 0 | 0.00029335 | 0.0005365 | 0.00074569 | 0.00090635 | 0.001061 | 0.0012023 | 0.0013322 | 0.0014644 | 0.0015785 | 0.0016965 | 0.001818 | 0.0019406 | 0.0020602 | 0.0021636 | 0.0022637 | 0.0023613 | 0.0024559 | 0.0025497 | 0.0026312 | 0.0027147 | 0.002796
WY | Commercial | Warehouse, Controlled Atm. | New | Interior Lighting | Exempted Lighting | 0 | 1.7693e-07 | 3.2358e-07 | 4.6937e-07 | 6.036e-07 | 7.3295e-07 | 8.5361e-07 | 9.6516e-07 | 1.0742e-06 | 1.1717e-06 | 1.2715e-06 | 1.3701e-06 | 1.4659e-06 | 1.56e-06 | 1.647e-06 | 1.7388e-06 | 1.8276e-06 | 1.9132e-06 | 1.9986e-06 | 2.0826e-06 | 2.1652e-06 | 2.2466e-06
WY | Commercial | Warehouse, Controlled Atm. | New | Interior Lighting | High-Bay Lighting | 0 | 0.0012729 | 0.002328 | 0.0033768 | 0.0044151 | 0.0054412 | 0.0064552 | 0.0074596 | 0.0084503 | 0.0094225 | 0.010377 | 0.011314 | 0.012237 | 0.013142 | 0.014026 | 0.014896 | 0.015756 | 0.016601 | 0.017433 | 0.018255 | 0.019063 | 0.019861
WY | Commercial | Warehouse, Controlled Atm. | New | Interior Lighting | Linear Lighting | 0 | 0.002613 | 0.0047788 | 0.0069319 | 0.0090388 | 0.011121 | 0.013178 | 0.015216 | 0.017227 | 0.019183 | 0.021105 | 0.022991 | 0.024852 | 0.026679 | 0.028459 | 0.030211 | 0.031944 | 0.033649 | 0.035326 | 0.036986 | 0.038592 | 0.040168
WY | Commercial | Warehouse, Controlled Atm. | New | Exterior Lighting | General Service Lighting | 0 | 0.00088191 | 0.0016129 | 0.0022106 | 0.002612 | 0.0029963 | 0.0033635 | 0.0037476 | 0.0041496 | 0.0044437 | 0.0047449 | 0.0050606 | 0.0053871 | 0.0057054 | 0.0059653 | 0.0062162 | 0.0064601 | 0.0066952 | 0.0069283 | 0.0071205 | 0.0073205 | 0.0075135
WY | Commercial | Warehouse, Controlled Atm. | New | Exterior Lighting | Area Lighting | 0 | 3.559e-05 | 6.509e-05 | 9.4417e-05 | 0.00012287 | 0.00015099 | 0.00017877 | 0.0002063 | 0.00023344 | 0.00025974 | 0.00028556 | 0.00031091 | 0.00033577 | 0.00036006 | 0.00038341 | 0.00040634 | 0.00042898 | 0.00045121 | 0.00047305 | 0.00049462 | 0.00051581 | 0.00053678
WY | Commercial | Warehouse, Controlled Atm. | New | Exterior Lighting | Linear Lighting | 0 | 0.0027488 | 0.0050273 | 0.0072924 | 0.0095088 | 0.011699 | 0.013863 | 0.016008 | 0.018122 | 0.020181 | 0.022202 | 0.024187 | 0.026144 | 0.028066 | 0.029939 | 0.031782 | 0.033605 | 0.035398 | 0.037163 | 0.038909 | 0.040599 | 0.042257
WY | Commercial | Warehouse, Controlled Atm. | New | Refrigeration | Walk-in Refrigerator/Freezer | 0 | 0.039848 | 0.072878 | 0.10571 | 0.1385 | 0.1709 | 0.20292 | 0.23464 | 0.26592 | 0.29678 | 0.32708 | 0.35683 | 0.38617 | 0.41497 | 0.44332 | 0.47121 | 0.49879 | 0.52594 | 0.55264 | 0.57906 | 0.60499 | 0.63064
WY | Commercial | Warehouse, Controlled Atm. | New | Refrigeration | Reach-in Refrigerator/Freezer | 0 | 0.0015536 | 0.0028413 | 0.0041214 | 0.0053997 | 0.0066629 | 0.0079113 | 0.0091479 | 0.010368 | 0.011571 | 0.012752 | 0.013912 | 0.015056 | 0.016179 | 0.017284 | 0.018371 | 0.019446 | 0.020505 | 0.021546 | 0.022576 | 0.023587 | 0.024587
WY | Commercial | Warehouse, Controlled Atm. | New | Refrigeration | Glass Door Display | 0 | 5.4507e-05 | 9.9689e-05 | 0.0001446 | 0.00018945 | 0.00023377 | 0.00027757 | 0.00032096 | 0.00036375 | 0.00040596 | 0.0004474 | 0.0004881 | 0.00052823 | 0.00056764 | 0.00060641 | 0.00064456 | 0.00068229 | 0.00071942 | 0.00075595 | 0.00079209 | 0.00082756 | 0.00086264
WY | Commercial | Warehouse, Controlled Atm. | New | Refrigeration | Open Display Case | 0 | 0.00015618 | 0.00028564 | 0.00041433 | 0.00054284 | 0.00066983 | 0.00079533 | 0.00091964 | 0.0010423 | 0.0011632 | 0.0012819 | 0.0013985 | 0.0015135 | 0.0016264 | 0.0017375 | 0.0018469 | 0.001955 | 0.0020614 | 0.002166 | 0.0022696 | 0.0023712 | 0.0024717
WY | Commercial | Warehouse, Controlled Atm. | New | Refrigeration | Icemaker | 0 | 0.0011542 | 0.002111 | 0.003062 | 0.0040118 | 0.0049502 | 0.0058777 | 0.0067964 | 0.0077026 | 0.0085964 | 0.009474 | 0.010336 | 0.011186 | 0.01202 | 0.012841 | 0.013649 | 0.014448 | 0.015234 | 0.016008 | 0.016773 | 0.017524 | 0.018267
WY | Commercial | Warehouse, Controlled Atm. | New | Refrigeration | Vending Machine | 0 | 0.00048154 | 0.00088068 | 0.0012775 | 0.0016737 | 0.0020652 | 0.0024522 | 0.0028354 | 0.0032135 | 0.0035864 | 0.0039525 | 0.004312 | 0.0046666 | 0.0050147 | 0.0053572 | 0.0056943 | 0.0060276 | 0.0063556 | 0.0066783 | 0.0069976 | 0.0073109 | 0.0076209
WY | Commercial | Warehouse, Controlled Atm. | New | Food Preparation | Oven | 0 | 6.1595e-05 | 0.00011265 | 0.00016341 | 0.00021409 | 0.00026417 | 0.00031366 | 0.00036269 | 0.00041105 | 0.00045874 | 0.00050558 | 0.00055156 | 0.00059692 | 0.00064144 | 0.00068526 | 0.00072837 | 0.00077101 | 0.00081296 | 0.00085425 | 0.00089508 | 0.00093516 | 0.00097481
WY | Commercial | Warehouse, Controlled Atm. | New | Food Preparation | Fryer | 0 | 4.5033e-05 | 8.2361e-05 | 0.00011947 | 0.00015652 | 0.00019314 | 0.00022933 | 0.00026517 | 0.00030053 | 0.0003354 | 0.00036964 | 0.00040326 | 0.00043642 | 0.00046897 | 0.00050101 | 0.00053253 | 0.0005637 | 0.00059437 | 0.00062456 | 0.00065441 | 0.00068371 | 0.0007127
WY | Commercial | Warehouse, Controlled Atm. | New | Food Preparation | Dishwasher | 0 | 4.603e-05 | 8.4185e-05 | 0.00012211 | 0.00015999 | 0.00019742 | 0.0002344 | 0.00027104 | 0.00030718 | 0.00034282 | 0.00037782 | 0.00041219 | 0.00044608 | 0.00047936 | 0.0005121 | 0.00054432 | 0.00057618 | 0.00060753 | 0.00063839 | 0.0006689 | 0.00069885 | 0.00072848
WY | Commercial | Warehouse, Controlled Atm. | New | Food Preparation | Hot Food Container | 0 | 4.1961e-06 | 7.6742e-06 | 1.1132e-05 | 1.4584e-05 | 1.7996e-05 | 2.1368e-05 | 2.4708e-05 | 2.8002e-05 | 3.1252e-05 | 3.4442e-05 | 3.7575e-05 | 4.0665e-05 | 4.3698e-05 | 4.6683e-05 | 4.962e-05 | 5.2524e-05 | 5.5382e-05 | 5.8195e-05 | 6.0977e-05 | 6.3707e-05 | 6.6408e-05
WY | Commercial | Warehouse, Controlled Atm. | New | Food Preparation | Steamer | 0 | 5.1303e-05 | 9.3827e-05 | 0.0001361 | 0.00017831 | 0.00022003 | 0.00026125 | 0.00030209 | 0.00034236 | 0.00038209 | 0.0004211 | 0.0004594 | 0.00049717 | 0.00053426 | 0.00057075 | 0.00060666 | 0.00064217 | 0.00067712 | 0.0007115 | 0.00074552 | 0.0007789 | 0.00081192
WY | Commercial | Warehouse, Controlled Atm. | New | Food Preparation | Griddle | 0 | 5.5446e-05 | 0.00010141 | 0.00014709 | 0.00019271 | 0.0002378 | 0.00028235 | 0.00032648 | 0.00037001 | 0.00041295 | 0.00045511 | 0.0004965 | 0.00053733 | 0.00057741 | 0.00061685 | 0.00065566 | 0.00069404 | 0.00073181 | 0.00076897 | 0.00080573 | 0.00084181 | 0.0008775
WY | Commercial | Warehouse, Controlled Atm. | New | Office Equipment | Desktop Computer | 0 | 8.8772e-05 | 0.00015871 | 0.00022505 | 0.00028824 | 0.00034769 | 0.00040357 | 0.00045618 | 0.0005054 | 0.00055139 | 0.00059404 | 0.00063353 | 0.00067024 | 0.00070408 | 0.00073529 | 0.00076402 | 0.00079059 | 0.00081491 | 0.00083708 | 0.00085741 | 0.00087571 | 0.00089235
WY | Commercial | Warehouse, Controlled Atm. | New | Office Equipment | Laptop | 0 | 1.9748e-05 | 3.6935e-05 | 5.479e-05 | 7.3408e-05 | 9.2632e-05 | 0.00011248 | 0.000133 | 0.00015415 | 0.00017593 | 0.00019829 | 0.00022122 | 0.00024483 | 0.00026905 | 0.00029394 | 0.00031951 | 0.00034587 | 0.00037295 | 0.00040076 | 0.00042943 | 0.00045881 | 0.0004891
WY | Commercial | Warehouse, Controlled Atm. | New | Office Equipment | Server | 0 | 0.00025113 | 0.00046669 | 0.00068785 | 0.00091571 | 0.0011481 | 0.0013852 | 0.0016275 | 0.0018742 | 0.0021254 | 0.0023801 | 0.0026383 | 0.0029013 | 0.0031679 | 0.0034388 | 0.003714 | 0.0039947 | 0.0042799 | 0.0045697 | 0.0048653 | 0.005165 | 0.0054707
WY | Commercial | Warehouse, Controlled Atm. | New | Office Equipment | Monitor | 0 | 1.5405e-05 | 2.8307e-05 | 4.1254e-05 | 5.4304e-05 | 6.7322e-05 | 8.0311e-05 | 9.3301e-05 | 0.00010624 | 0.00011912 | 0.0001319 | 0.00014457 | 0.0001572 | 0.00016972 | 0.00018216 | 0.00019453 | 0.00020689 | 0.00021917 | 0.00023139 | 0.00024359 | 0.00025569 | 0.00026778
WY | Commercial | Warehouse, Controlled Atm. | New | Office Equipment | Printer/Copier/Fax | 0 | 6.9096e-05 | 0.00012749 | 0.00018658 | 0.00024662 | 0.00030702 | 0.00036778 | 0.00042905 | 0.00049057 | 0.00055237 | 0.00061417 | 0.00067598 | 0.00073807 | 0.00080018 | 0.00086243 | 0.00092484 | 0.00098768 | 0.0010507 | 0.0011139 | 0.0011775 | 0.0012411 | 0.0013053
WY | Commercial | Warehouse, Controlled Atm. | New | Office Equipment | POS Terminal | 0 | 9.1823e-05 | 0.00016794 | 0.0002436 | 0.00031915 | 0.00039381 | 0.0004676 | 0.00054069 | 0.00061277 | 0.00068388 | 0.0007537 | 0.00082225 | 0.00088986 | 0.00095624 | 0.0010216 | 0.0010858 | 0.0011494 | 0.0012119 | 0.0012735 | 0.0013344 | 0.0013941 | 0.0014532
WY | Commercial | Warehouse, Controlled Atm. | New | Miscellaneous | Non-HVAC Motors | 0 | 0.0025685 | 0.0046976 | 0.0068141 | 0.0089275 | 0.011016 | 0.01308 | 0.015124 | 0.017141 | 0.01913 | 0.021083 | 0.023 | 0.024892 | 0.026749 | 0.028576 | 0.030374 | 0.032151 | 0.033901 | 0.035623 | 0.037326 | 0.038997 | 0.04065
WY | Commercial | Warehouse, Controlled Atm. | New | Miscellaneous | Pool Pump | 0 | 0 | 0 | 0 | 0 | 0 | 0 | 0 | 0 | 0 | 0 | 0 | 0 | 0 | 0 | 0 | 0 | 0 | 0 | 0 | 0 | 0
WY | Commercial | Warehouse, Controlled Atm. | New | Miscellaneous | Pool Heater | 0 | 0 | 0 | 0 | 0 | 0 | 0 | 0 | 0 | 0 | 0 | 0 | 0 | 0 | 0 | 0 | 0 | 0 | 0 | 0 | 0 | 0
WY | Commercial | Warehouse, Controlled Atm. | New | Miscellaneous | Clothes Washer | 0 | 0 | 0 | 0 | 0 | 0 | 0 | 0 | 0 | 0 | 0 | 0 | 0 | 0 | 0 | 0 | 0 | 0 | 0 | 0 | 0 | 0
WY | Commercial | Warehouse, Controlled Atm. | New | Miscellaneous | Clothes Dryer | 0 | 0 | 0 | 0 | 0 | 0 | 0 | 0 | 0 | 0 | 0 | 0 | 0 | 0 | 0 | 0 | 0 | 0 | 0 | 0 | 0 | 0
WY | Commercial | Warehouse, Controlled Atm. | New | Miscellaneous | Electric Vehicle Chargers | 0 | 0 | 0 | 0 | 0 | 0 | 0 | 0 | 0 | 0 | 0 | 0 | 0 | 0 | 0 | 0 | 0 | 0 | 0 | 0 | 0 | 0
WY | Commercial | Warehouse, Controlled Atm. | New | Miscellaneous | Other Miscellaneous | 0 | 0.0054298 | 0.01027 | 0.015405 | 0.020873 | 0.026635 | 0.032705 | 0.039109 | 0.045837 | 0.052902 | 0.060294 | 0.068024 | 0.076132 | 0.084605 | 0.093471 | 0.10274 | 0.11247 | 0.12264 | 0.13327 | 0.14441 | 0.15603 | 0.1682
WY | Commercial | Warehouse, Controlled Atm. | New | Generation | Solar PV | 0 | -3.9926e-05 | -8.3706e-05 | -0.00013772 | -0.00020862 | -0.00029377 | -0.00040543 | -0.00053567 | -0.00069294 | -0.00089543 | -0.0011296 | -0.0014354 | -0.0017292 | -0.0020282 | -0.0023505 | -0.0026963 | -0.0030659 | -0.0034582 | -0.0038731 | -0.0043118 | -0.0047721 | -0.0052559
WY | Commercial | Data Center | Existing | Cooling | Air-Cooled Chiller | 0 | 0 | 0 | 0 | 0 | 0 | 0 | 0 | 0 | 0 | 0 | 0 | 0 | 0 | 0 | 0 | 0 | 0 | 0 | 0 | 0 | 0
WY | Commercial | Data Center | Existing | Cooling | Water-Cooled Chiller | 0 | 0 | 0 | 0 | 0 | 0 | 0 | 0 | 0 | 0 | 0 | 0 | 0 | 0 | 0 | 0 | 0 | 0 | 0 | 0 | 0 | 0
WY | Commercial | Data Center | Existing | Cooling | RTU | 0 | 0 | 0 | 0 | 0 | 0 | 0 | 0 | 0 | 0 | 0 | 0 | 0 | 0 | 0 | 0 | 0 | 0 | 0 | 0 | 0 | 0
WY | Commercial | Data Center | Existing | Cooling | Packaged Terminal AC | 0 | 0 | 0 | 0 | 0 | 0 | 0 | 0 | 0 | 0 | 0 | 0 | 0 | 0 | 0 | 0 | 0 | 0 | 0 | 0 | 0 | 0
WY | Commercial | Data Center | Existing | Cooling | Packaged Terminal HP | 0 | 0 | 0 | 0 | 0 | 0 | 0 | 0 | 0 | 0 | 0 | 0 | 0 | 0 | 0 | 0 | 0 | 0 | 0 | 0 | 0 | 0
WY | Commercial | Data Center | Existing | Cooling | Air-Source Heat Pump | 0 | 0 | 0 | 0 | 0 | 0 | 0 | 0 | 0 | 0 | 0 | 0 | 0 | 0 | 0 | 0 | 0 | 0 | 0 | 0 | 0 | 0
WY | Commercial | Data Center | Existing | Cooling | Geothermal Heat Pump | 0 | 0 | 0 | 0 | 0 | 0 | 0 | 0 | 0 | 0 | 0 | 0 | 0 | 0 | 0 | 0 | 0 | 0 | 0 | 0 | 0 | 0
WY | Commercial | Data Center | Existing | Space Heating | Electric Furnace | 0 | 0 | 0 | 0 | 0 | 0 | 0 | 0 | 0 | 0 | 0 | 0 | 0 | 0 | 0 | 0 | 0 | 0 | 0 | 0 | 0 | 0
WY | Commercial | Data Center | Existing | Space Heating | Electric Room Heat | 0 | 0 | 0 | 0 | 0 | 0 | 0 | 0 | 0 | 0 | 0 | 0 | 0 | 0 | 0 | 0 | 0 | 0 | 0 | 0 | 0 | 0
WY | Commercial | Data Center | Existing | Space Heating | Packaged Terminal HP | 0 | 0 | 0 | 0 | 0 | 0 | 0 | 0 | 0 | 0 | 0 | 0 | 0 | 0 | 0 | 0 | 0 | 0 | 0 | 0 | 0 | 0
WY | Commercial | Data Center | Existing | Space Heating | Air-Source Heat Pump | 0 | 0 | 0 | 0 | 0 | 0 | 0 | 0 | 0 | 0 | 0 | 0 | 0 | 0 | 0 | 0 | 0 | 0 | 0 | 0 | 0 | 0
WY | Commercial | Data Center | Existing | Space Heating | Geothermal Heat Pump | 0 | 0 | 0 | 0 | 0 | 0 | 0 | 0 | 0 | 0 | 0 | 0 | 0 | 0 | 0 | 0 | 0 | 0 | 0 | 0 | 0 | 0
WY | Commercial | Data Center | Existing | Ventilation | Ventilation | 0 | 0 | 0 | 0 | 0 | 0 | 0 | 0 | 0 | 0 | 0 | 0 | 0 | 0 | 0 | 0 | 0 | 0 | 0 | 0 | 0 | 0
WY | Commercial | Data Center | Existing | Water Heating | Water Heater | 0 | 0 | 0 | 0 | 0 | 0 | 0 | 0 | 0 | 0 | 0 | 0 | 0 | 0 | 0 | 0 | 0 | 0 | 0 | 0 | 0 | 0
WY | Commercial | Data Center | Existing | Interior Lighting | General Service Lighting | 0 | 0 | 0 | 0 | 0 | 0 | 0 | 0 | 0 | 0 | 0 | 0 | 0 | 0 | 0 | 0 | 0 | 0 | 0 | 0 | 0 | 0
WY | Commercial | Data Center | Existing | Interior Lighting | Exempted Lighting | 0 | 0 | 0 | 0 | 0 | 0 | 0 | 0 | 0 | 0 | 0 | 0 | 0 | 0 | 0 | 0 | 0 | 0 | 0 | 0 | 0 | 0
WY | Commercial | Data Center | Existing | Interior Lighting | High-Bay Lighting | 0 | 0 | 0 | 0 | 0 | 0 | 0 | 0 | 0 | 0 | 0 | 0 | 0 | 0 | 0 | 0 | 0 | 0 | 0 | 0 | 0 | 0
WY | Commercial | Data Center | Existing | Interior Lighting | Linear Lighting | 0 | 0 | 0 | 0 | 0 | 0 | 0 | 0 | 0 | 0 | 0 | 0 | 0 | 0 | 0 | 0 | 0 | 0 | 0 | 0 | 0 | 0
WY | Commercial | Data Center | Existing | Exterior Lighting | General Service Lighting | 0 | 0 | 0 | 0 | 0 | 0 | 0 | 0 | 0 | 0 | 0 | 0 | 0 | 0 | 0 | 0 | 0 | 0 | 0 | 0 | 0 | 0
WY | Commercial | Data Center | Existing | Exterior Lighting | Area Lighting | 0 | 0 | 0 | 0 | 0 | 0 | 0 | 0 | 0 | 0 | 0 | 0 | 0 | 0 | 0 | 0 | 0 | 0 | 0 | 0 | 0 | 0
WY | Commercial | Data Center | Existing | Exterior Lighting | Linear Lighting | 0 | 0 | 0 | 0 | 0 | 0 | 0 | 0 | 0 | 0 | 0 | 0 | 0 | 0 | 0 | 0 | 0 | 0 | 0 | 0 | 0 | 0
WY | Commercial | Data Center | Existing | Refrigeration | Walk-in Refrigerator/Freezer | 0 | 0 | 0 | 0 | 0 | 0 | 0 | 0 | 0 | 0 | 0 | 0 | 0 | 0 | 0 | 0 | 0 | 0 | 0 | 0 | 0 | 0
WY | Commercial | Data Center | Existing | Refrigeration | Reach-in Refrigerator/Freezer | 0 | 0 | 0 | 0 | 0 | 0 | 0 | 0 | 0 | 0 | 0 | 0 | 0 | 0 | 0 | 0 | 0 | 0 | 0 | 0 | 0 | 0
WY | Commercial | Data Center | Existing | Refrigeration | Glass Door Display | 0 | 0 | 0 | 0 | 0 | 0 | 0 | 0 | 0 | 0 | 0 | 0 | 0 | 0 | 0 | 0 | 0 | 0 | 0 | 0 | 0 | 0
WY | Commercial | Data Center | Existing | Refrigeration | Open Display Case | 0 | 0 | 0 | 0 | 0 | 0 | 0 | 0 | 0 | 0 | 0 | 0 | 0 | 0 | 0 | 0 | 0 | 0 | 0 | 0 | 0 | 0
WY | Commercial | Data Center | Existing | Refrigeration | Icemaker | 0 | 0 | 0 | 0 | 0 | 0 | 0 | 0 | 0 | 0 | 0 | 0 | 0 | 0 | 0 | 0 | 0 | 0 | 0 | 0 | 0 | 0
WY | Commercial | Data Center | Existing | Refrigeration | Vending Machine | 0 | 0 | 0 | 0 | 0 | 0 | 0 | 0 | 0 | 0 | 0 | 0 | 0 | 0 | 0 | 0 | 0 | 0 | 0 | 0 | 0 | 0
WY | Commercial | Data Center | Existing | Food Preparation | Oven | 0 | 0 | 0 | 0 | 0 | 0 | 0 | 0 | 0 | 0 | 0 | 0 | 0 | 0 | 0 | 0 | 0 | 0 | 0 | 0 | 0 | 0
WY | Commercial | Data Center | Existing | Food Preparation | Fryer | 0 | 0 | 0 | 0 | 0 | 0 | 0 | 0 | 0 | 0 | 0 | 0 | 0 | 0 | 0 | 0 | 0 | 0 | 0 | 0 | 0 | 0
WY | Commercial | Data Center | Existing | Food Preparation | Dishwasher | 0 | 0 | 0 | 0 | 0 | 0 | 0 | 0 | 0 | 0 | 0 | 0 | 0 | 0 | 0 | 0 | 0 | 0 | 0 | 0 | 0 | 0
WY | Commercial | Data Center | Existing | Food Preparation | Hot Food Container | 0 | 0 | 0 | 0 | 0 | 0 | 0 | 0 | 0 | 0 | 0 | 0 | 0 | 0 | 0 | 0 | 0 | 0 | 0 | 0 | 0 | 0
WY | Commercial | Data Center | Existing | Food Preparation | Steamer | 0 | 0 | 0 | 0 | 0 | 0 | 0 | 0 | 0 | 0 | 0 | 0 | 0 | 0 | 0 | 0 | 0 | 0 | 0 | 0 | 0 | 0
WY | Commercial | Data Center | Existing | Food Preparation | Griddle | 0 | 0 | 0 | 0 | 0 | 0 | 0 | 0 | 0 | 0 | 0 | 0 | 0 | 0 | 0 | 0 | 0 | 0 | 0 | 0 | 0 | 0
WY | Commercial | Data Center | Existing | Office Equipment | Desktop Computer | 0 | 0 | 0 | 0 | 0 | 0 | 0 | 0 | 0 | 0 | 0 | 0 | 0 | 0 | 0 | 0 | 0 | 0 | 0 | 0 | 0 | 0
WY | Commercial | Data Center | Existing | Office Equipment | Laptop | 0 | 0 | 0 | 0 | 0 | 0 | 0 | 0 | 0 | 0 | 0 | 0 | 0 | 0 | 0 | 0 | 0 | 0 | 0 | 0 | 0 | 0
WY | Commercial | Data Center | Existing | Office Equipment | Server | 0 | 0 | 0 | 0 | 0 | 0 | 0 | 0 | 0 | 0 | 0 | 0 | 0 | 0 | 0 | 0 | 0 | 0 | 0 | 0 | 0 | 0
WY | Commercial | Data Center | Existing | Office Equipment | Monitor | 0 | 0 | 0 | 0 | 0 | 0 | 0 | 0 | 0 | 0 | 0 | 0 | 0 | 0 | 0 | 0 | 0 | 0 | 0 | 0 | 0 | 0
WY | Commercial | Data Center | Existing | Office Equipment | Printer/Copier/Fax | 0 | 0 | 0 | 0 | 0 | 0 | 0 | 0 | 0 | 0 | 0 | 0 | 0 | 0 | 0 | 0 | 0 | 0 | 0 | 0 | 0 | 0
WY | Commercial | Data Center | Existing | Office Equipment | POS Terminal | 0 | 0 | 0 | 0 | 0 | 0 | 0 | 0 | 0 | 0 | 0 | 0 | 0 | 0 | 0 | 0 | 0 | 0 | 0 | 0 | 0 | 0
WY | Commercial | Data Center | Existing | Miscellaneous | Non-HVAC Motors | 0 | 0 | 0 | 0 | 0 | 0 | 0 | 0 | 0 | 0 | 0 | 0 | 0 | 0 | 0 | 0 | 0 | 0 | 0 | 0 | 0 | 0
WY | Commercial | Data Center | Existing | Miscellaneous | Pool Pump | 0 | 0 | 0 | 0 | 0 | 0 | 0 | 0 | 0 | 0 | 0 | 0 | 0 | 0 | 0 | 0 | 0 | 0 | 0 | 0 | 0 | 0
WY | Commercial | Data Center | Existing | Miscellaneous | Pool Heater | 0 | 0 | 0 | 0 | 0 | 0 | 0 | 0 | 0 | 0 | 0 | 0 | 0 | 0 | 0 | 0 | 0 | 0 | 0 | 0 | 0 | 0
WY | Commercial | Data Center | Existing | Miscellaneous | Clothes Washer | 0 | 0 | 0 | 0 | 0 | 0 | 0 | 0 | 0 | 0 | 0 | 0 | 0 | 0 | 0 | 0 | 0 | 0 | 0 | 0 | 0 | 0
WY | Commercial | Data Center | Existing | Miscellaneous | Clothes Dryer | 0 | 0 | 0 | 0 | 0 | 0 | 0 | 0 | 0 | 0 | 0 | 0 | 0 | 0 | 0 | 0 | 0 | 0 | 0 | 0 | 0 | 0
WY | Commercial | Data Center | Existing | Miscellaneous | Electric Vehicle Chargers | 0 | 0 | 0 | 0 | 0 | 0 | 0 | 0 | 0 | 0 | 0 | 0 | 0 | 0 | 0 | 0 | 0 | 0 | 0 | 0 | 0 | 0
WY | Commercial | Data Center | Existing | Miscellaneous | Other Miscellaneous | 0 | 0 | 0 | 0 | 0 | 0 | 0 | 0 | 0 | 0 | 0 | 0 | 0 | 0 | 0 | 0 | 0 | 0 | 0 | 0 | 0 | 0
WY | Commercial | Data Center | Existing | Generation | Solar PV | 0 | 0 | 0 | 0 | 0 | 0 | 0 | 0 | 0 | 0 | 0 | 0 | 0 | 0 | 0 | 0 | 0 | 0 | 0 | 0 | 0 | 0
WY | Commercial | Data Center | New | Cooling | Air-Cooled Chiller | 0 | 0 | 0 | 0 | 0 | 0 | 0 | 0 | 0 | 0 | 0 | 0 | 0 | 0 | 0 | 0 | 0 | 0 | 0 | 0 | 0 | 0
WY | Commercial | Data Center | New | Cooling | Water-Cooled Chiller | 0 | 0 | 0 | 0 | 0 | 0 | 0 | 0 | 0 | 0 | 0 | 0 | 0 | 0 | 0 | 0 | 0 | 0 | 0 | 0 | 0 | 0
WY | Commercial | Data Center | New | Cooling | RTU | 0 | 0 | 0 | 0 | 0 | 0 | 0 | 0 | 0 | 0 | 0 | 0 | 0 | 0 | 0 | 0 | 0 | 0 | 0 | 0 | 0 | 0
WY | Commercial | Data Center | New | Cooling | Packaged Terminal AC | 0 | 0 | 0 | 0 | 0 | 0 | 0 | 0 | 0 | 0 | 0 | 0 | 0 | 0 | 0 | 0 | 0 | 0 | 0 | 0 | 0 | 0
WY | Commercial | Data Center | New | Cooling | Packaged Terminal HP | 0 | 0 | 0 | 0 | 0 | 0 | 0 | 0 | 0 | 0 | 0 | 0 | 0 | 0 | 0 | 0 | 0 | 0 | 0 | 0 | 0 | 0
WY | Commercial | Data Center | New | Cooling | Air-Source Heat Pump | 0 | 0 | 0 | 0 | 0 | 0 | 0 | 0 | 0 | 0 | 0 | 0 | 0 | 0 | 0 | 0 | 0 | 0 | 0 | 0 | 0 | 0
WY | Commercial | Data Center | New | Cooling | Geothermal Heat Pump | 0 | 0 | 0 | 0 | 0 | 0 | 0 | 0 | 0 | 0 | 0 | 0 | 0 | 0 | 0 | 0 | 0 | 0 | 0 | 0 | 0 | 0
WY | Commercial | Data Center | New | Space Heating | Electric Furnace | 0 | 0 | 0 | 0 | 0 | 0 | 0 | 0 | 0 | 0 | 0 | 0 | 0 | 0 | 0 | 0 | 0 | 0 | 0 | 0 | 0 | 0
WY | Commercial | Data Center | New | Space Heating | Electric Room Heat | 0 | 0 | 0 | 0 | 0 | 0 | 0 | 0 | 0 | 0 | 0 | 0 | 0 | 0 | 0 | 0 | 0 | 0 | 0 | 0 | 0 | 0
WY | Commercial | Data Center | New | Space Heating | Packaged Terminal HP | 0 | 0 | 0 | 0 | 0 | 0 | 0 | 0 | 0 | 0 | 0 | 0 | 0 | 0 | 0 | 0 | 0 | 0 | 0 | 0 | 0 | 0
WY | Commercial | Data Center | New | Space Heating | Air-Source Heat Pump | 0 | 0 | 0 | 0 | 0 | 0 | 0 | 0 | 0 | 0 | 0 | 0 | 0 | 0 | 0 | 0 | 0 | 0 | 0 | 0 | 0 | 0
WY | Commercial | Data Center | New | Space Heating | Geothermal Heat Pump | 0 | 0 | 0 | 0 | 0 | 0 | 0 | 0 | 0 | 0 | 0 | 0 | 0 | 0 | 0 | 0 | 0 | 0 | 0 | 0 | 0 | 0
WY | Commercial | Data Center | New | Ventilation | Ventilation | 0 | 0 | 0 | 0 | 0 | 0 | 0 | 0 | 0 | 0 | 0 | 0 | 0 | 0 | 0 | 0 | 0 | 0 | 0 | 0 | 0 | 0
WY | Commercial | Data Center | New | Water Heating | Water Heater | 0 | 0 | 0 | 0 | 0 | 0 | 0 | 0 | 0 | 0 | 0 | 0 | 0 | 0 | 0 | 0 | 0 | 0 | 0 | 0 | 0 | 0
WY | Commercial | Data Center | New | Interior Lighting | General Service Lighting | 0 | 0 | 0 | 0 | 0 | 0 | 0 | 0 | 0 | 0 | 0 | 0 | 0 | 0 | 0 | 0 | 0 | 0 | 0 | 0 | 0 | 0
WY | Commercial | Data Center | New | Interior Lighting | Exempted Lighting | 0 | 0 | 0 | 0 | 0 | 0 | 0 | 0 | 0 | 0 | 0 | 0 | 0 | 0 | 0 | 0 | 0 | 0 | 0 | 0 | 0 | 0
WY | Commercial | Data Center | New | Interior Lighting | High-Bay Lighting | 0 | 0 | 0 | 0 | 0 | 0 | 0 | 0 | 0 | 0 | 0 | 0 | 0 | 0 | 0 | 0 | 0 | 0 | 0 | 0 | 0 | 0
WY | Commercial | Data Center | New | Interior Lighting | Linear Lighting | 0 | 0 | 0 | 0 | 0 | 0 | 0 | 0 | 0 | 0 | 0 | 0 | 0 | 0 | 0 | 0 | 0 | 0 | 0 | 0 | 0 | 0
WY | Commercial | Data Center | New | Exterior Lighting | General Service Lighting | 0 | 0 | 0 | 0 | 0 | 0 | 0 | 0 | 0 | 0 | 0 | 0 | 0 | 0 | 0 | 0 | 0 | 0 | 0 | 0 | 0 | 0
WY | Commercial | Data Center | New | Exterior Lighting | Area Lighting | 0 | 0 | 0 | 0 | 0 | 0 | 0 | 0 | 0 | 0 | 0 | 0 | 0 | 0 | 0 | 0 | 0 | 0 | 0 | 0 | 0 | 0
WY | Commercial | Data Center | New | Exterior Lighting | Linear Lighting | 0 | 0 | 0 | 0 | 0 | 0 | 0 | 0 | 0 | 0 | 0 | 0 | 0 | 0 | 0 | 0 | 0 | 0 | 0 | 0 | 0 | 0
WY | Commercial | Data Center | New | Refrigeration | Walk-in Refrigerator/Freezer | 0 | 0 | 0 | 0 | 0 | 0 | 0 | 0 | 0 | 0 | 0 | 0 | 0 | 0 | 0 | 0 | 0 | 0 | 0 | 0 | 0 | 0
WY | Commercial | Data Center | New | Refrigeration | Reach-in Refrigerator/Freezer | 0 | 0 | 0 | 0 | 0 | 0 | 0 | 0 | 0 | 0 | 0 | 0 | 0 | 0 | 0 | 0 | 0 | 0 | 0 | 0 | 0 | 0
WY | Commercial | Data Center | New | Refrigeration | Glass Door Display | 0 | 0 | 0 | 0 | 0 | 0 | 0 | 0 | 0 | 0 | 0 | 0 | 0 | 0 | 0 | 0 | 0 | 0 | 0 | 0 | 0 | 0
WY | Commercial | Data Center | New | Refrigeration | Open Display Case | 0 | 0 | 0 | 0 | 0 | 0 | 0 | 0 | 0 | 0 | 0 | 0 | 0 | 0 | 0 | 0 | 0 | 0 | 0 | 0 | 0 | 0
WY | Commercial | Data Center | New | Refrigeration | Icemaker | 0 | 0 | 0 | 0 | 0 | 0 | 0 | 0 | 0 | 0 | 0 | 0 | 0 | 0 | 0 | 0 | 0 | 0 | 0 | 0 | 0 | 0
WY | Commercial | Data Center | New | Refrigeration | Vending Machine | 0 | 0 | 0 | 0 | 0 | 0 | 0 | 0 | 0 | 0 | 0 | 0 | 0 | 0 | 0 | 0 | 0 | 0 | 0 | 0 | 0 | 0
WY | Commercial | Data Center | New | Food Preparation | Oven | 0 | 0 | 0 | 0 | 0 | 0 | 0 | 0 | 0 | 0 | 0 | 0 | 0 | 0 | 0 | 0 | 0 | 0 | 0 | 0 | 0 | 0
WY | Commercial | Data Center | New | Food Preparation | Fryer | 0 | 0 | 0 | 0 | 0 | 0 | 0 | 0 | 0 | 0 | 0 | 0 | 0 | 0 | 0 | 0 | 0 | 0 | 0 | 0 | 0 | 0
WY | Commercial | Data Center | New | Food Preparation | Dishwasher | 0 | 0 | 0 | 0 | 0 | 0 | 0 | 0 | 0 | 0 | 0 | 0 | 0 | 0 | 0 | 0 | 0 | 0 | 0 | 0 | 0 | 0
WY | Commercial | Data Center | New | Food Preparation | Hot Food Container | 0 | 0 | 0 | 0 | 0 | 0 | 0 | 0 | 0 | 0 | 0 | 0 | 0 | 0 | 0 | 0 | 0 | 0 | 0 | 0 | 0 | 0
WY | Commercial | Data Center | New | Food Preparation | Steamer | 0 | 0 | 0 | 0 | 0 | 0 | 0 | 0 | 0 | 0 | 0 | 0 | 0 | 0 | 0 | 0 | 0 | 0 | 0 | 0 | 0 | 0
WY | Commercial | Data Center | New | Food Preparation | Griddle | 0 | 0 | 0 | 0 | 0 | 0 | 0 | 0 | 0 | 0 | 0 | 0 | 0 | 0 | 0 | 0 | 0 | 0 | 0 | 0 | 0 | 0
WY | Commercial | Data Center | New | Office Equipment | Desktop Computer | 0 | 0 | 0 | 0 | 0 | 0 | 0 | 0 | 0 | 0 | 0 | 0 | 0 | 0 | 0 | 0 | 0 | 0 | 0 | 0 | 0 | 0
WY | Commercial | Data Center | New | Office Equipment | Laptop | 0 | 0 | 0 | 0 | 0 | 0 | 0 | 0 | 0 | 0 | 0 | 0 | 0 | 0 | 0 | 0 | 0 | 0 | 0 | 0 | 0 | 0
WY | Commercial | Data Center | New | Office Equipment | Server | 0 | 0 | 0 | 0 | 0 | 0 | 0 | 0 | 0 | 0 | 0 | 0 | 0 | 0 | 0 | 0 | 0 | 0 | 0 | 0 | 0 | 0
WY | Commercial | Data Center | New | Office Equipment | Monitor | 0 | 0 | 0 | 0 | 0 | 0 | 0 | 0 | 0 | 0 | 0 | 0 | 0 | 0 | 0 | 0 | 0 | 0 | 0 | 0 | 0 | 0
WY | Commercial | Data Center | New | Office Equipment | Printer/Copier/Fax | 0 | 0 | 0 | 0 | 0 | 0 | 0 | 0 | 0 | 0 | 0 | 0 | 0 | 0 | 0 | 0 | 0 | 0 | 0 | 0 | 0 | 0
WY | Commercial | Data Center | New | Office Equipment | POS Terminal | 0 | 0 | 0 | 0 | 0 | 0 | 0 | 0 | 0 | 0 | 0 | 0 | 0 | 0 | 0 | 0 | 0 | 0 | 0 | 0 | 0 | 0
WY | Commercial | Data Center | New | Miscellaneous | Non-HVAC Motors | 0 | 0 | 0 | 0 | 0 | 0 | 0 | 0 | 0 | 0 | 0 | 0 | 0 | 0 | 0 | 0 | 0 | 0 | 0 | 0 | 0 | 0
WY | Commercial | Data Center | New | Miscellaneous | Pool Pump | 0 | 0 | 0 | 0 | 0 | 0 | 0 | 0 | 0 | 0 | 0 | 0 | 0 | 0 | 0 | 0 | 0 | 0 | 0 | 0 | 0 | 0
WY | Commercial | Data Center | New | Miscellaneous | Pool Heater | 0 | 0 | 0 | 0 | 0 | 0 | 0 | 0 | 0 | 0 | 0 | 0 | 0 | 0 | 0 | 0 | 0 | 0 | 0 | 0 | 0 | 0
WY | Commercial | Data Center | New | Miscellaneous | Clothes Washer | 0 | 0 | 0 | 0 | 0 | 0 | 0 | 0 | 0 | 0 | 0 | 0 | 0 | 0 | 0 | 0 | 0 | 0 | 0 | 0 | 0 | 0
WY | Commercial | Data Center | New | Miscellaneous | Clothes Dryer | 0 | 0 | 0 | 0 | 0 | 0 | 0 | 0 | 0 | 0 | 0 | 0 | 0 | 0 | 0 | 0 | 0 | 0 | 0 | 0 | 0 | 0
WY | Commercial | Data Center | New | Miscellaneous | Electric Vehicle Chargers | 0 | 0 | 0 | 0 | 0 | 0 | 0 | 0 | 0 | 0 | 0 | 0 | 0 | 0 | 0 | 0 | 0 | 0 | 0 | 0 | 0 | 0
WY | Commercial | Data Center | New | Miscellaneous | Other Miscellaneous | 0 | 0 | 0 | 0 | 0 | 0 | 0 | 0 | 0 | 0 | 0 | 0 | 0 | 0 | 0 | 0 | 0 | 0 | 0 | 0 | 0 | 0
WY | Commercial | Data Center | New | Generation | Solar PV | 0 | 0 | 0 | 0 | 0 | 0 | 0 | 0 | 0 | 0 | 0 | 0 | 0 | 0 | 0 | 0 | 0 | 0 | 0 | 0 | 0 | 0
WY | Commercial | Miscellaneous | Existing | Cooling | Air-Cooled Chiller | 0.58455 | 0.5688 | 0.55315 | 0.53773 | 0.52252 | 0.5113 | 0.50026 | 0.48935 | 0.47867 | 0.46829 | 0.45815 | 0.44832 | 0.43887 | 0.42972 | 0.42092 | 0.4118 | 0.40305 | 0.39468 | 0.3867 | 0.379 | 0.37158 | 0.36447
WY | Commercial | Miscellaneous | Existing | Cooling | Water-Cooled Chiller | 0.6215 | 0.60915 | 0.59706 | 0.58521 | 0.5736 | 0.56631 | 0.55907 | 0.55189 | 0.54477 | 0.5377 | 0.53069 | 0.52374 | 0.51685 | 0.51001 | 0.50323 | 0.49562 | 0.4881 | 0.48068 | 0.47336 | 0.46613 | 0.45899 | 0.45195
WY | Commercial | Miscellaneous | Existing | Cooling | RTU | 3.2077 | 3.1435 | 3.0673 | 2.9915 | 2.9162 | 2.8623 | 2.8082 | 2.754 | 2.6998 | 2.6458 | 2.592 | 2.5385 | 2.4854 | 2.4341 | 2.3856 | 2.3354 | 2.2876 | 2.242 | 2.1983 | 2.1565 | 2.1162 | 2.0773
WY | Commercial | Miscellaneous | Existing | Cooling | Packaged Terminal AC | 1.9361 | 1.8973 | 1.8594 | 1.8222 | 1.7858 | 1.7628 | 1.7399 | 1.7173 | 1.6949 | 1.6726 | 1.6505 | 1.6287 | 1.607 | 1.5855 | 1.5643 | 1.5404 | 1.5169 | 1.4937 | 1.4708 | 1.4482 | 1.4259 | 1.404
WY | Commercial | Miscellaneous | Existing | Cooling | Packaged Terminal HP | 0.66701 | 0.65367 | 0.6406 | 0.62778 | 0.61523 | 0.6073 | 0.59944 | 0.59165 | 0.58391 | 0.57625 | 0.56864 | 0.56111 | 0.55364 | 0.54625 | 0.53892 | 0.5307 | 0.5226 | 0.51461 | 0.50672 | 0.49894 | 0.49126 | 0.4837
WY | Commercial | Miscellaneous | Existing | Cooling | Air-Source Heat Pump | 0.93517 | 0.91349 | 0.88952 | 0.86581 | 0.84245 | 0.82544 | 0.80857 | 0.79188 | 0.77544 | 0.75928 | 0.74344 | 0.72795 | 0.71303 | 0.6988 | 0.68521 | 0.67099 | 0.65736 | 0.64428 | 0.6317 | 0.61958 | 0.60788 | 0.59657
WY | Commercial | Miscellaneous | Existing | Cooling | Geothermal Heat Pump | 0.90203 | 0.87659 | 0.8512 | 0.8261 | 0.80148 | 0.78315 | 0.76525 | 0.74791 | 0.73122 | 0.71527 | 0.70013 | 0.68585 | 0.67233 | 0.6595 | 0.64727 | 0.63445 | 0.62218 | 0.61039 | 0.59906 | 0.58812 | 0.57756 | 0.56733
WY | Commercial | Miscellaneous | Existing | Space Heating | Electric Furnace | 0 | 0 | 0 | 0 | 0 | 0 | 0 | 0 | 0 | 0 | 0 | 0 | 0 | 0 | 0 | 0 | 0 | 0 | 0 | 0 | 0 | 0
WY | Commercial | Miscellaneous | Existing | Space Heating | Electric Room Heat | 0.42527 | 0.41676 | 0.40843 | 0.40193 | 0.39225 | 0.38298 | 0.37391 | 0.36657 | 0.3564 | 0.34794 | 0.33968 | 0.33299 | 0.32373 | 0.31602 | 0.3085 | 0.30232 | 0.29381 | 0.28672 | 0.27979 | 0.27417 | 0.26642 | 0.25997
WY | Commercial | Miscellaneous | Existing | Space Heating | Packaged Terminal HP | 1.5261 | 1.4956 | 1.4657 | 1.4424 | 1.4076 | 1.3743 | 1.3418 | 1.3155 | 1.279 | 1.2486 | 1.219 | 1.195 | 1.1617 | 1.1341 | 1.1071 | 1.0849 | 1.0543 | 1.0289 | 1.0041 | 0.98387 | 0.95607 | 0.93292
WY | Commercial | Miscellaneous | Existing | Space Heating | Air-Source Heat Pump | 2.3774 | 2.3298 | 2.281 | 2.2423 | 2.1858 | 2.1314 | 2.0783 | 2.0347 | 1.9754 | 1.9257 | 1.8771 | 1.8372 | 1.7834 | 1.7386 | 1.6951 | 1.6592 | 1.6109 | 1.5705 | 1.5313 | 1.4993 | 1.4559 | 1.4197
WY | Commercial | Miscellaneous | Existing | Space Heating | Geothermal Heat Pump | 2.3537 | 2.3026 | 2.2522 | 2.212 | 2.1543 | 2.099 | 2.0452 | 2.0011 | 1.9419 | 1.8926 | 1.8447 | 1.8058 | 1.7534 | 1.7097 | 1.6673 | 1.6325 | 1.5853 | 1.546 | 1.5077 | 1.4766 | 1.4341 | 1.3988
WY | Commercial | Miscellaneous | Existing | Ventilation | Ventilation | 14.7837 | 14.3122 | 13.841 | 13.3736 | 12.913 | 12.4419 | 11.982 | 11.535 | 11.1026 | 10.6848 | 10.2836 | 9.8998 | 9.5339 | 9.1862 | 8.8569 | 8.5461 | 8.2536 | 7.9792 | 7.721 | 7.4723 | 7.2371 | 7.0161
WY | Commercial | Miscellaneous | Existing | Water Heating | Water Heater | 1.8779 | 1.8295 | 1.7802 | 1.7305 | 1.6806 | 1.6228 | 1.5651 | 1.5041 | 1.4436 | 1.384 | 1.3253 | 1.2676 | 1.2152 | 1.1672 | 1.1227 | 1.0774 | 1.0318 | 0.9894 | 0.95023 | 0.91097 | 0.87403 | 0.83919
WY | Commercial | Miscellaneous | Existing | Interior Lighting | General Service Lighting | 9.6195 | 9.3545 | 9.0666 | 8.6372 | 7.9986 | 7.3267 | 6.7791 | 6.3066 | 5.9095 | 5.5583 | 5.2622 | 5.019 | 4.8157 | 4.6336 | 4.4521 | 4.2842 | 4.1281 | 3.9824 | 3.8484 | 3.7079 | 3.5711 | 3.4326
WY | Commercial | Miscellaneous | Existing | Interior Lighting | Exempted Lighting | 0.050269 | 0.049264 | 0.048279 | 0.047313 | 0.045865 | 0.044305 | 0.042536 | 0.040443 | 0.038311 | 0.036104 | 0.034147 | 0.032604 | 0.03135 | 0.030424 | 0.02955 | 0.028829 | 0.028198 | 0.027604 | 0.027111 | 0.026489 | 0.025815 | 0.025135
WY | Commercial | Miscellaneous | Existing | Interior Lighting | High-Bay Lighting | 3.7367 | 3.6526 | 3.5698 | 3.4885 | 3.4074 | 3.3282 | 3.2507 | 3.1753 | 3.1019 | 3.0296 | 2.9594 | 2.8914 | 2.8255 | 2.7617 | 2.6992 | 2.6385 | 2.5797 | 2.5227 | 2.4672 | 2.4133 | 2.3608 | 2.3099
WY | Commercial | Miscellaneous | Existing | Interior Lighting | Linear Lighting | 24.1113 | 23.6291 | 23.1565 | 22.6934 | 22.2235 | 21.7619 | 21.3088 | 20.8643 | 20.4284 | 19.9889 | 19.5582 | 19.1362 | 18.7228 | 18.318 | 17.9133 | 17.5173 | 17.1297 | 16.7504 | 16.3793 | 16.0163 | 15.6654 | 15.3245
WY | Commercial | Miscellaneous | Existing | Exterior Lighting | General Service Lighting | 3.876 | 3.766 | 3.6455 | 3.4576 | 3.1618 | 2.8515 | 2.6009 | 2.403 | 2.2494 | 2.1015 | 1.9739 | 1.8701 | 1.7866 | 1.7123 | 1.6376 | 1.5691 | 1.5058 | 1.447 | 1.3932 | 1.3364 | 1.2813 | 1.2253
WY | Commercial | Miscellaneous | Existing | Exterior Lighting | Area Lighting | 0.14128 | 0.13845 | 0.13568 | 0.13297 | 0.13016 | 0.12741 | 0.1247 | 0.12205 | 0.11944 | 0.11679 | 0.11418 | 0.11162 | 0.10913 | 0.10671 | 0.10427 | 0.1019 | 0.099602 | 0.097364 | 0.095184 | 0.09306 | 0.090997 | 0.088991
WY | Commercial | Miscellaneous | Existing | Exterior Lighting | Linear Lighting | 2.9619 | 2.9027 | 2.8447 | 2.7878 | 2.73 | 2.6733 | 2.6177 | 2.5631 | 2.5095 | 2.4555 | 2.4026 | 2.3508 | 2.3 | 2.2503 | 2.2006 | 2.1519 | 2.1043 | 2.0577 | 2.0121 | 1.9675 | 1.9244 | 1.8825
WY | Commercial | Miscellaneous | Existing | Refrigeration | Walk-in Refrigerator/Freezer | 0.055699 | 0.054585 | 0.053494 | 0.052424 | 0.051375 | 0.050348 | 0.049341 | 0.048354 | 0.047387 | 0.046439 | 0.04551 | 0.0446 | 0.043708 | 0.042834 | 0.041977 | 0.041138 | 0.040315 | 0.039509 | 0.038719 | 0.037944 | 0.037185 | 0.036442
WY | Commercial | Miscellaneous | Existing | Refrigeration | Reach-in Refrigerator/Freezer | 0.086262 | 0.084537 | 0.082846 | 0.081189 | 0.079565 | 0.077974 | 0.076414 | 0.074886 | 0.073388 | 0.071921 | 0.070482 | 0.069073 | 0.067691 | 0.066337 | 0.065011 | 0.06371 | 0.062436 | 0.061187 | 0.059964 | 0.058764 | 0.057589 | 0.056437
WY | Commercial | Miscellaneous | Existing | Refrigeration | Glass Door Display | 1.0542 | 1.0331 | 1.0125 | 0.9922 | 0.97236 | 0.95291 | 0.93385 | 0.91518 | 0.89687 | 0.87894 | 0.86136 | 0.84413 | 0.82725 | 0.8107 | 0.79449 | 0.7786 | 0.76303 | 0.74777 | 0.73281 | 0.71815 | 0.70379 | 0.68972
WY | Commercial | Miscellaneous | Existing | Refrigeration | Open Display Case | 1.0069 | 0.98673 | 0.96699 | 0.94765 | 0.9287 | 0.91013 | 0.89192 | 0.87409 | 0.8566 | 0.83947 | 0.82268 | 0.80623 | 0.7901 | 0.7743 | 0.75882 | 0.74364 | 0.72877 | 0.71419 | 0.69991 | 0.68591 | 0.67219 | 0.65875
WY | Commercial | Miscellaneous | Existing | Refrigeration | Icemaker | 4.9174 | 4.8191 | 4.7227 | 4.6282 | 4.5357 | 4.445 | 4.3561 | 4.2689 | 4.1836 | 4.0999 | 4.0179 | 3.9375 | 3.8588 | 3.7816 | 3.706 | 3.6319 | 3.5592 | 3.488 | 3.4183 | 3.3499 | 3.2829 | 3.2173
WY | Commercial | Miscellaneous | Existing | Refrigeration | Vending Machine | 0.68384 | 0.67017 | 0.65676 | 0.64363 | 0.63076 | 0.61814 | 0.60578 | 0.59366 | 0.58179 | 0.57015 | 0.55875 | 0.54757 | 0.53662 | 0.52589 | 0.51537 | 0.50507 | 0.49496 | 0.48506 | 0.47536 | 0.46586 | 0.45654 | 0.44741
WY | Commercial | Miscellaneous | Existing | Food Preparation | Oven | 0.41186 | 0.40363 | 0.39555 | 0.38764 | 0.37989 | 0.37229 | 0.36485 | 0.35755 | 0.3504 | 0.34339 | 0.33652 | 0.32979 | 0.3232 | 0.31673 | 0.3104 | 0.30419 | 0.29811 | 0.29214 | 0.2863 | 0.28058 | 0.27496 | 0.26946
WY | Commercial | Miscellaneous | Existing | Food Preparation | Fryer | 0.30112 | 0.2951 | 0.2892 | 0.28341 | 0.27775 | 0.27219 | 0.26675 | 0.26141 | 0.25618 | 0.25106 | 0.24604 | 0.24112 | 0.2363 | 0.23157 | 0.22694 | 0.2224 | 0.21795 | 0.21359 | 0.20932 | 0.20513 | 0.20103 | 0.19701
WY | Commercial | Miscellaneous | Existing | Food Preparation | Dishwasher | 0.30779 | 0.30163 | 0.2956 | 0.28969 | 0.2839 | 0.27822 | 0.27265 | 0.2672 | 0.26186 | 0.25662 | 0.25149 | 0.24646 | 0.24153 | 0.2367 | 0.23196 | 0.22732 | 0.22278 | 0.21832 | 0.21396 | 0.20968 | 0.20548 | 0.20137
WY | Commercial | Miscellaneous | Existing | Food Preparation | Hot Food Container | 0.028058 | 0.027497 | 0.026947 | 0.026408 | 0.02588 | 0.025362 | 0.024855 | 0.024358 | 0.023871 | 0.023393 | 0.022925 | 0.022467 | 0.022018 | 0.021577 | 0.021146 | 0.020723 | 0.020308 | 0.019902 | 0.019504 | 0.019114 | 0.018732 | 0.018357
WY | Commercial | Miscellaneous | Existing | Food Preparation | Steamer | 0.34304 | 0.33618 | 0.32946 | 0.32287 | 0.31641 | 0.31008 | 0.30388 | 0.2978 | 0.29185 | 0.28601 | 0.28029 | 0.27469 | 0.26919 | 0.26381 | 0.25853 | 0.25336 | 0.24829 | 0.24333 | 0.23846 | 0.23369 | 0.22902 | 0.22444
WY | Commercial | Miscellaneous | Existing | Food Preparation | Griddle | 0.37075 | 0.36333 | 0.35607 | 0.34895 | 0.34197 | 0.33513 | 0.32843 | 0.32186 | 0.31542 | 0.30911 | 0.30293 | 0.29687 | 0.29093 | 0.28511 | 0.27941 | 0.27382 | 0.26835 | 0.26298 | 0.25772 | 0.25257 | 0.24752 | 0.24256
WY | Commercial | Miscellaneous | Existing | Office Equipment | Desktop Computer | 0.35706 | 0.34207 | 0.3277 | 0.31394 | 0.30076 | 0.28813 | 0.27603 | 0.26444 | 0.25334 | 0.2427 | 0.23251 | 0.22275 | 0.21339 | 0.20443 | 0.19585 | 0.18763 | 0.17975 | 0.1722 | 0.16497 | 0.15804 | 0.15141 | 0.14505
WY | Commercial | Miscellaneous | Existing | Office Equipment | Laptop | 0.075929 | 0.076096 | 0.076262 | 0.07643 | 0.076597 | 0.076765 | 0.076933 | 0.077102 | 0.077271 | 0.07744 | 0.07761 | 0.07778 | 0.07795 | 0.078121 | 0.078292 | 0.078464 | 0.078635 | 0.078808 | 0.07898 | 0.079154 | 0.079327 | 0.079501
WY | Commercial | Miscellaneous | Existing | Office Equipment | Server | 2.9083 | 2.9133 | 2.9184 | 2.9235 | 2.9285 | 2.9336 | 2.9387 | 2.9438 | 2.9489 | 2.954 | 2.9591 | 2.9643 | 2.9694 | 2.9745 | 2.9797 | 2.9849 | 2.99 | 2.9952 | 3.0004 | 3.0056 | 3.0108 | 3.0161
WY | Commercial | Miscellaneous | Existing | Office Equipment | Monitor | 0.06029 | 0.059362 | 0.058448 | 0.057548 | 0.056662 | 0.05579 | 0.054931 | 0.054086 | 0.053253 | 0.052434 | 0.051626 | 0.050832 | 0.050049 | 0.049279 | 0.04852 | 0.047773 | 0.047038 | 0.046314 | 0.045601 | 0.044899 | 0.044208 | 0.043527
WY | Commercial | Miscellaneous | Existing | Office Equipment | Printer/Copier/Fax | 0.26929 | 0.26815 | 0.26702 | 0.26589 | 0.26477 | 0.26366 | 0.26254 | 0.26144 | 0.26033 | 0.25924 | 0.25814 | 0.25705 | 0.25597 | 0.25489 | 0.25381 | 0.25274 | 0.25168 | 0.25062 | 0.24956 | 0.24851 | 0.24746 | 0.24641
WY | Commercial | Miscellaneous | Existing | Office Equipment | POS Terminal | 0.13129 | 0.1291 | 0.12695 | 0.12484 | 0.12276 | 0.12071 | 0.1187 | 0.11673 | 0.11478 | 0.11287 | 0.11099 | 0.10914 | 0.10733 | 0.10554 | 0.10378 | 0.10205 | 0.10035 | 0.098683 | 0.097039 | 0.095423 | 0.093834 | 0.092272
WY | Commercial | Miscellaneous | Existing | Miscellaneous | Non-HVAC Motors | 2.1406 | 2.0978 | 2.0558 | 2.0147 | 1.9744 | 1.9349 | 1.8962 | 1.8583 | 1.8211 | 1.7847 | 1.749 | 1.714 | 1.6798 | 1.6462 | 1.6132 | 1.581 | 1.5494 | 1.5184 | 1.488 | 1.4582 | 1.4291 | 1.4005
WY | Commercial | Miscellaneous | Existing | Miscellaneous | Pool Pump | 0.081934 | 0.079407 | 0.076585 | 0.073578 | 0.070465 | 0.067303 | 0.064133 | 0.06151 | 0.059295 | 0.057385 | 0.055705 | 0.0542 | 0.052828 | 0.05156 | 0.050374 | 0.049252 | 0.048183 | 0.047158 | 0.04617 | 0.045213 | 0.044284 | 0.04338
WY | Commercial | Miscellaneous | Existing | Miscellaneous | Pool Heater | 0.14613 | 0.14321 | 0.14034 | 0.13754 | 0.13479 | 0.13209 | 0.12945 | 0.12686 | 0.12432 | 0.12184 | 0.1194 | 0.11701 | 0.11467 | 0.11238 | 0.11013 | 0.10793 | 0.10577 | 0.10365 | 0.10158 | 0.099549 | 0.097558 | 0.095607
WY | Commercial | Miscellaneous | Existing | Miscellaneous | Clothes Washer | 0.17019 | 0.16678 | 0.16345 | 0.16018 | 0.15698 | 0.15384 | 0.15076 | 0.14774 | 0.14479 | 0.14189 | 0.13906 | 0.13628 | 0.13355 | 0.13088 | 0.12826 | 0.1257 | 0.12318 | 0.12072 | 0.1183 | 0.11594 | 0.11362 | 0.11135
WY | Commercial | Miscellaneous | Existing | Miscellaneous | Clothes Dryer | 2.181 | 2.1373 | 2.0946 | 2.0527 | 2.0117 | 1.9714 | 1.932 | 1.8934 | 1.8555 | 1.8184 | 1.782 | 1.7464 | 1.7114 | 1.6772 | 1.6437 | 1.6108 | 1.5786 | 1.547 | 1.5161 | 1.4857 | 1.456 | 1.4269
WY | Commercial | Miscellaneous | Existing | Miscellaneous | Electric Vehicle Chargers | 0 | 0 | 0 | 0 | 0 | 0 | 0 | 0 | 0 | 0 | 0 | 0 | 0 | 0 | 0 | 0 | 0 | 0 | 0 | 0 | 0 | 0
WY | Commercial | Miscellaneous | Existing | Miscellaneous | Other Miscellaneous | 19.4481 | 19.8192 | 20.1972 | 20.5825 | 20.9752 | 21.3753 | 21.7831 | 22.1987 | 22.6222 | 23.0537 | 23.4935 | 23.9417 | 24.3984 | 24.8639 | 25.3382 | 25.8216 | 26.3142 | 26.8162 | 27.3278 | 27.8491 | 28.3804 | 28.9218
WY | Commercial | Miscellaneous | Existing | Generation | Solar PV | -0.14544 | -0.15165 | -0.17036 | -0.18937 | -0.21458 | -0.23997 | -0.27334 | -0.30609 | -0.34238 | -0.38851 | -0.43581 | -0.49748 | -0.54269 | -0.58049 | -0.61711 | -0.65269 | -0.6871 | -0.72033 | -0.75239 | -0.78342 | -0.81329 | -0.84212
WY | Commercial | Miscellaneous | New | Cooling | Air-Cooled Chiller | 0 | 0.010775 | 0.019852 | 0.028842 | 0.037796 | 0.046944 | 0.056102 | 0.065274 | 0.074412 | 0.083529 | 0.092657 | 0.10171 | 0.11075 | 0.11971 | 0.12862 | 0.13725 | 0.14585 | 0.15437 | 0.16284 | 0.17125 | 0.17959 | 0.18789
WY | Commercial | Miscellaneous | New | Cooling | Water-Cooled Chiller | 0 | 0.014656 | 0.027002 | 0.039231 | 0.051391 | 0.063833 | 0.076271 | 0.088729 | 0.10116 | 0.11356 | 0.12588 | 0.13813 | 0.15034 | 0.16248 | 0.17455 | 0.18623 | 0.19787 | 0.20941 | 0.22086 | 0.23226 | 0.24355 | 0.25479
WY | Commercial | Miscellaneous | New | Cooling | RTU | 0 | 0.073132 | 0.12683 | 0.18001 | 0.2329 | 0.28709 | 0.34125 | 0.3955 | 0.44963 | 0.50363 | 0.5573 | 0.61063 | 0.66382 | 0.71554 | 0.76713 | 0.81709 | 0.86695 | 0.91647 | 0.96565 | 1.0147 | 1.0633 | 1.1118
WY | Commercial | Miscellaneous | New | Cooling | Packaged Terminal AC | 0 | 0.052946 | 0.097547 | 0.14172 | 0.18565 | 0.2306 | 0.27553 | 0.32054 | 0.36544 | 0.41024 | 0.45476 | 0.49899 | 0.54312 | 0.58695 | 0.63057 | 0.67278 | 0.71482 | 0.75651 | 0.79786 | 0.83906 | 0.87982 | 0.92043
WY | Commercial | Miscellaneous | New | Cooling | Packaged Terminal HP | 0 | 0.018241 | 0.033607 | 0.048826 | 0.063961 | 0.079447 | 0.094927 | 0.11043 | 0.1259 | 0.14134 | 0.15667 | 0.17191 | 0.18712 | 0.20222 | 0.21725 | 0.23179 | 0.24627 | 0.26063 | 0.27488 | 0.28907 | 0.30312 | 0.31711
WY | Commercial | Miscellaneous | New | Cooling | Air-Source Heat Pump | 0 | 0.020001 | 0.035296 | 0.050445 | 0.06551 | 0.080937 | 0.09636 | 0.11181 | 0.12722 | 0.14259 | 0.15787 | 0.17306 | 0.18802 | 0.2029 | 0.21773 | 0.23207 | 0.24637 | 0.26056 | 0.27464 | 0.28868 | 0.30258 | 0.31643
WY | Commercial | Miscellaneous | New | Cooling | Geothermal Heat Pump | 0 | 0.020348 | 0.037488 | 0.054465 | 0.071348 | 0.088622 | 0.10589 | 0.12319 | 0.14044 | 0.15766 | 0.17477 | 0.19177 | 0.20872 | 0.22557 | 0.24233 | 0.25856 | 0.27471 | 0.29073 | 0.30663 | 0.32246 | 0.33812 | 0.35373
WY | Commercial | Miscellaneous | New | Space Heating | Electric Furnace | 0 | 0 | 0 | 0 | 0 | 0 | 0 | 0 | 0 | 0 | 0 | 0 | 0 | 0 | 0 | 0 | 0 | 0 | 0 | 0 | 0 | 0
WY | Commercial | Miscellaneous | New | Space Heating | Electric Room Heat | 0 | 0.01163 | 0.021427 | 0.03126 | 0.04078 | 0.0501 | 0.059212 | 0.068421 | 0.076845 | 0.085339 | 0.093589 | 0.10202 | 0.10941 | 0.11699 | 0.12436 | 0.13204 | 0.13845 | 0.14521 | 0.15178 | 0.15885 | 0.16439 | 0.17043
WY | Commercial | Miscellaneous | New | Space Heating | Packaged Terminal HP | 0 | 0.041735 | 0.076892 | 0.11218 | 0.14634 | 0.17979 | 0.21249 | 0.24553 | 0.27576 | 0.30625 | 0.33585 | 0.36611 | 0.39262 | 0.41982 | 0.44627 | 0.47382 | 0.49685 | 0.52111 | 0.54467 | 0.57003 | 0.58991 | 0.61161
WY | Commercial | Miscellaneous | New | Space Heating | Air-Source Heat Pump | 0 | 0.065015 | 0.11817 | 0.17154 | 0.22318 | 0.27374 | 0.32318 | 0.37315 | 0.41884 | 0.46492 | 0.50967 | 0.55543 | 0.59533 | 0.63629 | 0.67614 | 0.71768 | 0.75236 | 0.78894 | 0.82447 | 0.86273 | 0.8927 | 0.92545
WY | Commercial | Miscellaneous | New | Space Heating | Geothermal Heat Pump | 0 | 0.062357 | 0.11489 | 0.16761 | 0.21865 | 0.26862 | 0.31748 | 0.36686 | 0.41202 | 0.45757 | 0.5018 | 0.54701 | 0.58662 | 0.62726 | 0.66678 | 0.70795 | 0.74234 | 0.7786 | 0.8138 | 0.85169 | 0.88139 | 0.91382
WY | Commercial | Miscellaneous | New | Ventilation | Ventilation | 0 | 0.40429 | 0.74487 | 1.0822 | 1.4176 | 1.7482 | 2.0739 | 2.3955 | 2.7119 | 3.0231 | 3.3281 | 3.6269 | 3.9208 | 4.2087 | 4.4913 | 4.7688 | 5.0424 | 5.3111 | 5.5748 | 5.8349 | 6.0897 | 6.3411
WY | Commercial | Miscellaneous | New | Water Heating | Water Heater | 0 | 0.051355 | 0.079141 | 0.10666 | 0.13403 | 0.161 | 0.18757 | 0.21381 | 0.23962 | 0.26501 | 0.28989 | 0.31427 | 0.33562 | 0.35686 | 0.378 | 0.39898 | 0.41989 | 0.44059 | 0.46107 | 0.47605 | 0.49683 | 0.51734
WY | Commercial | Miscellaneous | New | Interior Lighting | General Service Lighting | 0 | 0.23335 | 0.42991 | 0.5984 | 0.72733 | 0.85098 | 0.96363 | 1.0667 | 1.1712 | 1.2611 | 1.3539 | 1.4493 | 1.5453 | 1.6388 | 1.7193 | 1.797 | 1.8724 | 1.9454 | 2.0175 | 2.0797 | 2.1431 | 2.2047
WY | Commercial | Miscellaneous | New | Interior Lighting | Exempted Lighting | 0 | 0.0013747 | 0.0025328 | 0.0036798 | 0.004714 | 0.005697 | 0.0066148 | 0.0074487 | 0.0082654 | 0.008997 | 0.0097423 | 0.010479 | 0.011192 | 0.011889 | 0.012534 | 0.013219 | 0.013877 | 0.014511 | 0.015137 | 0.015751 | 0.016353 | 0.016945
WY | Commercial | Miscellaneous | New | Interior Lighting | High-Bay Lighting | 0 | 0.088102 | 0.16232 | 0.23583 | 0.30798 | 0.37907 | 0.44912 | 0.5183 | 0.58635 | 0.65278 | 0.71786 | 0.78162 | 0.84418 | 0.90533 | 0.96476 | 1.023 | 1.0805 | 1.1368 | 1.1921 | 1.2466 | 1.2999 | 1.3526
WY | Commercial | Miscellaneous | New | Interior Lighting | Linear Lighting | 0 | 0.65938 | 1.2148 | 1.765 | 2.3007 | 2.8286 | 3.3487 | 3.8624 | 4.3676 | 4.8579 | 5.3383 | 5.8089 | 6.2719 | 6.7255 | 7.1663 | 7.5991 | 8.0259 | 8.445 | 8.8563 | 9.2621 | 9.6538 | 10.0364
WY | Commercial | Miscellaneous | New | Exterior Lighting | General Service Lighting | 0 | 0.092687 | 0.17077 | 0.2344 | 0.27697 | 0.31755 | 0.35619 | 0.39645 | 0.4385 | 0.46913 | 0.50035 | 0.53306 | 0.56684 | 0.59968 | 0.62638 | 0.65205 | 0.67691 | 0.7008 | 0.72441 | 0.74367 | 0.76365 | 0.78283
WY | Commercial | Miscellaneous | New | Exterior Lighting | Area Lighting | 0 | 0.0038635 | 0.0071182 | 0.010342 | 0.013456 | 0.016525 | 0.019549 | 0.022536 | 0.025473 | 0.028312 | 0.031092 | 0.033816 | 0.03648 | 0.039077 | 0.041568 | 0.044007 | 0.046407 | 0.04876 | 0.051065 | 0.053336 | 0.055561 | 0.057757
WY | Commercial | Miscellaneous | New | Exterior Lighting | Linear Lighting | 0 | 0.081001 | 0.14924 | 0.21682 | 0.28263 | 0.34747 | 0.41137 | 0.47447 | 0.53654 | 0.59677 | 0.65579 | 0.7136 | 0.77048 | 0.82619 | 0.88035 | 0.93351 | 0.98595 | 1.0374 | 1.088 | 1.1378 | 1.1859 | 1.2329
WY | Commercial | Miscellaneous | New | Refrigeration | Walk-in Refrigerator/Freezer | 0 | 0.0015232 | 0.0028064 | 0.0040773 | 0.0053412 | 0.0065864 | 0.0078136 | 0.0090254 | 0.010217 | 0.01139 | 0.012539 | 0.013665 | 0.014772 | 0.015857 | 0.016922 | 0.017967 | 0.018998 | 0.02001 | 0.021004 | 0.021984 | 0.022944 | 0.023891
WY | Commercial | Miscellaneous | New | Refrigeration | Reach-in Refrigerator/Freezer | 0 | 0.002359 | 0.0043463 | 0.0063145 | 0.0082719 | 0.0102 | 0.012101 | 0.013978 | 0.015824 | 0.01764 | 0.019419 | 0.021163 | 0.022878 | 0.024558 | 0.026207 | 0.027826 | 0.029422 | 0.03099 | 0.032529 | 0.034047 | 0.035533 | 0.037
WY | Commercial | Miscellaneous | New | Refrigeration | Glass Door Display | 0 | 0.028829 | 0.053115 | 0.077169 | 0.10109 | 0.12466 | 0.14788 | 0.17082 | 0.19338 | 0.21558 | 0.23732 | 0.25862 | 0.27958 | 0.30011 | 0.32027 | 0.34005 | 0.35957 | 0.37872 | 0.39753 | 0.41608 | 0.43425 | 0.45217
WY | Commercial | Miscellaneous | New | Refrigeration | Open Display Case | 0 | 0.027535 | 0.05073 | 0.073704 | 0.096551 | 0.11906 | 0.14124 | 0.16315 | 0.1847 | 0.2059 | 0.22667 | 0.24701 | 0.26703 | 0.28664 | 0.30589 | 0.32479 | 0.34342 | 0.36172 | 0.37968 | 0.3974 | 0.41475 | 0.43187
WY | Commercial | Miscellaneous | New | Refrigeration | Icemaker | 0 | 0.13448 | 0.24776 | 0.35996 | 0.47154 | 0.58149 | 0.68982 | 0.7968 | 0.90204 | 1.0056 | 1.107 | 1.2064 | 1.3042 | 1.3999 | 1.4939 | 1.5862 | 1.6772 | 1.7666 | 1.8543 | 1.9409 | 2.0256 | 2.1092
WY | Commercial | Miscellaneous | New | Refrigeration | Vending Machine | 0 | 0.018701 | 0.034455 | 0.050059 | 0.065575 | 0.080864 | 0.09593 | 0.11081 | 0.12544 | 0.13984 | 0.15395 | 0.16777 | 0.18136 | 0.19468 | 0.20775 | 0.22059 | 0.23325 | 0.24567 | 0.25787 | 0.26991 | 0.28169 | 0.29332
WY | Commercial | Miscellaneous | New | Food Preparation | Oven | 0 | 0.011263 | 0.020752 | 0.030149 | 0.039495 | 0.048703 | 0.057777 | 0.066737 | 0.075552 | 0.084223 | 0.092719 | 0.10104 | 0.10923 | 0.11725 | 0.12513 | 0.13286 | 0.14048 | 0.14796 | 0.15531 | 0.16256 | 0.16966 | 0.17666
WY | Commercial | Miscellaneous | New | Food Preparation | Fryer | 0 | 0.0082349 | 0.015172 | 0.022043 | 0.028875 | 0.035608 | 0.042242 | 0.048793 | 0.055237 | 0.061577 | 0.067789 | 0.073874 | 0.079861 | 0.085725 | 0.091482 | 0.097134 | 0.10271 | 0.10818 | 0.11355 | 0.11885 | 0.12404 | 0.12916
WY | Commercial | Miscellaneous | New | Food Preparation | Dishwasher | 0 | 0.0084172 | 0.015508 | 0.022531 | 0.029515 | 0.036396 | 0.043177 | 0.049873 | 0.05646 | 0.062941 | 0.06929 | 0.07551 | 0.081629 | 0.087623 | 0.093508 | 0.099284 | 0.10498 | 0.11057 | 0.11606 | 0.12148 | 0.12679 | 0.13202
WY | Commercial | Miscellaneous | New | Food Preparation | Hot Food Container | 0 | 0.00076731 | 0.0014137 | 0.0020539 | 0.0026906 | 0.0033179 | 0.003936 | 0.0045464 | 0.0051469 | 0.0057376 | 0.0063164 | 0.0068834 | 0.0074413 | 0.0079877 | 0.0085241 | 0.0090507 | 0.0095701 | 0.01008 | 0.01058 | 0.011074 | 0.011558 | 0.012035
WY | Commercial | Miscellaneous | New | Food Preparation | Steamer | 0 | 0.0093813 | 0.017284 | 0.025111 | 0.032895 | 0.040565 | 0.048123 | 0.055586 | 0.062927 | 0.07015 | 0.077226 | 0.084158 | 0.090979 | 0.09766 | 0.10422 | 0.11066 | 0.11701 | 0.12324 | 0.12936 | 0.1354 | 0.14131 | 0.14714
WY | Commercial | Miscellaneous | New | Food Preparation | Griddle | 0 | 0.010139 | 0.01868 | 0.027139 | 0.035552 | 0.043841 | 0.052009 | 0.060075 | 0.06801 | 0.075815 | 0.083463 | 0.090955 | 0.098326 | 0.10555 | 0.11264 | 0.11959 | 0.12646 | 0.13319 | 0.13981 | 0.14633 | 0.15272 | 0.15902
WY | Commercial | Miscellaneous | New | Office Equipment | Desktop Computer | 0 | 0.0095455 | 0.017192 | 0.024417 | 0.031268 | 0.037693 | 0.043712 | 0.049359 | 0.054624 | 0.059527 | 0.064061 | 0.068245 | 0.072121 | 0.07568 | 0.07895 | 0.081946 | 0.084704 | 0.087215 | 0.089491 | 0.091566 | 0.09342 | 0.095093
WY | Commercial | Miscellaneous | New | Office Equipment | Laptop | 0 | 0.0021235 | 0.0040009 | 0.0059444 | 0.0079633 | 0.010042 | 0.012183 | 0.014391 | 0.016661 | 0.018994 | 0.021383 | 0.02383 | 0.026345 | 0.02892 | 0.031561 | 0.034269 | 0.037056 | 0.039914 | 0.042845 | 0.04586 | 0.048946 | 0.05212
WY | Commercial | Miscellaneous | New | Office Equipment | Server | 0 | 0.080815 | 0.15129 | 0.22334 | 0.29729 | 0.3725 | 0.44902 | 0.52701 | 0.60623 | 0.68669 | 0.76813 | 0.85057 | 0.93431 | 1.0191 | 1.105 | 1.1922 | 1.2809 | 1.3709 | 1.4621 | 1.555 | 1.649 | 1.7447
WY | Commercial | Miscellaneous | New | Office Equipment | Monitor | 0 | 0.0016565 | 0.0030663 | 0.0044759 | 0.0058908 | 0.0072984 | 0.0086989 | 0.010095 | 0.011482 | 0.01286 | 0.014224 | 0.015574 | 0.016915 | 0.018243 | 0.019559 | 0.020865 | 0.022166 | 0.023457 | 0.024737 | 0.026013 | 0.027277 | 0.028536
WY | Commercial | Miscellaneous | New | Office Equipment | Printer/Copier/Fax | 0 | 0.0074297 | 0.01381 | 0.020243 | 0.026753 | 0.033284 | 0.039836 | 0.046423 | 0.053022 | 0.059633 | 0.066231 | 0.072818 | 0.079419 | 0.086009 | 0.092601 | 0.099196 | 0.10582 | 0.11245 | 0.11908 | 0.12575 | 0.1324 | 0.13909
WY | Commercial | Miscellaneous | New | Office Equipment | POS Terminal | 0 | 0.0035904 | 0.0066149 | 0.0096105 | 0.01259 | 0.015525 | 0.018417 | 0.021274 | 0.024083 | 0.026847 | 0.029556 | 0.032209 | 0.034819 | 0.037376 | 0.039886 | 0.04235 | 0.04478 | 0.047166 | 0.049508 | 0.051818 | 0.054081 | 0.056313
WY | Commercial | Miscellaneous | New | Miscellaneous | Non-HVAC Motors | 0 | 0.058539 | 0.10785 | 0.15669 | 0.20527 | 0.25312 | 0.30028 | 0.34685 | 0.39267 | 0.43773 | 0.48189 | 0.52515 | 0.56771 | 0.60939 | 0.65032 | 0.69049 | 0.73012 | 0.76901 | 0.8072 | 0.84487 | 0.88176 | 0.91816
WY | Commercial | Miscellaneous | New | Miscellaneous | Pool Pump | 0 | 0.001811 | 0.0033366 | 0.0048476 | 0.0063502 | 0.0078308 | 0.0092898 | 0.01073 | 0.012148 | 0.013542 | 0.014908 | 0.016246 | 0.017563 | 0.018853 | 0.020119 | 0.021361 | 0.022587 | 0.023791 | 0.024972 | 0.026137 | 0.027279 | 0.028405
WY | Commercial | Miscellaneous | New | Miscellaneous | Pool Heater | 0 | 0.0039963 | 0.0073627 | 0.010697 | 0.014013 | 0.01728 | 0.020499 | 0.023679 | 0.026806 | 0.029883 | 0.032897 | 0.03585 | 0.038755 | 0.041601 | 0.044395 | 0.047138 | 0.049842 | 0.052498 | 0.055105 | 0.057676 | 0.060194 | 0.062679
WY | Commercial | Miscellaneous | New | Miscellaneous | Clothes Washer | 0 | 0.0046542 | 0.0085749 | 0.012458 | 0.01632 | 0.020125 | 0.023874 | 0.027577 | 0.031219 | 0.034802 | 0.038313 | 0.041752 | 0.045136 | 0.04845 | 0.051704 | 0.054898 | 0.058048 | 0.061141 | 0.064177 | 0.067171 | 0.070104 | 0.072998
WY | Commercial | Miscellaneous | New | Miscellaneous | Clothes Dryer | 0 | 0.059643 | 0.10989 | 0.15965 | 0.20914 | 0.2579 | 0.30595 | 0.3534 | 0.40007 | 0.44599 | 0.49098 | 0.53505 | 0.57841 | 0.62089 | 0.66259 | 0.70352 | 0.74389 | 0.78352 | 0.82242 | 0.8608 | 0.89839 | 0.93547
WY | Commercial | Miscellaneous | New | Miscellaneous | Electric Vehicle Chargers | 0 | 0 | 0 | 0 | 0 | 0 | 0 | 0 | 0 | 0 | 0 | 0 | 0 | 0 | 0 | 0 | 0 | 0 | 0 | 0 | 0 | 0
WY | Commercial | Miscellaneous | New | Miscellaneous | Other Miscellaneous | 0 | 0.55002 | 1.048 | 1.5745 | 2.133 | 2.7202 | 3.3372 | 3.9864 | 4.667 | 5.3803 | 6.1253 | 6.9031 | 7.7174 | 8.567 | 9.4545 | 10.3814 | 11.352 | 12.365 | 13.4223 | 14.5284 | 15.6806 | 16.8855
WY | Commercial | Miscellaneous | New | Generation | Solar PV | 0 | -0.0042318 | -0.0089376 | -0.014728 | -0.022308 | -0.031393 | -0.043286 | -0.057131 | -0.073823 | -0.095288 | -0.12008 | -0.15242 | -0.18341 | -0.21489 | -0.24877 | -0.28507 | -0.32379 | -0.36483 | -0.40815 | -0.4539 | -0.50181 | -0.55209
CA | Industrial | Agriculture | Existing | Cooling | Air-Cooled Chiller | 0 | 0 | 0 | 0 | 0 | 0 | 0 | 0 | 0 | 0 | 0 | 0 | 0 | 0 | 0 | 0 | 0 | 0 | 0 | 0 | 0 | 0
CA | Industrial | Agriculture | Existing | Cooling | Water-Cooled Chiller | 0 | 0 | 0 | 0 | 0 | 0 | 0 | 0 | 0 | 0 | 0 | 0 | 0 | 0 | 0 | 0 | 0 | 0 | 0 | 0 | 0 | 0
CA | Industrial | Agriculture | Existing | Cooling | RTU | 0.51074 | 0.49951 | 0.45948 | 0.43849 | 0.42217 | 0.41593 | 0.40961 | 0.40322 | 0.39645 | 0.38998 | 0.38349 | 0.377 | 0.36954 | 0.36309 | 0.35711 | 0.35175 | 0.34498 | 0.34014 | 0.33542 | 0.33101 | 0.32497 | 0.31864
CA | Industrial | Agriculture | Existing | Cooling | Air-Source Heat Pump | 0.053906 | 0.052549 | 0.04824 | 0.045945 | 0.044152 | 0.043424 | 0.042697 | 0.041974 | 0.041223 | 0.040516 | 0.039821 | 0.039138 | 0.03838 | 0.037736 | 0.037133 | 0.036586 | 0.035888 | 0.035386 | 0.034893 | 0.034429 | 0.033794 | 0.033128
CA | Industrial | Agriculture | Existing | Cooling | Geothermal Heat Pump | 0 | 0 | 0 | 0 | 0 | 0 | 0 | 0 | 0 | 0 | 0 | 0 | 0 | 0 | 0 | 0 | 0 | 0 | 0 | 0 | 0 | 0
CA | Industrial | Agriculture | Existing | Space Heating | Electric Furnace | 0.012163 | 0.011896 | 0.01099 | 0.010587 | 0.0102 | 0.009977 | 0.0097583 | 0.009588 | 0.0093266 | 0.0091215 | 0.0089207 | 0.0087647 | 0.0085094 | 0.0083171 | 0.0081314 | 0.0079904 | 0.0077406 | 0.0075699 | 0.0074008 | 0.0072715 | 0.0070391 | 0.0068352
CA | Industrial | Agriculture | Existing | Space Heating | Electric Room Heat | 0.062659 | 0.061281 | 0.056616 | 0.054538 | 0.052547 | 0.051396 | 0.050269 | 0.049392 | 0.048045 | 0.046989 | 0.045954 | 0.045151 | 0.043835 | 0.042845 | 0.041888 | 0.041162 | 0.039875 | 0.038996 | 0.038124 | 0.037459 | 0.036261 | 0.035211
CA | Industrial | Agriculture | Existing | Space Heating | Air-Source Heat Pump | 0.043754 | 0.042792 | 0.039495 | 0.038005 | 0.036575 | 0.035729 | 0.0349 | 0.034245 | 0.033264 | 0.032484 | 0.031721 | 0.031117 | 0.030165 | 0.029443 | 0.02875 | 0.028219 | 0.027309 | 0.026681 | 0.026063 | 0.025588 | 0.024752 | 0.02402
CA | Industrial | Agriculture | Existing | Space Heating | Geothermal Heat Pump | 0 | 0 | 0 | 0 | 0 | 0 | 0 | 0 | 0 | 0 | 0 | 0 | 0 | 0 | 0 | 0 | 0 | 0 | 0 | 0 | 0 | 0
CA | Industrial | Agriculture | Existing | Ventilation | Ventilation | 0.42404 | 0.41022 | 0.37454 | 0.35469 | 0.33888 | 0.32794 | 0.31724 | 0.30681 | 0.29645 | 0.28672 | 0.27738 | 0.26843 | 0.25921 | 0.25099 | 0.24327 | 0.23605 | 0.22815 | 0.22175 | 0.21563 | 0.20988 | 0.20327 | 0.19672
CA | Industrial | Agriculture | Existing | Interior Lighting | General Service Lighting | 0.059108 | 0.055957 | 0.049275 | 0.044416 | 0.039382 | 0.03484 | 0.031393 | 0.028753 | 0.026689 | 0.024991 | 0.023607 | 0.022435 | 0.021348 | 0.020446 | 0.01957 | 0.018779 | 0.017972 | 0.017316 | 0.016721 | 0.016063 | 0.015333 | 0.014609
CA | Industrial | Agriculture | Existing | Interior Lighting | High-Bay Lighting | 0.35884 | 0.35095 | 0.32423 | 0.31092 | 0.30093 | 0.29574 | 0.29064 | 0.28563 | 0.28047 | 0.27564 | 0.27088 | 0.26621 | 0.26094 | 0.24924 | 0.23159 | 0.20989 | 0.18431 | 0.16465 | 0.1488 | 0.13606 | 0.12502 | 0.11578
CA | Industrial | Agriculture | Existing | Interior Lighting | Linear Lighting | 0.19382 | 0.1887 | 0.1733 | 0.16501 | 0.15785 | 0.15314 | 0.14841 | 0.1437 | 0.13891 | 0.13385 | 0.12887 | 0.12397 | 0.11886 | 0.11411 | 0.10919 | 0.10441 | 0.099264 | 0.094733 | 0.090296 | 0.086007 | 0.081817 | 0.077955
CA | Industrial | Agriculture | Existing | Exterior Lighting | General Service Lighting | 0.062718 | 0.058137 | 0.048783 | 0.040793 | 0.035012 | 0.031479 | 0.029018 | 0.02726 | 0.025945 | 0.024911 | 0.024027 | 0.023184 | 0.022263 | 0.021463 | 0.020636 | 0.019876 | 0.019081 | 0.018434 | 0.017836 | 0.017079 | 0.016163 | 0.015219
CA | Industrial | Agriculture | Existing | Exterior Lighting | Area Lighting | 0.14667 | 0.14344 | 0.13252 | 0.12708 | 0.123 | 0.12088 | 0.11879 | 0.11674 | 0.11464 | 0.11266 | 0.11072 | 0.10775 | 0.1027 | 0.09654 | 0.089069 | 0.080875 | 0.071825 | 0.064865 | 0.059233 | 0.054679 | 0.050679 | 0.047299
CA | Industrial | Agriculture | Existing | Exterior Lighting | Linear Lighting | 0.15392 | 0.14985 | 0.13763 | 0.13104 | 0.12535 | 0.12161 | 0.11786 | 0.11412 | 0.11032 | 0.1063 | 0.10234 | 0.098453 | 0.094392 | 0.090621 | 0.086712 | 0.082916 | 0.078829 | 0.075231 | 0.071708 | 0.068302 | 0.064974 | 0.061907
CA | Industrial | Agriculture | Existing | Motors | Pumps | 0.1468 | 0.14357 | 0.13264 | 0.1272 | 0.12311 | 0.12099 | 0.1189 | 0.11685 | 0.11474 | 0.11276 | 0.11082 | 0.10891 | 0.10675 | 0.10486 | 0.10303 | 0.10125 | 0.099022 | 0.097308 | 0.095598 | 0.09395 | 0.091822 | 0.089604
CA | Industrial | Agriculture | Existing | Motors | Fans & Blowers | 0.0094372 | 0.0092296 | 0.008527 | 0.0081769 | 0.0079142 | 0.0077777 | 0.0076436 | 0.0075119 | 0.0073762 | 0.007249 | 0.007124 | 0.0070012 | 0.0068626 | 0.0067408 | 0.0066231 | 0.0065089 | 0.0063657 | 0.0062555 | 0.0061456 | 0.0060397 | 0.0059028 | 0.0057603
CA | Industrial | Agriculture | Existing | Motors | Compressed Air | 1.7322 | 1.6941 | 1.5652 | 1.5009 | 1.4527 | 1.4276 | 1.403 | 1.3788 | 1.3539 | 1.3306 | 1.3077 | 1.2851 | 1.2597 | 1.2373 | 1.2157 | 1.1947 | 1.1685 | 1.1482 | 1.1281 | 1.1086 | 1.0835 | 1.0573
CA | Industrial | Agriculture | Existing | Motors | Material Handling | 3.843 | 3.7585 | 3.4724 | 3.3298 | 3.2228 | 3.1673 | 3.1127 | 3.059 | 3.0037 | 2.952 | 2.9011 | 2.851 | 2.7946 | 2.745 | 2.6971 | 2.6506 | 2.5923 | 2.5474 | 2.5026 | 2.4595 | 2.4038 | 2.3457
CA | Industrial | Agriculture | Existing | Motors | Other Motors | 0 | 0 | 0 | 0 | 0 | 0 | 0 | 0 | 0 | 0 | 0 | 0 | 0 | 0 | 0 | 0 | 0 | 0 | 0 | 0 | 0 | 0
CA | Industrial | Agriculture | Existing | Process | Process Heating | 0.56727 | 0.55479 | 0.51256 | 0.49151 | 0.47572 | 0.46752 | 0.45946 | 0.45154 | 0.44338 | 0.43574 | 0.42822 | 0.42084 | 0.41251 | 0.40519 | 0.39811 | 0.39125 | 0.38264 | 0.37602 | 0.36941 | 0.36304 | 0.35482 | 0.34625
CA | Industrial | Agriculture | Existing | Process | Process Cooling | 0 | 0 | 0 | 0 | 0 | 0 | 0 | 0 | 0 | 0 | 0 | 0 | 0 | 0 | 0 | 0 | 0 | 0 | 0 | 0 | 0 | 0
CA | Industrial | Agriculture | Existing | Process | Process Refrigeration | 3.4505 | 3.3746 | 3.1178 | 2.9897 | 2.8937 | 2.8438 | 2.7948 | 2.7466 | 2.697 | 2.6505 | 2.6048 | 2.5599 | 2.5092 | 2.4647 | 2.4216 | 2.3799 | 2.3275 | 2.2872 | 2.247 | 2.2083 | 2.1583 | 2.1061
CA | Industrial | Agriculture | Existing | Process | Process Electrochemical | 0.029338 | 0.028693 | 0.026509 | 0.02542 | 0.024604 | 0.02418 | 0.023763 | 0.023353 | 0.022931 | 0.022536 | 0.022147 | 0.021765 | 0.021334 | 0.020956 | 0.02059 | 0.020235 | 0.01979 | 0.019447 | 0.019106 | 0.018776 | 0.018351 | 0.017908
CA | Industrial | Agriculture | Existing | Process | Process Other | 0.23833 | 0.23309 | 0.21535 | 0.2065 | 0.19987 | 0.19642 | 0.19304 | 0.18971 | 0.18628 | 0.18307 | 0.17991 | 0.17681 | 0.17331 | 0.17024 | 0.16726 | 0.16438 | 0.16076 | 0.15798 | 0.1552 | 0.15253 | 0.14907 | 0.14547
CA | Industrial | Agriculture | Existing | Miscellaneous | Miscellaneous | 1.1376 | 1.1126 | 1.0279 | 0.98571 | 0.95404 | 0.9376 | 0.92143 | 0.90554 | 0.88919 | 0.87386 | 0.85879 | 0.84398 | 0.82727 | 0.81259 | 0.7984 | 0.78464 | 0.76738 | 0.75409 | 0.74084 | 0.72807 | 0.71158 | 0.69439
CA | Industrial | Agriculture | New | Cooling | Air-Cooled Chiller | 0 | 0 | 0 | 0 | 0 | 0 | 0 | 0 | 0 | 0 | 0 | 0 | 0 | 0 | 0 | 0 | 0 | 0 | 0 | 0 | 0 | 0
CA | Industrial | Agriculture | New | Cooling | Water-Cooled Chiller | 0 | 0 | 0 | 0 | 0 | 0 | 0 | 0 | 0 | 0 | 0 | 0 | 0 | 0 | 0 | 0 | 0 | 0 | 0 | 0 | 0 | 0
CA | Industrial | Agriculture | New | Cooling | RTU | 0 | 0.0088059 | 0.016312 | 0.023248 | 0.029898 | 0.036915 | 0.044592 | 0.052734 | 0.059469 | 0.066947 | 0.074725 | 0.082832 | 0.089546 | 0.096098 | 0.10265 | 0.11001 | 0.11663 | 0.12323 | 0.12982 | 0.13737 | 0.14397 | 0.15054
CA | Industrial | Agriculture | New | Cooling | Air-Source Heat Pump | 0 | 0.00087132 | 0.0016449 | 0.0023596 | 0.003045 | 0.0037678 | 0.0045587 | 0.0053974 | 0.0060912 | 0.0068616 | 0.0076629 | 0.008498 | 0.0091818 | 0.0098635 | 0.010544 | 0.011307 | 0.011994 | 0.012678 | 0.013361 | 0.014142 | 0.014824 | 0.015503
CA | Industrial | Agriculture | New | Cooling | Geothermal Heat Pump | 0 | 0 | 0 | 0 | 0 | 0 | 0 | 0 | 0 | 0 | 0 | 0 | 0 | 0 | 0 | 0 | 0 | 0 | 0 | 0 | 0 | 0
CA | Industrial | Agriculture | New | Space Heating | Electric Furnace | 0 | 0.00020971 | 0.00041482 | 0.00060706 | 0.00078601 | 0.00096489 | 0.0011567 | 0.0013619 | 0.0015129 | 0.001685 | 0.0018602 | 0.0020485 | 0.0021786 | 0.0023139 | 0.0024451 | 0.0026028 | 0.0027147 | 0.0028344 | 0.0029505 | 0.0030991 | 0.0031937 | 0.0032987
CA | Industrial | Agriculture | New | Space Heating | Electric Room Heat | 0 | 0.0010803 | 0.0021369 | 0.0031272 | 0.0040491 | 0.0049706 | 0.0059586 | 0.0070157 | 0.0077935 | 0.0086803 | 0.0095827 | 0.010552 | 0.011223 | 0.01192 | 0.012596 | 0.013408 | 0.013984 | 0.014601 | 0.015199 | 0.015965 | 0.016452 | 0.016993
CA | Industrial | Agriculture | New | Space Heating | Air-Source Heat Pump | 0 | 0.00075438 | 0.0014705 | 0.0021418 | 0.0027664 | 0.0033909 | 0.0040604 | 0.0047768 | 0.0053038 | 0.0059047 | 0.0065162 | 0.0071735 | 0.0076258 | 0.0080961 | 0.0085526 | 0.0091019 | 0.0094909 | 0.0099076 | 0.010312 | 0.01083 | 0.011159 | 0.011525
CA | Industrial | Agriculture | New | Space Heating | Geothermal Heat Pump | 0 | 0 | 0 | 0 | 0 | 0 | 0 | 0 | 0 | 0 | 0 | 0 | 0 | 0 | 0 | 0 | 0 | 0 | 0 | 0 | 0 | 0
CA | Industrial | Agriculture | New | Ventilation | Ventilation | 0 | 0.0055172 | 0.010913 | 0.015898 | 0.020701 | 0.025146 | 0.029949 | 0.034975 | 0.039019 | 0.043487 | 0.048075 | 0.052797 | 0.056579 | 0.060286 | 0.063927 | 0.06796 | 0.071476 | 0.074876 | 0.078183 | 0.08196 | 0.08509 | 0.088158
CA | Industrial | Agriculture | New | Interior Lighting | General Service Lighting | 0 | 0.00054048 | 0.0010691 | 0.0015574 | 0.0019605 | 0.0023675 | 0.0028073 | 0.0032674 | 0.0036377 | 0.0040035 | 0.0043653 | 0.0047263 | 0.0050008 | 0.0052685 | 0.005495 | 0.0057484 | 0.0059597 | 0.0061642 | 0.0063674 | 0.0065637 | 0.0067208 | 0.0068824
CA | Industrial | Agriculture | New | Interior Lighting | High-Bay Lighting | 0 | 0.0035071 | 0.006937 | 0.010106 | 0.012745 | 0.015409 | 0.018289 | 0.021302 | 0.023726 | 0.026156 | 0.02865 | 0.031218 | 0.033208 | 0.035098 | 0.036699 | 0.038478 | 0.039981 | 0.041428 | 0.042826 | 0.044469 | 0.04581 | 0.047125
CA | Industrial | Agriculture | New | Interior Lighting | Linear Lighting | 0 | 0.0025848 | 0.0051128 | 0.0074483 | 0.0093858 | 0.011342 | 0.013456 | 0.015668 | 0.017448 | 0.019212 | 0.021023 | 0.022888 | 0.024381 | 0.025844 | 0.027168 | 0.028634 | 0.029913 | 0.031163 | 0.032392 | 0.033804 | 0.034844 | 0.035743
CA | Industrial | Agriculture | New | Exterior Lighting | General Service Lighting | 0 | 0.00057349 | 0.0011344 | 0.0016525 | 0.0020802 | 0.002512 | 0.0029787 | 0.003467 | 0.0038598 | 0.0042479 | 0.0046319 | 0.0050149 | 0.0053062 | 0.0055902 | 0.0058306 | 0.0060994 | 0.0063236 | 0.0065406 | 0.0067562 | 0.0069644 | 0.0071312 | 0.0073026
CA | Industrial | Agriculture | New | Exterior Lighting | Area Lighting | 0 | 0.0014835 | 0.0029345 | 0.0042749 | 0.0053927 | 0.0065213 | 0.007741 | 0.0090172 | 0.010044 | 0.011071 | 0.012125 | 0.01321 | 0.01405 | 0.014848 | 0.015523 | 0.016272 | 0.016905 | 0.017513 | 0.0181 | 0.018791 | 0.019355 | 0.019907
CA | Industrial | Agriculture | New | Exterior Lighting | Linear Lighting | 0 | 0.0020527 | 0.0040603 | 0.005915 | 0.0074536 | 0.0090072 | 0.010686 | 0.012443 | 0.013856 | 0.015257 | 0.016695 | 0.018176 | 0.019362 | 0.020524 | 0.021575 | 0.02274 | 0.023755 | 0.024748 | 0.025724 | 0.026845 | 0.027671 | 0.028385
CA | Industrial | Agriculture | New | Motors | Pumps | 0 | 0.002531 | 0.0050064 | 0.0072934 | 0.0094864 | 0.011701 | 0.014094 | 0.016598 | 0.018612 | 0.020831 | 0.023109 | 0.025453 | 0.027331 | 0.029172 | 0.03098 | 0.032982 | 0.034727 | 0.036435 | 0.038112 | 0.040041 | 0.04166 | 0.043244
CA | Industrial | Agriculture | New | Motors | Fans & Blowers | 0 | 0.00016271 | 0.00032184 | 0.00046886 | 0.00060984 | 0.00075219 | 0.00090603 | 0.001067 | 0.0011965 | 0.0013391 | 0.0014856 | 0.0016363 | 0.001757 | 0.0018753 | 0.0019915 | 0.0021202 | 0.0022325 | 0.0023422 | 0.0024501 | 0.002574 | 0.0026782 | 0.0027799
CA | Industrial | Agriculture | New | Motors | Compressed Air | 0 | 0.029866 | 0.059076 | 0.086062 | 0.11194 | 0.13807 | 0.16631 | 0.19585 | 0.21963 | 0.2458 | 0.27268 | 0.30035 | 0.32251 | 0.34423 | 0.36556 | 0.38918 | 0.40978 | 0.42993 | 0.44973 | 0.47248 | 0.49159 | 0.51027
CA | Industrial | Agriculture | New | Motors | Material Handling | 0 | 0.066259 | 0.13106 | 0.19093 | 0.24834 | 0.30631 | 0.36896 | 0.4345 | 0.48724 | 0.54532 | 0.60495 | 0.66633 | 0.71549 | 0.76367 | 0.811 | 0.86341 | 0.90911 | 0.95381 | 0.99773 | 1.0482 | 1.0906 | 1.1321
CA | Industrial | Agriculture | New | Motors | Other Motors | 0 | 0 | 0 | 0 | 0 | 0 | 0 | 0 | 0 | 0 | 0 | 0 | 0 | 0 | 0 | 0 | 0 | 0 | 0 | 0 | 0 | 0
CA | Industrial | Agriculture | New | Process | Process Heating | 0 | 0.0097805 | 0.019346 | 0.028183 | 0.036657 | 0.045214 | 0.054461 | 0.064137 | 0.071922 | 0.080494 | 0.089296 | 0.098357 | 0.10561 | 0.11273 | 0.11971 | 0.12745 | 0.13419 | 0.14079 | 0.14727 | 0.15472 | 0.16098 | 0.1671
CA | Industrial | Agriculture | New | Process | Process Cooling | 0 | 0 | 0 | 0 | 0 | 0 | 0 | 0 | 0 | 0 | 0 | 0 | 0 | 0 | 0 | 0 | 0 | 0 | 0 | 0 | 0 | 0
CA | Industrial | Agriculture | New | Process | Process Refrigeration | 0 | 0.059492 | 0.11768 | 0.17143 | 0.22298 | 0.27503 | 0.33128 | 0.39013 | 0.43748 | 0.48963 | 0.54317 | 0.59828 | 0.64242 | 0.68568 | 0.72817 | 0.77523 | 0.81626 | 0.85639 | 0.89583 | 0.94115 | 0.97923 | 1.0164
CA | Industrial | Agriculture | New | Process | Process Electrochemical | 0 | 0.00050583 | 0.0010005 | 0.0014576 | 0.0018959 | 0.0023384 | 0.0028167 | 0.0033171 | 0.0037197 | 0.0041631 | 0.0046183 | 0.0050869 | 0.0054622 | 0.00583 | 0.0061913 | 0.0065915 | 0.0069403 | 0.0072815 | 0.0076168 | 0.0080022 | 0.0083259 | 0.0086423
CA | Industrial | Agriculture | New | Process | Process Other | 0 | 0.0041092 | 0.0081279 | 0.011841 | 0.015401 | 0.018996 | 0.022881 | 0.026946 | 0.030217 | 0.033819 | 0.037517 | 0.041324 | 0.044372 | 0.04736 | 0.050295 | 0.053546 | 0.05638 | 0.059152 | 0.061876 | 0.065006 | 0.067636 | 0.070206
CA | Industrial | Agriculture | New | Miscellaneous | Miscellaneous | 0 | 0.019614 | 0.038797 | 0.05652 | 0.073515 | 0.090676 | 0.10922 | 0.12862 | 0.14424 | 0.16143 | 0.17908 | 0.19725 | 0.2118 | 0.22607 | 0.24008 | 0.25559 | 0.26912 | 0.28235 | 0.29535 | 0.3103 | 0.32285 | 0.33512
CA | Industrial | Mining | Existing | Cooling | Air-Cooled Chiller | 0 | 0 | 0 | 0 | 0 | 0 | 0 | 0 | 0 | 0 | 0 | 0 | 0 | 0 | 0 | 0 | 0 | 0 | 0 | 0 | 0 | 0
CA | Industrial | Mining | Existing | Cooling | Water-Cooled Chiller | 0 | 0 | 0 | 0 | 0 | 0 | 0 | 0 | 0 | 0 | 0 | 0 | 0 | 0 | 0 | 0 | 0 | 0 | 0 | 0 | 0 | 0
CA | Industrial | Mining | Existing | Cooling | RTU | 0.0071544 | 0.006997 | 0.0064364 | 0.0061423 | 0.0059137 | 0.0058263 | 0.0057378 | 0.0056483 | 0.0055534 | 0.0054628 | 0.0053719 | 0.0052809 | 0.0051764 | 0.0050861 | 0.0050024 | 0.0049272 | 0.0048325 | 0.0047646 | 0.0046985 | 0.0046367 | 0.0045521 | 0.0044635
CA | Industrial | Mining | Existing | Cooling | Air-Source Heat Pump | 0.0007551 | 0.0007361 | 0.00067574 | 0.00064359 | 0.00061847 | 0.00060828 | 0.0005981 | 0.00058797 | 0.00057745 | 0.00056755 | 0.0005578 | 0.00054824 | 0.00053762 | 0.0005286 | 0.00052015 | 0.0005125 | 0.00050272 | 0.00049568 | 0.00048878 | 0.00048228 | 0.00047338 | 0.00046405
CA | Industrial | Mining | Existing | Cooling | Geothermal Heat Pump | 0 | 0 | 0 | 0 | 0 | 0 | 0 | 0 | 0 | 0 | 0 | 0 | 0 | 0 | 0 | 0 | 0 | 0 | 0 | 0 | 0 | 0
CA | Industrial | Mining | Existing | Space Heating | Electric Furnace | 0.00017038 | 0.00016664 | 0.00015395 | 0.0001483 | 0.00014289 | 0.00013976 | 0.00013669 | 0.00013431 | 0.00013065 | 0.00012777 | 0.00012496 | 0.00012277 | 0.0001192 | 0.00011651 | 0.0001139 | 0.00011193 | 0.00010843 | 0.00010604 | 0.00010367 | 0.00010186 | 9.8602e-05 | 9.5747e-05
CA | Industrial | Mining | Existing | Space Heating | Electric Room Heat | 0.00087772 | 0.00085841 | 0.00079307 | 0.00076396 | 0.00073607 | 0.00071995 | 0.00070416 | 0.00069187 | 0.00067301 | 0.00065821 | 0.00064372 | 0.00063247 | 0.00061404 | 0.00060017 | 0.00058676 | 0.00057659 | 0.00055857 | 0.00054625 | 0.00053404 | 0.00052472 | 0.00050794 | 0.00049323
CA | Industrial | Mining | Existing | Space Heating | Air-Source Heat Pump | 0.0006129 | 0.00059942 | 0.00055324 | 0.00053236 | 0.00051233 | 0.00050049 | 0.00048888 | 0.00047969 | 0.00046595 | 0.00045503 | 0.00044434 | 0.00043589 | 0.00042255 | 0.00041244 | 0.00040272 | 0.00039529 | 0.00038254 | 0.00037374 | 0.00036508 | 0.00035843 | 0.00034672 | 0.00033646
CA | Industrial | Mining | Existing | Space Heating | Geothermal Heat Pump | 0 | 0 | 0 | 0 | 0 | 0 | 0 | 0 | 0 | 0 | 0 | 0 | 0 | 0 | 0 | 0 | 0 | 0 | 0 | 0 | 0 | 0
CA | Industrial | Mining | Existing | Ventilation | Ventilation | 0.0059399 | 0.0057463 | 0.0052466 | 0.0049685 | 0.004747 | 0.0045938 | 0.0044438 | 0.0042977 | 0.0041526 | 0.0040164 | 0.0038855 | 0.0037601 | 0.003631 | 0.0035158 | 0.0034077 | 0.0033065 | 0.0031959 | 0.0031063 | 0.0030205 | 0.0029399 | 0.0028474 | 0.0027556
CA | Industrial | Mining | Existing | Interior Lighting | General Service Lighting | 0.0012089 | 0.0011444 | 0.0010078 | 0.00090838 | 0.00080543 | 0.00071255 | 0.00064204 | 0.00058806 | 0.00054583 | 0.00051111 | 0.00048281 | 0.00045885 | 0.00043661 | 0.00041816 | 0.00040024 | 0.00038406 | 0.00036755 | 0.00035415 | 0.00034197 | 0.00032853 | 0.00031358 | 0.00029877
CA | Industrial | Mining | Existing | Interior Lighting | High-Bay Lighting | 0.0073389 | 0.0071775 | 0.0066312 | 0.0063588 | 0.0061546 | 0.0060484 | 0.0059442 | 0.0058417 | 0.0057362 | 0.0056373 | 0.0055401 | 0.0054446 | 0.0053368 | 0.0050974 | 0.0047364 | 0.0042925 | 0.0037695 | 0.0033673 | 0.0030433 | 0.0027826 | 0.0025568 | 0.0023679
CA | Industrial | Mining | Existing | Interior Lighting | Linear Lighting | 0.003964 | 0.0038592 | 0.0035443 | 0.0033748 | 0.0032283 | 0.0031319 | 0.0030352 | 0.0029389 | 0.002841 | 0.0027376 | 0.0026357 | 0.0025355 | 0.0024309 | 0.0023338 | 0.0022331 | 0.0021354 | 0.0020301 | 0.0019375 | 0.0018467 | 0.001759 | 0.0016733 | 0.0015943
CA | Industrial | Mining | Existing | Exterior Lighting | General Service Lighting | 0.0012827 | 0.001189 | 0.00099771 | 0.0008343 | 0.00071606 | 0.00064381 | 0.00059346 | 0.00055752 | 0.00053062 | 0.00050949 | 0.00049141 | 0.00047416 | 0.00045531 | 0.00043896 | 0.00042205 | 0.00040651 | 0.00039025 | 0.00037702 | 0.00036477 | 0.0003493 | 0.00033057 | 0.00031126
CA | Industrial | Mining | Existing | Exterior Lighting | Area Lighting | 0.0029996 | 0.0029336 | 0.0027103 | 0.002599 | 0.0025155 | 0.0024722 | 0.0024295 | 0.0023876 | 0.0023445 | 0.0023041 | 0.0022644 | 0.0022036 | 0.0021004 | 0.0019744 | 0.0018216 | 0.0016541 | 0.001469 | 0.0013266 | 0.0012114 | 0.0011183 | 0.0010365 | 0.00096734
CA | Industrial | Mining | Existing | Exterior Lighting | Linear Lighting | 0.0031479 | 0.0030647 | 0.0028147 | 0.0026801 | 0.0025637 | 0.0024872 | 0.0024104 | 0.0023339 | 0.0022562 | 0.002174 | 0.0020931 | 0.0020135 | 0.0019305 | 0.0018534 | 0.0017734 | 0.0016958 | 0.0016122 | 0.0015386 | 0.0014666 | 0.0013969 | 0.0013288 | 0.0012661
CA | Industrial | Mining | Existing | Motors | Pumps | 0.089574 | 0.087604 | 0.080935 | 0.077611 | 0.075118 | 0.073823 | 0.07255 | 0.071299 | 0.070012 | 0.068805 | 0.067618 | 0.066453 | 0.065137 | 0.063981 | 0.062864 | 0.06178 | 0.060421 | 0.059375 | 0.058332 | 0.057326 | 0.056027 | 0.054674
CA | Industrial | Mining | Existing | Motors | Fans & Blowers | 0.062702 | 0.061323 | 0.056655 | 0.054328 | 0.052583 | 0.051676 | 0.050785 | 0.04991 | 0.049008 | 0.048163 | 0.047333 | 0.046517 | 0.045596 | 0.044787 | 0.044004 | 0.043246 | 0.042295 | 0.041562 | 0.040832 | 0.040128 | 0.039219 | 0.038272
CA | Industrial | Mining | Existing | Motors | Compressed Air | 0.062702 | 0.061323 | 0.056655 | 0.054328 | 0.052583 | 0.051676 | 0.050785 | 0.04991 | 0.049008 | 0.048163 | 0.047333 | 0.046517 | 0.045596 | 0.044787 | 0.044004 | 0.043246 | 0.042295 | 0.041562 | 0.040832 | 0.040128 | 0.039219 | 0.038272
CA | Industrial | Mining | Existing | Motors | Material Handling | 0.17915 | 0.17521 | 0.16187 | 0.15522 | 0.15024 | 0.14765 | 0.1451 | 0.1426 | 0.14002 | 0.13761 | 0.13524 | 0.13291 | 0.13027 | 0.12796 | 0.12573 | 0.12356 | 0.12084 | 0.11875 | 0.11666 | 0.11465 | 0.11205 | 0.10935
CA | Industrial | Mining | Existing | Motors | Other Motors | 0.026872 | 0.026281 | 0.024281 | 0.023283 | 0.022535 | 0.022147 | 0.021765 | 0.02139 | 0.021004 | 0.020641 | 0.020286 | 0.019936 | 0.019541 | 0.019194 | 0.018859 | 0.018534 | 0.018126 | 0.017812 | 0.017499 | 0.017198 | 0.016808 | 0.016402
CA | Industrial | Mining | Existing | Process | Process Heating | 0.0044316 | 0.0043341 | 0.0040042 | 0.0038397 | 0.0037164 | 0.0036523 | 0.0035893 | 0.0035274 | 0.0034637 | 0.003404 | 0.0033453 | 0.0032877 | 0.0032226 | 0.0031654 | 0.0031101 | 0.0030565 | 0.0029892 | 0.0029375 | 0.0028859 | 0.0028361 | 0.0027719 | 0.0027049
CA | Industrial | Mining | Existing | Process | Process Cooling | 0 | 0 | 0 | 0 | 0 | 0 | 0 | 0 | 0 | 0 | 0 | 0 | 0 | 0 | 0 | 0 | 0 | 0 | 0 | 0 | 0 | 0
CA | Industrial | Mining | Existing | Process | Process Refrigeration | 0 | 0 | 0 | 0 | 0 | 0 | 0 | 0 | 0 | 0 | 0 | 0 | 0 | 0 | 0 | 0 | 0 | 0 | 0 | 0 | 0 | 0
CA | Industrial | Mining | Existing | Process | Process Electrochemical | 0.0044316 | 0.0043341 | 0.0040042 | 0.0038397 | 0.0037164 | 0.0036523 | 0.0035893 | 0.0035274 | 0.0034637 | 0.003404 | 0.0033453 | 0.0032877 | 0.0032226 | 0.0031654 | 0.0031101 | 0.0030565 | 0.0029892 | 0.0029375 | 0.0028859 | 0.0028361 | 0.0027719 | 0.0027049
CA | Industrial | Mining | Existing | Process | Process Other | 0.024374 | 0.023837 | 0.022023 | 0.021118 | 0.02044 | 0.020088 | 0.019741 | 0.019401 | 0.019051 | 0.018722 | 0.018399 | 0.018082 | 0.017724 | 0.01741 | 0.017106 | 0.016811 | 0.016441 | 0.016156 | 0.015872 | 0.015599 | 0.015245 | 0.014877
CA | Industrial | Mining | Existing | Miscellaneous | Miscellaneous | 0.0044316 | 0.0043341 | 0.0040042 | 0.0038397 | 0.0037164 | 0.0036523 | 0.0035893 | 0.0035274 | 0.0034637 | 0.003404 | 0.0033453 | 0.0032877 | 0.0032226 | 0.0031654 | 0.0031101 | 0.0030565 | 0.0029892 | 0.0029375 | 0.0028859 | 0.0028361 | 0.0027719 | 0.0027049
CA | Industrial | Mining | New | Cooling | Air-Cooled Chiller | 0 | 0 | 0 | 0 | 0 | 0 | 0 | 0 | 0 | 0 | 0 | 0 | 0 | 0 | 0 | 0 | 0 | 0 | 0 | 0 | 0 | 0
CA | Industrial | Mining | New | Cooling | Water-Cooled Chiller | 0 | 0 | 0 | 0 | 0 | 0 | 0 | 0 | 0 | 0 | 0 | 0 | 0 | 0 | 0 | 0 | 0 | 0 | 0 | 0 | 0 | 0
CA | Industrial | Mining | New | Cooling | RTU | 0 | 0.00012335 | 0.0002285 | 0.00032565 | 0.00041881 | 0.0005171 | 0.00062465 | 0.00073869 | 0.00083303 | 0.00093779 | 0.0010467 | 0.0011603 | 0.0012544 | 0.0013461 | 0.0014379 | 0.001541 | 0.0016337 | 0.0017261 | 0.0018185 | 0.0019243 | 0.0020167 | 0.0021087
CA | Industrial | Mining | New | Cooling | Air-Source Heat Pump | 0 | 1.2205e-05 | 2.3042e-05 | 3.3053e-05 | 4.2653e-05 | 5.2778e-05 | 6.3858e-05 | 7.5607e-05 | 8.5324e-05 | 9.6116e-05 | 0.00010734 | 0.00011904 | 0.00012862 | 0.00013817 | 0.0001477 | 0.00015839 | 0.00016801 | 0.00017759 | 0.00018716 | 0.00019809 | 0.00020766 | 0.00021716
CA | Industrial | Mining | New | Cooling | Geothermal Heat Pump | 0 | 0 | 0 | 0 | 0 | 0 | 0 | 0 | 0 | 0 | 0 | 0 | 0 | 0 | 0 | 0 | 0 | 0 | 0 | 0 | 0 | 0
CA | Industrial | Mining | New | Space Heating | Electric Furnace | 0 | 2.9376e-06 | 5.8107e-06 | 8.5036e-06 | 1.101e-05 | 1.3516e-05 | 1.6203e-05 | 1.9077e-05 | 2.1192e-05 | 2.3604e-05 | 2.6057e-05 | 2.8694e-05 | 3.0518e-05 | 3.2412e-05 | 3.4251e-05 | 3.646e-05 | 3.8027e-05 | 3.9703e-05 | 4.133e-05 | 4.3411e-05 | 4.4737e-05 | 4.6208e-05
CA | Industrial | Mining | New | Space Heating | Electric Room Heat | 0 | 1.5133e-05 | 2.9933e-05 | 4.3805e-05 | 5.6719e-05 | 6.9627e-05 | 8.3467e-05 | 9.8275e-05 | 0.00010917 | 0.00012159 | 0.00013423 | 0.00014782 | 0.00015721 | 0.00016697 | 0.00017644 | 0.00018782 | 0.00019589 | 0.00020453 | 0.00021291 | 0.00022363 | 0.00023046 | 0.00023804
CA | Industrial | Mining | New | Space Heating | Air-Source Heat Pump | 0 | 1.0567e-05 | 2.0598e-05 | 3.0001e-05 | 3.8752e-05 | 4.7499e-05 | 5.6878e-05 | 6.6913e-05 | 7.4296e-05 | 8.2713e-05 | 9.1279e-05 | 0.00010049 | 0.00010682 | 0.00011341 | 0.0001198 | 0.0001275 | 0.00013295 | 0.00013878 | 0.00014445 | 0.0001517 | 0.00015632 | 0.00016144
CA | Industrial | Mining | New | Space Heating | Geothermal Heat Pump | 0 | 0 | 0 | 0 | 0 | 0 | 0 | 0 | 0 | 0 | 0 | 0 | 0 | 0 | 0 | 0 | 0 | 0 | 0 | 0 | 0 | 0
CA | Industrial | Mining | New | Ventilation | Ventilation | 0 | 7.7284e-05 | 0.00015287 | 0.0002227 | 0.00028998 | 0.00035224 | 0.00041953 | 0.00048993 | 0.00054658 | 0.00060916 | 0.00067343 | 0.00073958 | 0.00079256 | 0.00084448 | 0.00089549 | 0.00095197 | 0.0010012 | 0.0010489 | 0.0010952 | 0.0011481 | 0.0011919 | 0.0012349
CA | Industrial | Mining | New | Interior Lighting | General Service Lighting | 0 | 1.1054e-05 | 2.1865e-05 | 3.1853e-05 | 4.0096e-05 | 4.8419e-05 | 5.7414e-05 | 6.6825e-05 | 7.4398e-05 | 8.1878e-05 | 8.9279e-05 | 9.6662e-05 | 0.00010228 | 0.00010775 | 0.00011238 | 0.00011756 | 0.00012189 | 0.00012607 | 0.00013023 | 0.00013424 | 0.00013745 | 0.00014076
CA | Industrial | Mining | New | Interior Lighting | High-Bay Lighting | 0 | 7.1726e-05 | 0.00014187 | 0.00020668 | 0.00026065 | 0.00031515 | 0.00037404 | 0.00043566 | 0.00048524 | 0.00053493 | 0.00058595 | 0.00063847 | 0.00067917 | 0.00071782 | 0.00075056 | 0.00078694 | 0.00081769 | 0.00084727 | 0.00087586 | 0.00090946 | 0.00093691 | 0.00096378
CA | Industrial | Mining | New | Interior Lighting | Linear Lighting | 0 | 5.2864e-05 | 0.00010457 | 0.00015233 | 0.00019196 | 0.00023197 | 0.00027521 | 0.00032045 | 0.00035685 | 0.00039292 | 0.00042996 | 0.00046809 | 0.00049863 | 0.00052856 | 0.00055564 | 0.00058562 | 0.00061177 | 0.00063734 | 0.00066247 | 0.00069135 | 0.00071262 | 0.00073102
CA | Industrial | Mining | New | Exterior Lighting | General Service Lighting | 0 | 1.1729e-05 | 2.32e-05 | 3.3797e-05 | 4.2544e-05 | 5.1376e-05 | 6.092e-05 | 7.0906e-05 | 7.8941e-05 | 8.6878e-05 | 9.473e-05 | 0.00010256 | 0.00010852 | 0.00011433 | 0.00011925 | 0.00012474 | 0.00012933 | 0.00013377 | 0.00013818 | 0.00014244 | 0.00014585 | 0.00014935
CA | Industrial | Mining | New | Exterior Lighting | Area Lighting | 0 | 3.0341e-05 | 6.0015e-05 | 8.743e-05 | 0.00011029 | 0.00013337 | 0.00015832 | 0.00018442 | 0.00020542 | 0.00022641 | 0.00024797 | 0.00027016 | 0.00028735 | 0.00030368 | 0.00031747 | 0.00033279 | 0.00034573 | 0.00035817 | 0.00037019 | 0.00038431 | 0.00039584 | 0.00040713
CA | Industrial | Mining | New | Exterior Lighting | Linear Lighting | 0 | 4.1982e-05 | 8.304e-05 | 0.00012097 | 0.00015244 | 0.00018421 | 0.00021855 | 0.00025448 | 0.00028339 | 0.00031204 | 0.00034145 | 0.00037173 | 0.00039598 | 0.00041975 | 0.00044125 | 0.00046507 | 0.00048583 | 0.00050614 | 0.00052609 | 0.00054903 | 0.00056592 | 0.00058053
CA | Industrial | Mining | New | Motors | Pumps | 0 | 0.0015444 | 0.0030548 | 0.0044502 | 0.0057884 | 0.0071395 | 0.0085997 | 0.010127 | 0.011357 | 0.01271 | 0.0141 | 0.015531 | 0.016677 | 0.0178 | 0.018903 | 0.020125 | 0.02119 | 0.022231 | 0.023255 | 0.024432 | 0.02542 | 0.026386
CA | Industrial | Mining | New | Motors | Fans & Blowers | 0 | 0.0010811 | 0.0021384 | 0.0031152 | 0.0040518 | 0.0049977 | 0.0060198 | 0.0070892 | 0.0079497 | 0.0088973 | 0.0098702 | 0.010872 | 0.011674 | 0.01246 | 0.013232 | 0.014087 | 0.014833 | 0.015562 | 0.016279 | 0.017102 | 0.017794 | 0.01847
CA | Industrial | Mining | New | Motors | Compressed Air | 0 | 0.0010811 | 0.0021384 | 0.0031152 | 0.0040518 | 0.0049977 | 0.0060198 | 0.0070892 | 0.0079497 | 0.0088973 | 0.0098702 | 0.010872 | 0.011674 | 0.01246 | 0.013232 | 0.014087 | 0.014833 | 0.015562 | 0.016279 | 0.017102 | 0.017794 | 0.01847
CA | Industrial | Mining | New | Motors | Material Handling | 0 | 0.0030888 | 0.0061096 | 0.0089004 | 0.011577 | 0.014279 | 0.017199 | 0.020255 | 0.022714 | 0.025421 | 0.028201 | 0.031062 | 0.033354 | 0.0356 | 0.037806 | 0.040249 | 0.042379 | 0.044463 | 0.04651 | 0.048864 | 0.05084 | 0.052772
CA | Industrial | Mining | New | Motors | Other Motors | 0 | 0.00046331 | 0.00091644 | 0.0013351 | 0.0017365 | 0.0021419 | 0.0025799 | 0.0030382 | 0.003407 | 0.0038131 | 0.0042301 | 0.0046593 | 0.005003 | 0.0053399 | 0.0056709 | 0.0060374 | 0.0063569 | 0.0066694 | 0.0069766 | 0.0073295 | 0.007626 | 0.0079158
CA | Industrial | Mining | New | Process | Process Heating | 0 | 7.6406e-05 | 0.00015113 | 0.00022017 | 0.00028637 | 0.00035322 | 0.00042546 | 0.00050104 | 0.00056186 | 0.00062883 | 0.00069759 | 0.00076838 | 0.00082506 | 0.00088062 | 0.0009352 | 0.00099564 | 0.0010483 | 0.0010999 | 0.0011505 | 0.0012087 | 0.0012576 | 0.0013054
CA | Industrial | Mining | New | Process | Process Cooling | 0 | 0 | 0 | 0 | 0 | 0 | 0 | 0 | 0 | 0 | 0 | 0 | 0 | 0 | 0 | 0 | 0 | 0 | 0 | 0 | 0 | 0
CA | Industrial | Mining | New | Process | Process Refrigeration | 0 | 0 | 0 | 0 | 0 | 0 | 0 | 0 | 0 | 0 | 0 | 0 | 0 | 0 | 0 | 0 | 0 | 0 | 0 | 0 | 0 | 0
CA | Industrial | Mining | New | Process | Process Electrochemical | 0 | 7.6406e-05 | 0.00015113 | 0.00022017 | 0.00028637 | 0.00035322 | 0.00042546 | 0.00050104 | 0.00056186 | 0.00062883 | 0.00069759 | 0.00076838 | 0.00082506 | 0.00088062 | 0.0009352 | 0.00099564 | 0.0010483 | 0.0010999 | 0.0011505 | 0.0012087 | 0.0012576 | 0.0013054
CA | Industrial | Mining | New | Process | Process Other | 0 | 0.00042023 | 0.00083122 | 0.0012109 | 0.001575 | 0.0019427 | 0.00234 | 0.0027557 | 0.0030902 | 0.0034586 | 0.0038368 | 0.0042261 | 0.0045378 | 0.0048434 | 0.0051436 | 0.005476 | 0.0057658 | 0.0060493 | 0.0063279 | 0.006648 | 0.006917 | 0.0071798
CA | Industrial | Mining | New | Miscellaneous | Miscellaneous | 0 | 7.6406e-05 | 0.00015113 | 0.00022017 | 0.00028637 | 0.00035322 | 0.00042546 | 0.00050104 | 0.00056186 | 0.00062883 | 0.00069759 | 0.00076838 | 0.00082506 | 0.00088062 | 0.0009352 | 0.00099564 | 0.0010483 | 0.0010999 | 0.0011505 | 0.0012087 | 0.0012576 | 0.0013054
CA | Industrial | Food Mfg | Existing | Cooling | Air-Cooled Chiller | 0.083269 | 0.081427 | 0.075218 | 0.072119 | 0.069791 | 0.069142 | 0.068494 | 0.067848 | 0.067147 | 0.066506 | 0.065866 | 0.065229 | 0.064427 | 0.063764 | 0.063124 | 0.062538 | 0.061654 | 0.06107 | 0.060473 | 0.059898 | 0.058999 | 0.058021
CA | Industrial | Food Mfg | Existing | Cooling | Water-Cooled Chiller | 0.09073 | 0.088734 | 0.08198 | 0.078613 | 0.076087 | 0.075391 | 0.074697 | 0.074003 | 0.073251 | 0.072562 | 0.071875 | 0.07119 | 0.070323 | 0.069609 | 0.068918 | 0.068285 | 0.067327 | 0.066696 | 0.066049 | 0.065426 | 0.064448 | 0.063383
CA | Industrial | Food Mfg | Existing | Cooling | RTU | 1.4747 | 1.4423 | 1.3267 | 1.2661 | 1.219 | 1.201 | 1.1827 | 1.1643 | 1.1447 | 1.1261 | 1.1073 | 1.0886 | 1.067 | 1.0484 | 1.0311 | 1.0157 | 0.99612 | 0.98213 | 0.96851 | 0.95577 | 0.93832 | 0.92006
CA | Industrial | Food Mfg | Existing | Cooling | Air-Source Heat Pump | 0.17401 | 0.16963 | 0.15572 | 0.14832 | 0.14253 | 0.14018 | 0.13783 | 0.1355 | 0.13307 | 0.13079 | 0.12855 | 0.12634 | 0.12389 | 0.12182 | 0.11987 | 0.11811 | 0.11585 | 0.11423 | 0.11264 | 0.11114 | 0.10909 | 0.10694
CA | Industrial | Food Mfg | Existing | Cooling | Geothermal Heat Pump | 0 | 0 | 0 | 0 | 0 | 0 | 0 | 0 | 0 | 0 | 0 | 0 | 0 | 0 | 0 | 0 | 0 | 0 | 0 | 0 | 0 | 0
CA | Industrial | Food Mfg | Existing | Space Heating | Electric Furnace | 0.039265 | 0.038401 | 0.035478 | 0.034176 | 0.032928 | 0.032207 | 0.031501 | 0.030951 | 0.030107 | 0.029445 | 0.028797 | 0.028294 | 0.027469 | 0.026849 | 0.026249 | 0.025794 | 0.024988 | 0.024437 | 0.023891 | 0.023473 | 0.022723 | 0.022065
CA | Industrial | Food Mfg | Existing | Space Heating | Electric Room Heat | 0.20227 | 0.19782 | 0.18276 | 0.17606 | 0.16963 | 0.16591 | 0.16227 | 0.15944 | 0.1551 | 0.15169 | 0.14835 | 0.14575 | 0.14151 | 0.13831 | 0.13522 | 0.13287 | 0.12872 | 0.12588 | 0.12307 | 0.12092 | 0.11706 | 0.11367
CA | Industrial | Food Mfg | Existing | Space Heating | Air-Source Heat Pump | 0.14124 | 0.13814 | 0.1275 | 0.12268 | 0.11807 | 0.11534 | 0.11266 | 0.11055 | 0.10738 | 0.10486 | 0.1024 | 0.10045 | 0.097377 | 0.095046 | 0.092807 | 0.091094 | 0.088156 | 0.08613 | 0.084133 | 0.0826 | 0.079902 | 0.077538
CA | Industrial | Food Mfg | Existing | Space Heating | Geothermal Heat Pump | 0 | 0 | 0 | 0 | 0 | 0 | 0 | 0 | 0 | 0 | 0 | 0 | 0 | 0 | 0 | 0 | 0 | 0 | 0 | 0 | 0 | 0
CA | Industrial | Food Mfg | Existing | Ventilation | Ventilation | 1.3689 | 1.3242 | 1.2091 | 1.145 | 1.094 | 1.0586 | 1.0241 | 0.99041 | 0.95697 | 0.92558 | 0.89541 | 0.86651 | 0.83677 | 0.81022 | 0.78532 | 0.762 | 0.7365 | 0.71584 | 0.69608 | 0.67751 | 0.65618 | 0.63502
CA | Industrial | Food Mfg | Existing | Interior Lighting | General Service Lighting | 0.15424 | 0.14602 | 0.12858 | 0.1159 | 0.10277 | 0.090916 | 0.08192 | 0.075032 | 0.069644 | 0.065214 | 0.061603 | 0.058545 | 0.055708 | 0.053354 | 0.051067 | 0.049004 | 0.046897 | 0.045187 | 0.043633 | 0.041917 | 0.040011 | 0.038121
CA | Industrial | Food Mfg | Existing | Interior Lighting | High-Bay Lighting | 0.93639 | 0.9158 | 0.84609 | 0.81134 | 0.78528 | 0.77174 | 0.75843 | 0.74536 | 0.73189 | 0.71927 | 0.70687 | 0.69469 | 0.68093 | 0.65039 | 0.60434 | 0.5477 | 0.48096 | 0.42964 | 0.3883 | 0.35504 | 0.32623 | 0.30213
CA | Industrial | Food Mfg | Existing | Interior Lighting | Linear Lighting | 0.50577 | 0.49241 | 0.45223 | 0.4306 | 0.41191 | 0.39961 | 0.38727 | 0.37498 | 0.36249 | 0.3493 | 0.33629 | 0.32351 | 0.31017 | 0.29778 | 0.28493 | 0.27246 | 0.25903 | 0.24721 | 0.23563 | 0.22444 | 0.2135 | 0.20343
CA | Industrial | Food Mfg | Existing | Exterior Lighting | General Service Lighting | 0.16366 | 0.15171 | 0.1273 | 0.10645 | 0.091365 | 0.082146 | 0.075722 | 0.071135 | 0.067703 | 0.065007 | 0.0627 | 0.060499 | 0.058094 | 0.056008 | 0.053851 | 0.051867 | 0.049793 | 0.048104 | 0.046542 | 0.044568 | 0.042178 | 0.039715
CA | Industrial | Food Mfg | Existing | Exterior Lighting | Area Lighting | 0.38273 | 0.37431 | 0.34582 | 0.33162 | 0.32096 | 0.31543 | 0.30999 | 0.30465 | 0.29914 | 0.29399 | 0.28892 | 0.28116 | 0.26799 | 0.25192 | 0.23243 | 0.21104 | 0.18743 | 0.16927 | 0.15457 | 0.14269 | 0.13225 | 0.12343
CA | Industrial | Food Mfg | Existing | Exterior Lighting | Linear Lighting | 0.40165 | 0.39104 | 0.35914 | 0.34196 | 0.32711 | 0.31734 | 0.30755 | 0.29779 | 0.28787 | 0.27739 | 0.26706 | 0.25691 | 0.24632 | 0.23648 | 0.22628 | 0.21637 | 0.20571 | 0.19632 | 0.18712 | 0.17823 | 0.16955 | 0.16155
CA | Industrial | Food Mfg | Existing | Motors | Pumps | 2.7428 | 2.6824 | 2.4782 | 2.3765 | 2.3001 | 2.2605 | 2.2215 | 2.1832 | 2.1438 | 2.1068 | 2.0705 | 2.0348 | 1.9945 | 1.9591 | 1.9249 | 1.8917 | 1.8501 | 1.8181 | 1.7861 | 1.7553 | 1.7156 | 1.6741
CA | Industrial | Food Mfg | Existing | Motors | Fans & Blowers | 1.2722 | 1.2442 | 1.1495 | 1.1023 | 1.0669 | 1.0485 | 1.0304 | 1.0127 | 0.99438 | 0.97724 | 0.96039 | 0.94383 | 0.92514 | 0.90873 | 0.89286 | 0.87746 | 0.85816 | 0.84331 | 0.82849 | 0.81421 | 0.79576 | 0.77654
CA | Industrial | Food Mfg | Existing | Motors | Compressed Air | 3.7231 | 3.6412 | 3.3641 | 3.2259 | 3.1223 | 3.0684 | 3.0155 | 2.9636 | 2.91 | 2.8599 | 2.8105 | 2.7621 | 2.7074 | 2.6594 | 2.6129 | 2.5679 | 2.5114 | 2.4679 | 2.4245 | 2.3827 | 2.3288 | 2.2725
CA | Industrial | Food Mfg | Existing | Motors | Material Handling | 5.5323 | 5.4106 | 4.9988 | 4.7935 | 4.6395 | 4.5595 | 4.4809 | 4.4036 | 4.3241 | 4.2495 | 4.1763 | 4.1043 | 4.023 | 3.9516 | 3.8826 | 3.8157 | 3.7317 | 3.6671 | 3.6027 | 3.5406 | 3.4604 | 3.3768
CA | Industrial | Food Mfg | Existing | Motors | Other Motors | 0.58654 | 0.57363 | 0.52997 | 0.5082 | 0.49188 | 0.4834 | 0.47506 | 0.46687 | 0.45844 | 0.45054 | 0.44277 | 0.43514 | 0.42652 | 0.41895 | 0.41163 | 0.40454 | 0.39564 | 0.38879 | 0.38196 | 0.37537 | 0.36687 | 0.35801
CA | Industrial | Food Mfg | Existing | Process | Process Heating | 0.78205 | 0.76485 | 0.70663 | 0.67761 | 0.65584 | 0.64453 | 0.63342 | 0.6225 | 0.61125 | 0.60072 | 0.59036 | 0.58018 | 0.56869 | 0.5586 | 0.54885 | 0.53938 | 0.52752 | 0.51839 | 0.50928 | 0.5005 | 0.48916 | 0.47735
CA | Industrial | Food Mfg | Existing | Process | Process Cooling | 14.0936 | 13.7836 | 12.7344 | 12.2115 | 11.8192 | 11.6154 | 11.4151 | 11.2183 | 11.0157 | 10.8258 | 10.6391 | 10.4557 | 10.2487 | 10.0668 | 9.891 | 9.7205 | 9.5067 | 9.3421 | 9.178 | 9.0197 | 8.8154 | 8.6025
CA | Industrial | Food Mfg | Existing | Process | Process Refrigeration | 7.0524 | 6.8973 | 6.3723 | 6.1106 | 5.9143 | 5.8123 | 5.7121 | 5.6136 | 5.5122 | 5.4172 | 5.3238 | 5.232 | 5.1284 | 5.0374 | 4.9494 | 4.8641 | 4.7571 | 4.6748 | 4.5926 | 4.5134 | 4.4112 | 4.3047
CA | Industrial | Food Mfg | Existing | Process | Process Electrochemical | 0.097655 | 0.095507 | 0.088237 | 0.084613 | 0.081895 | 0.080483 | 0.079096 | 0.077732 | 0.076328 | 0.075012 | 0.073719 | 0.072448 | 0.071013 | 0.069753 | 0.068535 | 0.067353 | 0.065872 | 0.064731 | 0.063594 | 0.062498 | 0.061082 | 0.059606
CA | Industrial | Food Mfg | Existing | Process | Process Other | 0.7933 | 0.77585 | 0.7168 | 0.68736 | 0.66528 | 0.65381 | 0.64253 | 0.63146 | 0.62005 | 0.60936 | 0.59885 | 0.58853 | 0.57688 | 0.56664 | 0.55674 | 0.54715 | 0.53511 | 0.52585 | 0.51661 | 0.5077 | 0.4962 | 0.48422
CA | Industrial | Food Mfg | Existing | Miscellaneous | Miscellaneous | 1.2653 | 1.2374 | 1.1432 | 1.0963 | 1.0611 | 1.0428 | 1.0248 | 1.0071 | 0.98895 | 0.9719 | 0.95514 | 0.93867 | 0.92009 | 0.90376 | 0.88798 | 0.87267 | 0.85347 | 0.8387 | 0.82396 | 0.80976 | 0.79141 | 0.7723
CA | Industrial | Food Mfg | New | Cooling | Air-Cooled Chiller | 0 | 0.0014311 | 0.0028307 | 0.0041237 | 0.0053636 | 0.0066702 | 0.0081 | 0.0096162 | 0.01087 | 0.012263 | 0.013711 | 0.015221 | 0.016471 | 0.017716 | 0.018958 | 0.020349 | 0.021601 | 0.022846 | 0.024089 | 0.025509 | 0.02675 | 0.027984
CA | Industrial | Food Mfg | New | Cooling | Water-Cooled Chiller | 0 | 0.0015643 | 0.0030942 | 0.0045076 | 0.005863 | 0.0072912 | 0.0088541 | 0.010512 | 0.011882 | 0.013404 | 0.014988 | 0.016638 | 0.018005 | 0.019366 | 0.020723 | 0.022244 | 0.023612 | 0.024973 | 0.026332 | 0.027884 | 0.029241 | 0.030589
CA | Industrial | Food Mfg | New | Cooling | RTU | 0 | 0.025426 | 0.047101 | 0.067126 | 0.086329 | 0.10659 | 0.12876 | 0.15227 | 0.17171 | 0.19331 | 0.21576 | 0.23917 | 0.25856 | 0.27748 | 0.29639 | 0.31764 | 0.33676 | 0.35581 | 0.37486 | 0.39666 | 0.41571 | 0.43467
CA | Industrial | Food Mfg | New | Cooling | Air-Source Heat Pump | 0 | 0.0028127 | 0.00531 | 0.0076171 | 0.0098295 | 0.012163 | 0.014716 | 0.017424 | 0.019663 | 0.02215 | 0.024737 | 0.027433 | 0.02964 | 0.03184 | 0.034037 | 0.036502 | 0.038718 | 0.040925 | 0.04313 | 0.045651 | 0.047854 | 0.050045
CA | Industrial | Food Mfg | New | Cooling | Geothermal Heat Pump | 0 | 0 | 0 | 0 | 0 | 0 | 0 | 0 | 0 | 0 | 0 | 0 | 0 | 0 | 0 | 0 | 0 | 0 | 0 | 0 | 0 | 0
CA | Industrial | Food Mfg | New | Space Heating | Electric Furnace | 0 | 0.00067698 | 0.0013391 | 0.0019597 | 0.0025373 | 0.0031148 | 0.0037339 | 0.0043963 | 0.0048838 | 0.0054395 | 0.006005 | 0.0066127 | 0.0070329 | 0.0074695 | 0.0078931 | 0.0084023 | 0.0087632 | 0.0091497 | 0.0095245 | 0.010004 | 0.01031 | 0.010649
CA | Industrial | Food Mfg | New | Space Heating | Electric Room Heat | 0 | 0.0034874 | 0.0068981 | 0.010095 | 0.013071 | 0.016046 | 0.019235 | 0.022647 | 0.025159 | 0.028021 | 0.030934 | 0.034065 | 0.036229 | 0.038478 | 0.04066 | 0.043284 | 0.045143 | 0.047134 | 0.049065 | 0.051536 | 0.053109 | 0.054856
CA | Industrial | Food Mfg | New | Space Heating | Air-Source Heat Pump | 0 | 0.0024352 | 0.0047468 | 0.0069138 | 0.0089304 | 0.010946 | 0.013108 | 0.01542 | 0.017121 | 0.019061 | 0.021035 | 0.023157 | 0.024617 | 0.026135 | 0.027609 | 0.029382 | 0.030638 | 0.031983 | 0.033288 | 0.034959 | 0.036023 | 0.037204
CA | Industrial | Food Mfg | New | Space Heating | Geothermal Heat Pump | 0 | 0 | 0 | 0 | 0 | 0 | 0 | 0 | 0 | 0 | 0 | 0 | 0 | 0 | 0 | 0 | 0 | 0 | 0 | 0 | 0 | 0
CA | Industrial | Food Mfg | New | Ventilation | Ventilation | 0 | 0.01781 | 0.035229 | 0.051321 | 0.066825 | 0.081174 | 0.09668 | 0.1129 | 0.12596 | 0.14038 | 0.15519 | 0.17044 | 0.18264 | 0.19461 | 0.20637 | 0.21938 | 0.23073 | 0.24171 | 0.25238 | 0.26458 | 0.27468 | 0.28459
CA | Industrial | Food Mfg | New | Interior Lighting | General Service Lighting | 0 | 0.0014104 | 0.0027898 | 0.0040642 | 0.0051159 | 0.0061779 | 0.0073256 | 0.0085264 | 0.0094926 | 0.010447 | 0.011391 | 0.012333 | 0.01305 | 0.013748 | 0.014339 | 0.015 | 0.015552 | 0.016086 | 0.016616 | 0.017128 | 0.017538 | 0.01796
CA | Industrial | Food Mfg | New | Interior Lighting | High-Bay Lighting | 0 | 0.0091517 | 0.018102 | 0.026371 | 0.033257 | 0.040211 | 0.047725 | 0.055587 | 0.061913 | 0.068253 | 0.074763 | 0.081465 | 0.086657 | 0.091588 | 0.095765 | 0.10041 | 0.10433 | 0.10811 | 0.11175 | 0.11604 | 0.11954 | 0.12297
CA | Industrial | Food Mfg | New | Interior Lighting | Linear Lighting | 0 | 0.0067451 | 0.013342 | 0.019436 | 0.024492 | 0.029597 | 0.035114 | 0.040887 | 0.045531 | 0.050134 | 0.05486 | 0.059725 | 0.063621 | 0.06744 | 0.070895 | 0.074721 | 0.078058 | 0.08132 | 0.084526 | 0.088212 | 0.090925 | 0.093272
CA | Industrial | Food Mfg | New | Exterior Lighting | General Service Lighting | 0 | 0.0014965 | 0.0029601 | 0.0043123 | 0.0054283 | 0.0065552 | 0.0077729 | 0.009047 | 0.010072 | 0.011085 | 0.012087 | 0.013087 | 0.013847 | 0.014588 | 0.015215 | 0.015916 | 0.016501 | 0.017068 | 0.01763 | 0.018174 | 0.018609 | 0.019056
CA | Industrial | Food Mfg | New | Exterior Lighting | Area Lighting | 0 | 0.0038713 | 0.0076575 | 0.011155 | 0.014072 | 0.017017 | 0.0202 | 0.02353 | 0.02621 | 0.028889 | 0.031639 | 0.034471 | 0.036664 | 0.038747 | 0.040506 | 0.042462 | 0.044113 | 0.0457 | 0.047233 | 0.049035 | 0.050507 | 0.051947
CA | Industrial | Food Mfg | New | Exterior Lighting | Linear Lighting | 0 | 0.0053566 | 0.010595 | 0.015435 | 0.01945 | 0.023504 | 0.027886 | 0.03247 | 0.036158 | 0.039814 | 0.043567 | 0.04743 | 0.050524 | 0.053557 | 0.056301 | 0.059339 | 0.061989 | 0.06458 | 0.067126 | 0.070052 | 0.072207 | 0.074071
CA | Industrial | Food Mfg | New | Motors | Pumps | 0 | 0.047289 | 0.093538 | 0.13627 | 0.17724 | 0.21861 | 0.26332 | 0.3101 | 0.34775 | 0.38919 | 0.43175 | 0.47556 | 0.51064 | 0.54503 | 0.57881 | 0.61622 | 0.64883 | 0.68073 | 0.71208 | 0.7481 | 0.77837 | 0.80795
CA | Industrial | Food Mfg | New | Motors | Fans & Blowers | 0 | 0.021935 | 0.043387 | 0.063207 | 0.082212 | 0.1014 | 0.12214 | 0.14384 | 0.1613 | 0.18053 | 0.20027 | 0.22059 | 0.23686 | 0.25281 | 0.26848 | 0.28583 | 0.30096 | 0.31576 | 0.3303 | 0.34701 | 0.36104 | 0.37476
CA | Industrial | Food Mfg | New | Motors | Compressed Air | 0 | 0.064192 | 0.12697 | 0.18497 | 0.24059 | 0.29675 | 0.35744 | 0.42095 | 0.47204 | 0.52831 | 0.58608 | 0.64554 | 0.69317 | 0.73985 | 0.7857 | 0.83647 | 0.88075 | 0.92405 | 0.9666 | 1.0155 | 1.0566 | 1.0967
CA | Industrial | Food Mfg | New | Motors | Material Handling | 0 | 0.095385 | 0.18867 | 0.27486 | 0.3575 | 0.44096 | 0.53114 | 0.6255 | 0.70142 | 0.78503 | 0.87087 | 0.95923 | 1.03 | 1.0994 | 1.1675 | 1.2429 | 1.3087 | 1.3731 | 1.4363 | 1.509 | 1.57 | 1.6297
CA | Industrial | Food Mfg | New | Motors | Other Motors | 0 | 0.010113 | 0.020003 | 0.02914 | 0.037902 | 0.04675 | 0.056311 | 0.066315 | 0.074365 | 0.083229 | 0.09233 | 0.1017 | 0.1092 | 0.11655 | 0.12378 | 0.13178 | 0.13875 | 0.14557 | 0.15228 | 0.15998 | 0.16645 | 0.17278
CA | Industrial | Food Mfg | New | Process | Process Heating | 0 | 0.013484 | 0.026671 | 0.038854 | 0.050537 | 0.062333 | 0.075082 | 0.08842 | 0.099153 | 0.11097 | 0.12311 | 0.1356 | 0.1456 | 0.15541 | 0.16504 | 0.1757 | 0.185 | 0.1941 | 0.20303 | 0.21331 | 0.22194 | 0.23037
CA | Industrial | Food Mfg | New | Process | Process Cooling | 0 | 0.24299 | 0.48064 | 0.7002 | 0.91074 | 1.1233 | 1.3531 | 1.5935 | 1.7869 | 1.9999 | 2.2186 | 2.4437 | 2.6239 | 2.8006 | 2.9742 | 3.1664 | 3.334 | 3.4979 | 3.659 | 3.8441 | 3.9996 | 4.1516
CA | Industrial | Food Mfg | New | Process | Process Refrigeration | 0 | 0.12159 | 0.24051 | 0.35038 | 0.45573 | 0.56212 | 0.67708 | 0.79737 | 0.89415 | 1.0007 | 1.1102 | 1.2228 | 1.313 | 1.4014 | 1.4883 | 1.5845 | 1.6683 | 1.7504 | 1.8309 | 1.9236 | 2.0014 | 2.0775
CA | Industrial | Food Mfg | New | Process | Process Electrochemical | 0 | 0.0016837 | 0.0033304 | 0.0048517 | 0.0063105 | 0.0077836 | 0.0093755 | 0.011041 | 0.012381 | 0.013857 | 0.015372 | 0.016932 | 0.018181 | 0.019406 | 0.020608 | 0.02194 | 0.023101 | 0.024237 | 0.025353 | 0.026636 | 0.027713 | 0.028767
CA | Industrial | Food Mfg | New | Process | Process Other | 0 | 0.013678 | 0.027054 | 0.039413 | 0.051264 | 0.063231 | 0.076162 | 0.089693 | 0.10058 | 0.11257 | 0.12488 | 0.13755 | 0.1477 | 0.15764 | 0.16741 | 0.17823 | 0.18766 | 0.19689 | 0.20596 | 0.21638 | 0.22513 | 0.23369
CA | Industrial | Food Mfg | New | Miscellaneous | Miscellaneous | 0 | 0.021815 | 0.04315 | 0.062861 | 0.081763 | 0.10085 | 0.12147 | 0.14306 | 0.16042 | 0.17954 | 0.19917 | 0.21938 | 0.23557 | 0.25143 | 0.26701 | 0.28427 | 0.29931 | 0.31403 | 0.32849 | 0.34511 | 0.35907 | 0.37272
CA | Industrial | Paper Mfg | Existing | Cooling | Air-Cooled Chiller | 3.6699e-06 | 3.5887e-06 | 3.3151e-06 | 3.1784e-06 | 3.0759e-06 | 3.0473e-06 | 3.0187e-06 | 2.9902e-06 | 2.9593e-06 | 2.9311e-06 | 2.9029e-06 | 2.8748e-06 | 2.8394e-06 | 2.8102e-06 | 2.782e-06 | 2.7562e-06 | 2.7172e-06 | 2.6915e-06 | 2.6652e-06 | 2.6398e-06 | 2.6002e-06 | 2.5571e-06
CA | Industrial | Paper Mfg | Existing | Cooling | Water-Cooled Chiller | 3.9987e-06 | 3.9107e-06 | 3.613e-06 | 3.4646e-06 | 3.3534e-06 | 3.3227e-06 | 3.2921e-06 | 3.2615e-06 | 3.2283e-06 | 3.198e-06 | 3.1677e-06 | 3.1375e-06 | 3.0993e-06 | 3.0678e-06 | 3.0374e-06 | 3.0095e-06 | 2.9673e-06 | 2.9394e-06 | 2.9109e-06 | 2.8835e-06 | 2.8404e-06 | 2.7935e-06
CA | Industrial | Paper Mfg | Existing | Cooling | RTU | 6.4995e-05 | 6.3565e-05 | 5.8472e-05 | 5.5801e-05 | 5.3724e-05 | 5.293e-05 | 5.2126e-05 | 5.1313e-05 | 5.0451e-05 | 4.9628e-05 | 4.8802e-05 | 4.7975e-05 | 4.7026e-05 | 4.6205e-05 | 4.5445e-05 | 4.4762e-05 | 4.3901e-05 | 4.3285e-05 | 4.2684e-05 | 4.2123e-05 | 4.1354e-05 | 4.0549e-05
CA | Industrial | Paper Mfg | Existing | Cooling | Air-Source Heat Pump | 7.6692e-06 | 7.4762e-06 | 6.8631e-06 | 6.5366e-06 | 6.2815e-06 | 6.178e-06 | 6.0746e-06 | 5.9717e-06 | 5.8649e-06 | 5.7643e-06 | 5.6653e-06 | 5.5682e-06 | 5.4603e-06 | 5.3688e-06 | 5.2829e-06 | 5.2052e-06 | 5.1059e-06 | 5.0344e-06 | 4.9643e-06 | 4.8983e-06 | 4.8079e-06 | 4.7131e-06
CA | Industrial | Paper Mfg | Existing | Cooling | Geothermal Heat Pump | 0 | 0 | 0 | 0 | 0 | 0 | 0 | 0 | 0 | 0 | 0 | 0 | 0 | 0 | 0 | 0 | 0 | 0 | 0 | 0 | 0 | 0
CA | Industrial | Paper Mfg | Existing | Space Heating | Electric Furnace | 1.7305e-06 | 1.6924e-06 | 1.5636e-06 | 1.5062e-06 | 1.4512e-06 | 1.4194e-06 | 1.3883e-06 | 1.3641e-06 | 1.3269e-06 | 1.2977e-06 | 1.2692e-06 | 1.247e-06 | 1.2106e-06 | 1.1833e-06 | 1.1569e-06 | 1.1368e-06 | 1.1013e-06 | 1.077e-06 | 1.0529e-06 | 1.0345e-06 | 1.0015e-06 | 9.7245e-07
CA | Industrial | Paper Mfg | Existing | Space Heating | Electric Room Heat | 8.9145e-06 | 8.7184e-06 | 8.0548e-06 | 7.7592e-06 | 7.4759e-06 | 7.3121e-06 | 7.1518e-06 | 7.027e-06 | 6.8355e-06 | 6.6851e-06 | 6.5379e-06 | 6.4236e-06 | 6.2365e-06 | 6.0956e-06 | 5.9595e-06 | 5.8561e-06 | 5.6731e-06 | 5.5479e-06 | 5.424e-06 | 5.3293e-06 | 5.1589e-06 | 5.0095e-06
CA | Industrial | Paper Mfg | Existing | Space Heating | Air-Source Heat Pump | 6.2249e-06 | 6.088e-06 | 5.619e-06 | 5.407e-06 | 5.2035e-06 | 5.0833e-06 | 4.9653e-06 | 4.872e-06 | 4.7325e-06 | 4.6216e-06 | 4.5129e-06 | 4.4271e-06 | 4.2916e-06 | 4.1889e-06 | 4.0902e-06 | 4.0147e-06 | 3.8852e-06 | 3.7959e-06 | 3.708e-06 | 3.6404e-06 | 3.5215e-06 | 3.4173e-06
CA | Industrial | Paper Mfg | Existing | Space Heating | Geothermal Heat Pump | 0 | 0 | 0 | 0 | 0 | 0 | 0 | 0 | 0 | 0 | 0 | 0 | 0 | 0 | 0 | 0 | 0 | 0 | 0 | 0 | 0 | 0
CA | Industrial | Paper Mfg | Existing | Ventilation | Ventilation | 6.0329e-05 | 5.8362e-05 | 5.3287e-05 | 5.0463e-05 | 4.8213e-05 | 4.6657e-05 | 4.5134e-05 | 4.365e-05 | 4.2176e-05 | 4.0793e-05 | 3.9463e-05 | 3.8189e-05 | 3.6878e-05 | 3.5708e-05 | 3.4611e-05 | 3.3583e-05 | 3.2459e-05 | 3.1549e-05 | 3.0678e-05 | 2.9859e-05 | 2.8919e-05 | 2.7987e-05
CA | Industrial | Paper Mfg | Existing | Interior Lighting | General Service Lighting | 1.0036e-05 | 9.5012e-06 | 8.3666e-06 | 7.5415e-06 | 6.6867e-06 | 5.9157e-06 | 5.3303e-06 | 4.8821e-06 | 4.5316e-06 | 4.2433e-06 | 4.0084e-06 | 3.8094e-06 | 3.6248e-06 | 3.4716e-06 | 3.3228e-06 | 3.1885e-06 | 3.0515e-06 | 2.9402e-06 | 2.8391e-06 | 2.7275e-06 | 2.6034e-06 | 2.4804e-06
CA | Industrial | Paper Mfg | Existing | Interior Lighting | High-Bay Lighting | 6.0929e-05 | 5.9588e-05 | 5.5053e-05 | 5.2792e-05 | 5.1096e-05 | 5.0215e-05 | 4.9349e-05 | 4.8498e-05 | 4.7622e-05 | 4.6801e-05 | 4.5994e-05 | 4.5201e-05 | 4.4306e-05 | 4.2319e-05 | 3.9323e-05 | 3.5637e-05 | 3.1295e-05 | 2.7956e-05 | 2.5266e-05 | 2.3102e-05 | 2.1227e-05 | 1.9659e-05
CA | Industrial | Paper Mfg | Existing | Interior Lighting | Linear Lighting | 3.2909e-05 | 3.2039e-05 | 2.9426e-05 | 2.8018e-05 | 2.6802e-05 | 2.6001e-05 | 2.5199e-05 | 2.4399e-05 | 2.3586e-05 | 2.2728e-05 | 2.1882e-05 | 2.105e-05 | 2.0182e-05 | 1.9375e-05 | 1.854e-05 | 1.7728e-05 | 1.6854e-05 | 1.6085e-05 | 1.5332e-05 | 1.4603e-05 | 1.3892e-05 | 1.3236e-05
CA | Industrial | Paper Mfg | Existing | Exterior Lighting | General Service Lighting | 1.0649e-05 | 9.8713e-06 | 8.2831e-06 | 6.9264e-06 | 5.9448e-06 | 5.345e-06 | 4.927e-06 | 4.6286e-06 | 4.4052e-06 | 4.2298e-06 | 4.0797e-06 | 3.9365e-06 | 3.78e-06 | 3.6443e-06 | 3.5039e-06 | 3.3749e-06 | 3.2399e-06 | 3.13e-06 | 3.0284e-06 | 2.8999e-06 | 2.7444e-06 | 2.5841e-06
CA | Industrial | Paper Mfg | Existing | Exterior Lighting | Area Lighting | 2.4903e-05 | 2.4355e-05 | 2.2501e-05 | 2.1577e-05 | 2.0884e-05 | 2.0524e-05 | 2.017e-05 | 1.9822e-05 | 1.9464e-05 | 1.9129e-05 | 1.8799e-05 | 1.8295e-05 | 1.7437e-05 | 1.6392e-05 | 1.5123e-05 | 1.3732e-05 | 1.2195e-05 | 1.1014e-05 | 1.0057e-05 | 9.2842e-06 | 8.6049e-06 | 8.031e-06
CA | Industrial | Paper Mfg | Existing | Exterior Lighting | Linear Lighting | 2.6134e-05 | 2.5444e-05 | 2.3368e-05 | 2.225e-05 | 2.1284e-05 | 2.0649e-05 | 2.0011e-05 | 1.9376e-05 | 1.8731e-05 | 1.8049e-05 | 1.7377e-05 | 1.6717e-05 | 1.6027e-05 | 1.5387e-05 | 1.4723e-05 | 1.4079e-05 | 1.3385e-05 | 1.2774e-05 | 1.2175e-05 | 1.1597e-05 | 1.1032e-05 | 1.0511e-05
CA | Industrial | Paper Mfg | Existing | Motors | Pumps | 0.0017673 | 0.0017284 | 0.0015969 | 0.0015313 | 0.0014821 | 0.0014566 | 0.0014314 | 0.0014068 | 0.0013814 | 0.0013575 | 0.0013341 | 0.0013111 | 0.0012852 | 0.0012624 | 0.0012403 | 0.0012189 | 0.0011921 | 0.0011715 | 0.0011509 | 0.0011311 | 0.0011054 | 0.0010787
CA | Industrial | Paper Mfg | Existing | Motors | Fans & Blowers | 0.00049316 | 0.00048231 | 0.0004456 | 0.0004273 | 0.00041357 | 0.00040644 | 0.00039943 | 0.00039255 | 0.00038546 | 0.00037881 | 0.00037228 | 0.00036586 | 0.00035862 | 0.00035225 | 0.0003461 | 0.00034013 | 0.00033265 | 0.00032689 | 0.00032115 | 0.00031561 | 0.00030846 | 0.00030101
CA | Industrial | Paper Mfg | Existing | Motors | Compressed Air | 0.00028543 | 0.00027915 | 0.0002579 | 0.00024731 | 0.00023937 | 0.00023524 | 0.00023118 | 0.0002272 | 0.00022309 | 0.00021925 | 0.00021547 | 0.00021175 | 0.00020756 | 0.00020388 | 0.00020032 | 0.00019686 | 0.00019253 | 0.0001892 | 0.00018587 | 0.00018267 | 0.00017853 | 0.00017422
CA | Industrial | Paper Mfg | Existing | Motors | Material Handling | 0.0019843 | 0.0019407 | 0.0017929 | 0.0017193 | 0.0016641 | 0.0016354 | 0.0016072 | 0.0015795 | 0.001551 | 0.0015242 | 0.0014979 | 0.0014721 | 0.001443 | 0.0014174 | 0.0013926 | 0.0013686 | 0.0013385 | 0.0013153 | 0.0012922 | 0.0012699 | 0.0012412 | 0.0012112
CA | Industrial | Paper Mfg | Existing | Motors | Other Motors | 0 | 0 | 0 | 0 | 0 | 0 | 0 | 0 | 0 | 0 | 0 | 0 | 0 | 0 | 0 | 0 | 0 | 0 | 0 | 0 | 0 | 0
CA | Industrial | Paper Mfg | Existing | Process | Process Heating | 2.0588e-05 | 2.0135e-05 | 1.8602e-05 | 1.7838e-05 | 1.7265e-05 | 1.6968e-05 | 1.6675e-05 | 1.6388e-05 | 1.6092e-05 | 1.5814e-05 | 1.5542e-05 | 1.5274e-05 | 1.4971e-05 | 1.4705e-05 | 1.4449e-05 | 1.42e-05 | 1.3887e-05 | 1.3647e-05 | 1.3407e-05 | 1.3176e-05 | 1.2877e-05 | 1.2566e-05
CA | Industrial | Paper Mfg | Existing | Process | Process Cooling | 0 | 0 | 0 | 0 | 0 | 0 | 0 | 0 | 0 | 0 | 0 | 0 | 0 | 0 | 0 | 0 | 0 | 0 | 0 | 0 | 0 | 0
CA | Industrial | Paper Mfg | Existing | Process | Process Refrigeration | 0 | 0 | 0 | 0 | 0 | 0 | 0 | 0 | 0 | 0 | 0 | 0 | 0 | 0 | 0 | 0 | 0 | 0 | 0 | 0 | 0 | 0
CA | Industrial | Paper Mfg | Existing | Process | Process Electrochemical | 2.9015e-05 | 2.8377e-05 | 2.6217e-05 | 2.514e-05 | 2.4333e-05 | 2.3913e-05 | 2.3501e-05 | 2.3095e-05 | 2.2678e-05 | 2.2287e-05 | 2.1903e-05 | 2.1525e-05 | 2.1099e-05 | 2.0725e-05 | 2.0363e-05 | 2.0012e-05 | 1.9572e-05 | 1.9233e-05 | 1.8895e-05 | 1.8569e-05 | 1.8148e-05 | 1.771e-05
CA | Industrial | Paper Mfg | Existing | Process | Process Other | 0.00011939 | 0.00011676 | 0.00010787 | 0.00010344 | 0.00010012 | 9.8396e-05 | 9.6699e-05 | 9.5032e-05 | 9.3315e-05 | 9.1707e-05 | 9.0125e-05 | 8.8572e-05 | 8.6818e-05 | 8.5277e-05 | 8.3788e-05 | 8.2343e-05 | 8.0532e-05 | 7.9138e-05 | 7.7748e-05 | 7.6407e-05 | 7.4676e-05 | 7.2873e-05
CA | Industrial | Paper Mfg | Existing | Miscellaneous | Miscellaneous | 0 | 0 | 0 | 0 | 0 | 0 | 0 | 0 | 0 | 0 | 0 | 0 | 0 | 0 | 0 | 0 | 0 | 0 | 0 | 0 | 0 | 0
CA | Industrial | Paper Mfg | New | Cooling | Air-Cooled Chiller | 0 | 6.307e-08 | 1.2475e-07 | 1.8174e-07 | 2.3639e-07 | 2.9397e-07 | 3.5698e-07 | 4.2381e-07 | 4.7907e-07 | 5.4045e-07 | 6.0429e-07 | 6.7082e-07 | 7.2592e-07 | 7.8079e-07 | 8.3553e-07 | 8.9683e-07 | 9.5199e-07 | 1.0069e-06 | 1.0617e-06 | 1.1242e-06 | 1.1789e-06 | 1.2333e-06
CA | Industrial | Paper Mfg | New | Cooling | Water-Cooled Chiller | 0 | 6.8943e-08 | 1.3637e-07 | 1.9866e-07 | 2.584e-07 | 3.2134e-07 | 3.9022e-07 | 4.6327e-07 | 5.2367e-07 | 5.9077e-07 | 6.6055e-07 | 7.3328e-07 | 7.9351e-07 | 8.5349e-07 | 9.1333e-07 | 9.8033e-07 | 1.0406e-06 | 1.1006e-06 | 1.1605e-06 | 1.2289e-06 | 1.2887e-06 | 1.3481e-06
CA | Industrial | Paper Mfg | New | Cooling | RTU | 0 | 1.1206e-06 | 2.0759e-06 | 2.9584e-06 | 3.8047e-06 | 4.6976e-06 | 5.6747e-06 | 6.7107e-06 | 7.5678e-06 | 8.5194e-06 | 9.5093e-06 | 1.0541e-05 | 1.1395e-05 | 1.2229e-05 | 1.3063e-05 | 1.3999e-05 | 1.4842e-05 | 1.5681e-05 | 1.6521e-05 | 1.7482e-05 | 1.8321e-05 | 1.9157e-05
CA | Industrial | Paper Mfg | New | Cooling | Air-Source Heat Pump | 0 | 1.2396e-07 | 2.3402e-07 | 3.357e-07 | 4.3321e-07 | 5.3604e-07 | 6.4857e-07 | 7.679e-07 | 8.666e-07 | 9.762e-07 | 1.0902e-06 | 1.209e-06 | 1.3063e-06 | 1.4033e-06 | 1.5001e-06 | 1.6087e-06 | 1.7064e-06 | 1.8037e-06 | 1.9008e-06 | 2.0119e-06 | 2.1091e-06 | 2.2056e-06
CA | Industrial | Paper Mfg | New | Cooling | Geothermal Heat Pump | 0 | 0 | 0 | 0 | 0 | 0 | 0 | 0 | 0 | 0 | 0 | 0 | 0 | 0 | 0 | 0 | 0 | 0 | 0 | 0 | 0 | 0
CA | Industrial | Paper Mfg | New | Space Heating | Electric Furnace | 0 | 2.9836e-08 | 5.9016e-08 | 8.6366e-08 | 1.1183e-07 | 1.3728e-07 | 1.6456e-07 | 1.9376e-07 | 2.1524e-07 | 2.3973e-07 | 2.6465e-07 | 2.9144e-07 | 3.0995e-07 | 3.292e-07 | 3.4787e-07 | 3.7031e-07 | 3.8622e-07 | 4.0325e-07 | 4.1977e-07 | 4.4091e-07 | 4.5437e-07 | 4.6931e-07
CA | Industrial | Paper Mfg | New | Space Heating | Electric Room Heat | 0 | 1.537e-07 | 3.0402e-07 | 4.4491e-07 | 5.7607e-07 | 7.0717e-07 | 8.4773e-07 | 9.9813e-07 | 1.1088e-06 | 1.235e-06 | 1.3633e-06 | 1.5013e-06 | 1.5967e-06 | 1.6958e-06 | 1.792e-06 | 1.9076e-06 | 1.9896e-06 | 2.0773e-06 | 2.1624e-06 | 2.2713e-06 | 2.3406e-06 | 2.4176e-06
CA | Industrial | Paper Mfg | New | Space Heating | Air-Source Heat Pump | 0 | 1.0733e-07 | 2.092e-07 | 3.0471e-07 | 3.9359e-07 | 4.8242e-07 | 5.7768e-07 | 6.7961e-07 | 7.5458e-07 | 8.4007e-07 | 9.2707e-07 | 1.0206e-06 | 1.0849e-06 | 1.1518e-06 | 1.2168e-06 | 1.2949e-06 | 1.3503e-06 | 1.4096e-06 | 1.4671e-06 | 1.5407e-06 | 1.5876e-06 | 1.6397e-06
CA | Industrial | Paper Mfg | New | Space Heating | Geothermal Heat Pump | 0 | 0 | 0 | 0 | 0 | 0 | 0 | 0 | 0 | 0 | 0 | 0 | 0 | 0 | 0 | 0 | 0 | 0 | 0 | 0 | 0 | 0
CA | Industrial | Paper Mfg | New | Ventilation | Ventilation | 0 | 7.8494e-07 | 1.5526e-06 | 2.2618e-06 | 2.9451e-06 | 3.5775e-06 | 4.2609e-06 | 4.976e-06 | 5.5513e-06 | 6.187e-06 | 6.8397e-06 | 7.5115e-06 | 8.0496e-06 | 8.577e-06 | 9.095e-06 | 9.6687e-06 | 1.0169e-05 | 1.0653e-05 | 1.1123e-05 | 1.166e-05 | 1.2106e-05 | 1.2542e-05
CA | Industrial | Paper Mfg | New | Interior Lighting | General Service Lighting | 0 | 9.1771e-08 | 1.8152e-07 | 2.6444e-07 | 3.3288e-07 | 4.0198e-07 | 4.7666e-07 | 5.5479e-07 | 6.1766e-07 | 6.7976e-07 | 7.412e-07 | 8.025e-07 | 8.4911e-07 | 8.9455e-07 | 9.3302e-07 | 9.7603e-07 | 1.0119e-06 | 1.0466e-06 | 1.0811e-06 | 1.1145e-06 | 1.1412e-06 | 1.1686e-06
CA | Industrial | Paper Mfg | New | Interior Lighting | High-Bay Lighting | 0 | 5.9548e-07 | 1.1779e-06 | 1.7159e-06 | 2.164e-06 | 2.6164e-06 | 3.1053e-06 | 3.6169e-06 | 4.0285e-06 | 4.4411e-06 | 4.8646e-06 | 5.3007e-06 | 5.6385e-06 | 5.9594e-06 | 6.2312e-06 | 6.5333e-06 | 6.7886e-06 | 7.0342e-06 | 7.2715e-06 | 7.5505e-06 | 7.7783e-06 | 8.0014e-06
CA | Industrial | Paper Mfg | New | Interior Lighting | Linear Lighting | 0 | 4.3889e-07 | 8.6812e-07 | 1.2647e-06 | 1.5936e-06 | 1.9258e-06 | 2.2848e-06 | 2.6604e-06 | 2.9626e-06 | 3.2621e-06 | 3.5696e-06 | 3.8862e-06 | 4.1397e-06 | 4.3882e-06 | 4.613e-06 | 4.8619e-06 | 5.079e-06 | 5.2913e-06 | 5.4999e-06 | 5.7397e-06 | 5.9163e-06 | 6.069e-06
CA | Industrial | Paper Mfg | New | Exterior Lighting | General Service Lighting | 0 | 9.7374e-08 | 1.9261e-07 | 2.8059e-07 | 3.532e-07 | 4.2653e-07 | 5.0576e-07 | 5.8867e-07 | 6.5537e-07 | 7.2127e-07 | 7.8646e-07 | 8.515e-07 | 9.0095e-07 | 9.4917e-07 | 9.8999e-07 | 1.0356e-06 | 1.0737e-06 | 1.1106e-06 | 1.1472e-06 | 1.1825e-06 | 1.2108e-06 | 1.2399e-06
CA | Industrial | Paper Mfg | New | Exterior Lighting | Area Lighting | 0 | 2.519e-07 | 4.9825e-07 | 7.2585e-07 | 9.1564e-07 | 1.1073e-06 | 1.3144e-06 | 1.5311e-06 | 1.7054e-06 | 1.8797e-06 | 2.0587e-06 | 2.2429e-06 | 2.3856e-06 | 2.5211e-06 | 2.6356e-06 | 2.7629e-06 | 2.8703e-06 | 2.9736e-06 | 3.0733e-06 | 3.1906e-06 | 3.2863e-06 | 3.3801e-06
CA | Industrial | Paper Mfg | New | Exterior Lighting | Linear Lighting | 0 | 3.4854e-07 | 6.8941e-07 | 1.0043e-06 | 1.2656e-06 | 1.5294e-06 | 1.8144e-06 | 2.1127e-06 | 2.3527e-06 | 2.5906e-06 | 2.8348e-06 | 3.0862e-06 | 3.2875e-06 | 3.4848e-06 | 3.6633e-06 | 3.861e-06 | 4.0334e-06 | 4.202e-06 | 4.3677e-06 | 4.5581e-06 | 4.6983e-06 | 4.8196e-06
CA | Industrial | Paper Mfg | New | Motors | Pumps | 0 | 3.0471e-05 | 6.0272e-05 | 8.7804e-05 | 0.00011421 | 0.00014086 | 0.00016967 | 0.00019982 | 0.00022407 | 0.00025078 | 0.0002782 | 0.00030643 | 0.00032904 | 0.00035119 | 0.00037296 | 0.00039706 | 0.00041808 | 0.00043863 | 0.00045883 | 0.00048205 | 0.00050155 | 0.00052061
CA | Industrial | Paper Mfg | New | Motors | Fans & Blowers | 0 | 8.5027e-06 | 1.6818e-05 | 2.4501e-05 | 3.1868e-05 | 3.9307e-05 | 4.7346e-05 | 5.5758e-05 | 6.2526e-05 | 6.9978e-05 | 7.763e-05 | 8.5507e-05 | 9.1815e-05 | 9.7998e-05 | 0.00010407 | 0.0001108 | 0.00011666 | 0.0001224 | 0.00012803 | 0.00013451 | 0.00013995 | 0.00014527
CA | Industrial | Paper Mfg | New | Motors | Compressed Air | 0 | 4.9212e-06 | 9.7341e-06 | 1.4181e-05 | 1.8445e-05 | 2.275e-05 | 2.7403e-05 | 3.2271e-05 | 3.6188e-05 | 4.0502e-05 | 4.4931e-05 | 4.949e-05 | 5.3141e-05 | 5.6719e-05 | 6.0234e-05 | 6.4127e-05 | 6.7521e-05 | 7.0841e-05 | 7.4103e-05 | 7.7852e-05 | 8.1002e-05 | 8.408e-05
CA | Industrial | Paper Mfg | New | Motors | Material Handling | 0 | 3.4212e-05 | 6.7672e-05 | 9.8585e-05 | 0.00012823 | 0.00015816 | 0.00019051 | 0.00022435 | 0.00025158 | 0.00028157 | 0.00031236 | 0.00034406 | 0.00036944 | 0.00039432 | 0.00041875 | 0.00044582 | 0.00046941 | 0.00049249 | 0.00051517 | 0.00054123 | 0.00056313 | 0.00058453
CA | Industrial | Paper Mfg | New | Motors | Other Motors | 0 | 0 | 0 | 0 | 0 | 0 | 0 | 0 | 0 | 0 | 0 | 0 | 0 | 0 | 0 | 0 | 0 | 0 | 0 | 0 | 0 | 0
CA | Industrial | Paper Mfg | New | Process | Process Heating | 0 | 3.5496e-07 | 7.0212e-07 | 1.0228e-06 | 1.3304e-06 | 1.641e-06 | 1.9766e-06 | 2.3277e-06 | 2.6103e-06 | 2.9214e-06 | 3.2408e-06 | 3.5697e-06 | 3.833e-06 | 4.0911e-06 | 4.3447e-06 | 4.6255e-06 | 4.8703e-06 | 5.1097e-06 | 5.345e-06 | 5.6154e-06 | 5.8426e-06 | 6.0646e-06
CA | Industrial | Paper Mfg | New | Process | Process Cooling | 0 | 0 | 0 | 0 | 0 | 0 | 0 | 0 | 0 | 0 | 0 | 0 | 0 | 0 | 0 | 0 | 0 | 0 | 0 | 0 | 0 | 0
CA | Industrial | Paper Mfg | New | Process | Process Refrigeration | 0 | 0 | 0 | 0 | 0 | 0 | 0 | 0 | 0 | 0 | 0 | 0 | 0 | 0 | 0 | 0 | 0 | 0 | 0 | 0 | 0 | 0
CA | Industrial | Paper Mfg | New | Process | Process Electrochemical | 0 | 5.0026e-07 | 9.8951e-07 | 1.4415e-06 | 1.875e-06 | 2.3127e-06 | 2.7856e-06 | 3.2805e-06 | 3.6787e-06 | 4.1172e-06 | 4.5674e-06 | 5.0308e-06 | 5.402e-06 | 5.7658e-06 | 6.1231e-06 | 6.5188e-06 | 6.8638e-06 | 7.2013e-06 | 7.5329e-06 | 7.914e-06 | 8.2342e-06 | 8.5471e-06
CA | Industrial | Paper Mfg | New | Process | Process Other | 0 | 2.0584e-06 | 4.0716e-06 | 5.9315e-06 | 7.715e-06 | 9.516e-06 | 1.1462e-05 | 1.3498e-05 | 1.5137e-05 | 1.6941e-05 | 1.8794e-05 | 2.0701e-05 | 2.2228e-05 | 2.3725e-05 | 2.5195e-05 | 2.6823e-05 | 2.8243e-05 | 2.9631e-05 | 3.0996e-05 | 3.2564e-05 | 3.3881e-05 | 3.5169e-05
CA | Industrial | Paper Mfg | New | Miscellaneous | Miscellaneous | 0 | 0 | 0 | 0 | 0 | 0 | 0 | 0 | 0 | 0 | 0 | 0 | 0 | 0 | 0 | 0 | 0 | 0 | 0 | 0 | 0 | 0
CA | Industrial | Petroleum Refining | Existing | Cooling | Air-Cooled Chiller | 0 | 0 | 0 | 0 | 0 | 0 | 0 | 0 | 0 | 0 | 0 | 0 | 0 | 0 | 0 | 0 | 0 | 0 | 0 | 0 | 0 | 0
CA | Industrial | Petroleum Refining | Existing | Cooling | Water-Cooled Chiller | 0 | 0 | 0 | 0 | 0 | 0 | 0 | 0 | 0 | 0 | 0 | 0 | 0 | 0 | 0 | 0 | 0 | 0 | 0 | 0 | 0 | 0
CA | Industrial | Petroleum Refining | Existing | Cooling | RTU | 0.0016641 | 0.0016275 | 0.0014971 | 0.0014287 | 0.0013755 | 0.0013552 | 0.0013346 | 0.0013138 | 0.0012917 | 0.0012706 | 0.0012495 | 0.0012283 | 0.001204 | 0.001183 | 0.0011635 | 0.0011461 | 0.001124 | 0.0011082 | 0.0010929 | 0.0010785 | 0.0010588 | 0.0010382
CA | Industrial | Petroleum Refining | Existing | Cooling | Air-Source Heat Pump | 0.00017563 | 0.00017121 | 0.00015717 | 0.0001497 | 0.00014385 | 0.00014148 | 0.00013911 | 0.00013676 | 0.00013431 | 0.00013201 | 0.00012974 | 0.00012752 | 0.00012505 | 0.00012295 | 0.00012098 | 0.0001192 | 0.00011693 | 0.00011529 | 0.00011369 | 0.00011218 | 0.00011011 | 0.00010794
CA | Industrial | Petroleum Refining | Existing | Cooling | Geothermal Heat Pump | 0 | 0 | 0 | 0 | 0 | 0 | 0 | 0 | 0 | 0 | 0 | 0 | 0 | 0 | 0 | 0 | 0 | 0 | 0 | 0 | 0 | 0
CA | Industrial | Petroleum Refining | Existing | Space Heating | Electric Furnace | 3.963e-05 | 3.8759e-05 | 3.5808e-05 | 3.4494e-05 | 3.3235e-05 | 3.2507e-05 | 3.1794e-05 | 3.1239e-05 | 3.0388e-05 | 2.9719e-05 | 2.9065e-05 | 2.8557e-05 | 2.7725e-05 | 2.7099e-05 | 2.6493e-05 | 2.6034e-05 | 2.522e-05 | 2.4664e-05 | 2.4113e-05 | 2.3692e-05 | 2.2934e-05 | 2.227e-05
CA | Industrial | Petroleum Refining | Existing | Space Heating | Electric Room Heat | 0.00020415 | 0.00019966 | 0.00018446 | 0.00017769 | 0.00017121 | 0.00016746 | 0.00016378 | 0.00016093 | 0.00015654 | 0.0001531 | 0.00014973 | 0.00014711 | 0.00014282 | 0.0001396 | 0.00013648 | 0.00013411 | 0.00012992 | 0.00012705 | 0.00012422 | 0.00012205 | 0.00011814 | 0.00011472
CA | Industrial | Petroleum Refining | Existing | Space Heating | Air-Source Heat Pump | 0.00014256 | 0.00013942 | 0.00012868 | 0.00012383 | 0.00011917 | 0.00011641 | 0.00011371 | 0.00011157 | 0.00010838 | 0.00010584 | 0.00010335 | 0.00010139 | 9.8283e-05 | 9.5931e-05 | 9.3671e-05 | 9.1942e-05 | 8.8976e-05 | 8.6931e-05 | 8.4916e-05 | 8.3368e-05 | 8.0646e-05 | 7.826e-05
CA | Industrial | Petroleum Refining | Existing | Space Heating | Geothermal Heat Pump | 0 | 0 | 0 | 0 | 0 | 0 | 0 | 0 | 0 | 0 | 0 | 0 | 0 | 0 | 0 | 0 | 0 | 0 | 0 | 0 | 0 | 0
CA | Industrial | Petroleum Refining | Existing | Ventilation | Ventilation | 0.0013816 | 0.0013366 | 0.0012203 | 0.0011557 | 0.0011041 | 0.0010685 | 0.0010336 | 0.00099963 | 0.00096588 | 0.0009342 | 0.00090374 | 0.00087458 | 0.00084455 | 0.00081776 | 0.00079262 | 0.00076909 | 0.00074336 | 0.0007225 | 0.00070256 | 0.00068381 | 0.00066228 | 0.00064093
CA | Industrial | Petroleum Refining | Existing | Interior Lighting | General Service Lighting | 0.00016402 | 0.00015528 | 0.00013673 | 0.00012325 | 0.00010928 | 9.6679e-05 | 8.7113e-05 | 7.9788e-05 | 7.4059e-05 | 6.9348e-05 | 6.5508e-05 | 6.2256e-05 | 5.924e-05 | 5.6736e-05 | 5.4304e-05 | 5.211e-05 | 4.987e-05 | 4.8051e-05 | 4.6398e-05 | 4.4575e-05 | 4.2547e-05 | 4.0538e-05
CA | Industrial | Petroleum Refining | Existing | Interior Lighting | High-Bay Lighting | 0.00099575 | 0.00097385 | 0.00089972 | 0.00086277 | 0.00083505 | 0.00082066 | 0.00080651 | 0.0007926 | 0.00077829 | 0.00076487 | 0.00075168 | 0.00073872 | 0.00072409 | 0.00069162 | 0.00064264 | 0.00058241 | 0.00051145 | 0.00045688 | 0.00041292 | 0.00037755 | 0.00034691 | 0.00032128
CA | Industrial | Petroleum Refining | Existing | Interior Lighting | Linear Lighting | 0.00053783 | 0.00052362 | 0.0004809 | 0.0004579 | 0.00043802 | 0.00042494 | 0.00041182 | 0.00039875 | 0.00038547 | 0.00037144 | 0.00035761 | 0.00034402 | 0.00032983 | 0.00031665 | 0.00030299 | 0.00028973 | 0.00027545 | 0.00026288 | 0.00025056 | 0.00023866 | 0.00022703 | 0.00021632
CA | Industrial | Petroleum Refining | Existing | Exterior Lighting | General Service Lighting | 0.00017404 | 0.00016133 | 0.00013537 | 0.0001132 | 9.7156e-05 | 8.7353e-05 | 8.0522e-05 | 7.5644e-05 | 7.1994e-05 | 6.9127e-05 | 6.6674e-05 | 6.4334e-05 | 6.1777e-05 | 5.9558e-05 | 5.7264e-05 | 5.5155e-05 | 5.2949e-05 | 5.1154e-05 | 4.9492e-05 | 4.7393e-05 | 4.4852e-05 | 4.2232e-05
CA | Industrial | Petroleum Refining | Existing | Exterior Lighting | Area Lighting | 0.00040699 | 0.00039804 | 0.00036774 | 0.00035264 | 0.00034131 | 0.00033542 | 0.00032964 | 0.00032396 | 0.00031811 | 0.00031262 | 0.00030723 | 0.00029899 | 0.00028498 | 0.00026789 | 0.00024716 | 0.00022442 | 0.00019931 | 0.00018 | 0.00016437 | 0.00015173 | 0.00014063 | 0.00013125
CA | Industrial | Petroleum Refining | Existing | Exterior Lighting | Linear Lighting | 0.00042711 | 0.00041583 | 0.0003819 | 0.00036364 | 0.00034785 | 0.00033746 | 0.00032704 | 0.00031667 | 0.00030612 | 0.00029497 | 0.00028399 | 0.0002732 | 0.00026193 | 0.00025146 | 0.00024062 | 0.00023008 | 0.00021874 | 0.00020876 | 0.00019898 | 0.00018953 | 0.0001803 | 0.00017179
CA | Industrial | Petroleum Refining | Existing | Motors | Pumps | 0.038782 | 0.037929 | 0.035042 | 0.033603 | 0.032524 | 0.031963 | 0.031412 | 0.03087 | 0.030313 | 0.02979 | 0.029276 | 0.028772 | 0.028202 | 0.027701 | 0.027218 | 0.026748 | 0.02616 | 0.025707 | 0.025256 | 0.02482 | 0.024258 | 0.023672
CA | Industrial | Petroleum Refining | Existing | Motors | Fans & Blowers | 0.0072153 | 0.0070566 | 0.0065195 | 0.0062517 | 0.0060509 | 0.0059466 | 0.005844 | 0.0057433 | 0.0056395 | 0.0055423 | 0.0054468 | 0.0053528 | 0.0052469 | 0.0051538 | 0.0050637 | 0.0049764 | 0.004867 | 0.0047827 | 0.0046987 | 0.0046177 | 0.0045131 | 0.0044041
CA | Industrial | Petroleum Refining | Existing | Motors | Compressed Air | 0.011725 | 0.011467 | 0.010594 | 0.010159 | 0.0098327 | 0.0096632 | 0.0094966 | 0.0093328 | 0.0091643 | 0.0090063 | 0.008851 | 0.0086984 | 0.0085262 | 0.0083749 | 0.0082286 | 0.0080867 | 0.0079089 | 0.0077719 | 0.0076354 | 0.0075037 | 0.0073338 | 0.0071566
CA | Industrial | Petroleum Refining | Existing | Motors | Material Handling | 0.010823 | 0.010585 | 0.0097792 | 0.0093776 | 0.0090763 | 0.0089198 | 0.0087661 | 0.0086149 | 0.0084593 | 0.0083135 | 0.0081701 | 0.0080293 | 0.0078703 | 0.0077306 | 0.0075956 | 0.0074647 | 0.0073005 | 0.0071741 | 0.007048 | 0.0069265 | 0.0067696 | 0.0066061
CA | Industrial | Petroleum Refining | Existing | Motors | Other Motors | 0.0045096 | 0.0044104 | 0.0040747 | 0.0039073 | 0.0037818 | 0.0037166 | 0.0036525 | 0.0035895 | 0.0035247 | 0.0034639 | 0.0034042 | 0.0033455 | 0.0032793 | 0.0032211 | 0.0031648 | 0.0031103 | 0.0030419 | 0.0029892 | 0.0029367 | 0.0028861 | 0.0028207 | 0.0027525
CA | Industrial | Petroleum Refining | Existing | Process | Process Heating | 0.0054115 | 0.0052924 | 0.0048896 | 0.0046888 | 0.0045382 | 0.0044599 | 0.004383 | 0.0043075 | 0.0042297 | 0.0041567 | 0.0040851 | 0.0040146 | 0.0039351 | 0.0038653 | 0.0037978 | 0.0037323 | 0.0036502 | 0.003587 | 0.003524 | 0.0034633 | 0.0033848 | 0.0033031
CA | Industrial | Petroleum Refining | Existing | Process | Process Cooling | 0.0018038 | 0.0017641 | 0.0016299 | 0.0015629 | 0.0015127 | 0.0014866 | 0.001461 | 0.0014358 | 0.0014099 | 0.0013856 | 0.0013617 | 0.0013382 | 0.0013117 | 0.0012884 | 0.0012659 | 0.0012441 | 0.0012167 | 0.0011957 | 0.0011747 | 0.0011544 | 0.0011283 | 0.001101
CA | Industrial | Petroleum Refining | Existing | Process | Process Refrigeration | 0.0018038 | 0.0017641 | 0.0016299 | 0.0015629 | 0.0015127 | 0.0014866 | 0.001461 | 0.0014358 | 0.0014099 | 0.0013856 | 0.0013617 | 0.0013382 | 0.0013117 | 0.0012884 | 0.0012659 | 0.0012441 | 0.0012167 | 0.0011957 | 0.0011747 | 0.0011544 | 0.0011283 | 0.001101
CA | Industrial | Petroleum Refining | Existing | Process | Process Electrochemical | 0.0012099 | 0.0011833 | 0.0010932 | 0.0010483 | 0.0010146 | 0.00099715 | 0.00097996 | 0.00096306 | 0.00094567 | 0.00092936 | 0.00091334 | 0.00089759 | 0.00087982 | 0.00086421 | 0.00084911 | 0.00083447 | 0.00081612 | 0.00080199 | 0.0007879 | 0.00077432 | 0.00075678 | 0.0007385
CA | Industrial | Petroleum Refining | Existing | Process | Process Other | 0.00059393 | 0.00058086 | 0.00053665 | 0.00051461 | 0.00049808 | 0.00048949 | 0.00048105 | 0.00047276 | 0.00046422 | 0.00045622 | 0.00044835 | 0.00044062 | 0.0004319 | 0.00042423 | 0.00041682 | 0.00040964 | 0.00040063 | 0.00039369 | 0.00038677 | 0.0003801 | 0.00037149 | 0.00036252
CA | Industrial | Petroleum Refining | Existing | Miscellaneous | Miscellaneous | 0 | 0 | 0 | 0 | 0 | 0 | 0 | 0 | 0 | 0 | 0 | 0 | 0 | 0 | 0 | 0 | 0 | 0 | 0 | 0 | 0 | 0
CA | Industrial | Petroleum Refining | New | Cooling | Air-Cooled Chiller | 0 | 0 | 0 | 0 | 0 | 0 | 0 | 0 | 0 | 0 | 0 | 0 | 0 | 0 | 0 | 0 | 0 | 0 | 0 | 0 | 0 | 0
CA | Industrial | Petroleum Refining | New | Cooling | Water-Cooled Chiller | 0 | 0 | 0 | 0 | 0 | 0 | 0 | 0 | 0 | 0 | 0 | 0 | 0 | 0 | 0 | 0 | 0 | 0 | 0 | 0 | 0 | 0
CA | Industrial | Petroleum Refining | New | Cooling | RTU | 0 | 2.8691e-05 | 5.3149e-05 | 7.5744e-05 | 9.7412e-05 | 0.00012027 | 0.00014529 | 0.00017182 | 0.00019376 | 0.00021812 | 0.00024347 | 0.00026988 | 0.00029176 | 0.0003131 | 0.00033444 | 0.00035842 | 0.00038 | 0.00040149 | 0.00042298 | 0.00044758 | 0.00046909 | 0.00049048
CA | Industrial | Petroleum Refining | New | Cooling | Air-Source Heat Pump | 0 | 2.8389e-06 | 5.3594e-06 | 7.688e-06 | 9.921e-06 | 1.2276e-05 | 1.4853e-05 | 1.7586e-05 | 1.9846e-05 | 2.2356e-05 | 2.4967e-05 | 2.7688e-05 | 2.9916e-05 | 3.2137e-05 | 3.4354e-05 | 3.6841e-05 | 3.9079e-05 | 4.1306e-05 | 4.3531e-05 | 4.6076e-05 | 4.83e-05 | 5.0511e-05
CA | Industrial | Petroleum Refining | New | Cooling | Geothermal Heat Pump | 0 | 0 | 0 | 0 | 0 | 0 | 0 | 0 | 0 | 0 | 0 | 0 | 0 | 0 | 0 | 0 | 0 | 0 | 0 | 0 | 0 | 0
CA | Industrial | Petroleum Refining | New | Space Heating | Electric Furnace | 0 | 6.8328e-07 | 1.3515e-06 | 1.9779e-06 | 2.561e-06 | 3.1438e-06 | 3.7687e-06 | 4.4373e-06 | 4.9293e-06 | 5.4901e-06 | 6.0609e-06 | 6.6742e-06 | 7.0983e-06 | 7.539e-06 | 7.9665e-06 | 8.4805e-06 | 8.8448e-06 | 9.2348e-06 | 9.6131e-06 | 1.0097e-05 | 1.0406e-05 | 1.0748e-05
CA | Industrial | Petroleum Refining | New | Space Heating | Electric Room Heat | 0 | 3.5199e-06 | 6.9623e-06 | 1.0189e-05 | 1.3193e-05 | 1.6195e-05 | 1.9414e-05 | 2.2858e-05 | 2.5393e-05 | 2.8282e-05 | 3.1222e-05 | 3.4382e-05 | 3.6566e-05 | 3.8836e-05 | 4.1039e-05 | 4.3686e-05 | 4.5563e-05 | 4.7572e-05 | 4.9521e-05 | 5.2015e-05 | 5.3603e-05 | 5.5366e-05
CA | Industrial | Petroleum Refining | New | Space Heating | Air-Source Heat Pump | 0 | 2.4579e-06 | 4.791e-06 | 6.9782e-06 | 9.0136e-06 | 1.1048e-05 | 1.323e-05 | 1.5564e-05 | 1.7281e-05 | 1.9239e-05 | 2.1231e-05 | 2.3372e-05 | 2.4846e-05 | 2.6379e-05 | 2.7866e-05 | 2.9656e-05 | 3.0923e-05 | 3.2281e-05 | 3.3598e-05 | 3.5285e-05 | 3.6358e-05 | 3.755e-05
CA | Industrial | Petroleum Refining | New | Space Heating | Geothermal Heat Pump | 0 | 0 | 0 | 0 | 0 | 0 | 0 | 0 | 0 | 0 | 0 | 0 | 0 | 0 | 0 | 0 | 0 | 0 | 0 | 0 | 0 | 0
CA | Industrial | Petroleum Refining | New | Ventilation | Ventilation | 0 | 1.7976e-05 | 3.5556e-05 | 5.1799e-05 | 6.7447e-05 | 8.193e-05 | 9.758e-05 | 0.00011396 | 0.00012713 | 0.00014169 | 0.00015664 | 0.00017202 | 0.00018434 | 0.00019642 | 0.00020829 | 0.00022142 | 0.00023288 | 0.00024396 | 0.00025473 | 0.00026704 | 0.00027724 | 0.00028723
CA | Industrial | Petroleum Refining | New | Interior Lighting | General Service Lighting | 0 | 1.4998e-06 | 2.9666e-06 | 4.3218e-06 | 5.4402e-06 | 6.5695e-06 | 7.79e-06 | 9.0669e-06 | 1.0094e-05 | 1.1109e-05 | 1.2113e-05 | 1.3115e-05 | 1.3877e-05 | 1.462e-05 | 1.5248e-05 | 1.5951e-05 | 1.6538e-05 | 1.7105e-05 | 1.7669e-05 | 1.8214e-05 | 1.865e-05 | 1.9098e-05
CA | Industrial | Petroleum Refining | New | Interior Lighting | High-Bay Lighting | 0 | 9.7318e-06 | 1.925e-05 | 2.8043e-05 | 3.5366e-05 | 4.276e-05 | 5.075e-05 | 5.911e-05 | 6.5838e-05 | 7.258e-05 | 7.9502e-05 | 8.6629e-05 | 9.215e-05 | 9.7394e-05 | 0.00010184 | 0.00010677 | 0.00011094 | 0.00011496 | 0.00011884 | 0.0001234 | 0.00012712 | 0.00013077
CA | Industrial | Petroleum Refining | New | Interior Lighting | Linear Lighting | 0 | 7.1727e-06 | 1.4188e-05 | 2.0669e-05 | 2.6045e-05 | 3.1474e-05 | 3.734e-05 | 4.3478e-05 | 4.8417e-05 | 5.3312e-05 | 5.8338e-05 | 6.3511e-05 | 6.7654e-05 | 7.1715e-05 | 7.5389e-05 | 7.9458e-05 | 8.3005e-05 | 8.6475e-05 | 8.9884e-05 | 9.3803e-05 | 9.6689e-05 | 9.9185e-05
CA | Industrial | Petroleum Refining | New | Exterior Lighting | General Service Lighting | 0 | 1.5914e-06 | 3.1478e-06 | 4.5857e-06 | 5.7724e-06 | 6.9707e-06 | 8.2656e-06 | 9.6205e-06 | 1.0711e-05 | 1.1788e-05 | 1.2853e-05 | 1.3916e-05 | 1.4724e-05 | 1.5512e-05 | 1.6179e-05 | 1.6925e-05 | 1.7547e-05 | 1.815e-05 | 1.8748e-05 | 1.9326e-05 | 1.9789e-05 | 2.0264e-05
CA | Industrial | Petroleum Refining | New | Exterior Lighting | Area Lighting | 0 | 4.1167e-06 | 8.1429e-06 | 1.1863e-05 | 1.4964e-05 | 1.8096e-05 | 2.1481e-05 | 2.5022e-05 | 2.7871e-05 | 3.072e-05 | 3.3645e-05 | 3.6656e-05 | 3.8988e-05 | 4.1203e-05 | 4.3074e-05 | 4.5153e-05 | 4.6909e-05 | 4.8597e-05 | 5.0227e-05 | 5.2144e-05 | 5.3708e-05 | 5.524e-05
CA | Industrial | Petroleum Refining | New | Exterior Lighting | Linear Lighting | 0 | 5.6961e-06 | 1.1267e-05 | 1.6414e-05 | 2.0683e-05 | 2.4994e-05 | 2.9653e-05 | 3.4528e-05 | 3.845e-05 | 4.2337e-05 | 4.6328e-05 | 5.0437e-05 | 5.3727e-05 | 5.6952e-05 | 5.987e-05 | 6.3101e-05 | 6.5918e-05 | 6.8673e-05 | 7.1381e-05 | 7.4493e-05 | 7.6785e-05 | 7.8766e-05
CA | Industrial | Petroleum Refining | New | Motors | Pumps | 0 | 0.00066866 | 0.0013226 | 0.0019268 | 0.0025061 | 0.0030912 | 0.0037234 | 0.0043848 | 0.0049171 | 0.0055031 | 0.0061049 | 0.0067244 | 0.0072204 | 0.0077067 | 0.0081843 | 0.0087132 | 0.0091744 | 0.0096254 | 0.010069 | 0.010578 | 0.011006 | 0.011424
CA | Industrial | Petroleum Refining | New | Motors | Fans & Blowers | 0 | 0.0001244 | 0.00024607 | 0.00035847 | 0.00046626 | 0.0005751 | 0.00069272 | 0.00081578 | 0.0009148 | 0.0010238 | 0.0011358 | 0.001251 | 0.0013433 | 0.0014338 | 0.0015227 | 0.0016211 | 0.0017069 | 0.0017908 | 0.0018732 | 0.001968 | 0.0020476 | 0.0021254
CA | Industrial | Petroleum Refining | New | Motors | Compressed Air | 0 | 0.00020215 | 0.00039986 | 0.00058252 | 0.00075767 | 0.00093454 | 0.0011257 | 0.0013256 | 0.0014866 | 0.0016637 | 0.0018457 | 0.0020329 | 0.0021829 | 0.0023299 | 0.0024743 | 0.0026342 | 0.0027737 | 0.00291 | 0.003044 | 0.003198 | 0.0033274 | 0.0034538
CA | Industrial | Petroleum Refining | New | Motors | Material Handling | 0 | 0.0001866 | 0.0003691 | 0.00053771 | 0.00069939 | 0.00086265 | 0.0010391 | 0.0012237 | 0.0013722 | 0.0015358 | 0.0017037 | 0.0018766 | 0.002015 | 0.0021507 | 0.002284 | 0.0024316 | 0.0025603 | 0.0026862 | 0.0028099 | 0.002952 | 0.0030714 | 0.0031882
CA | Industrial | Petroleum Refining | New | Motors | Other Motors | 0 | 7.7751e-05 | 0.00015379 | 0.00022404 | 0.00029141 | 0.00035944 | 0.00043295 | 0.00050986 | 0.00057175 | 0.0006399 | 0.00070987 | 0.0007819 | 0.00083959 | 0.00089612 | 0.00095166 | 0.0010132 | 0.0010668 | 0.0011192 | 0.0011708 | 0.00123 | 0.0012798 | 0.0013284
CA | Industrial | Petroleum Refining | New | Process | Process Heating | 0 | 9.3301e-05 | 0.00018455 | 0.00026885 | 0.00034969 | 0.00043132 | 0.00051954 | 0.00061184 | 0.0006861 | 0.00076788 | 0.00085185 | 0.00093828 | 0.0010075 | 0.0010753 | 0.001142 | 0.0012158 | 0.0012801 | 0.0013431 | 0.0014049 | 0.001476 | 0.0015357 | 0.0015941
CA | Industrial | Petroleum Refining | New | Process | Process Cooling | 0 | 3.11e-05 | 6.1517e-05 | 8.9618e-05 | 0.00011656 | 0.00014377 | 0.00017318 | 0.00020395 | 0.0002287 | 0.00025596 | 0.00028395 | 0.00031276 | 0.00033583 | 0.00035845 | 0.00038066 | 0.00040527 | 0.00042672 | 0.00044769 | 0.00046831 | 0.000492 | 0.00051191 | 0.00053136
CA | Industrial | Petroleum Refining | New | Process | Process Refrigeration | 0 | 3.11e-05 | 6.1517e-05 | 8.9618e-05 | 0.00011656 | 0.00014377 | 0.00017318 | 0.00020395 | 0.0002287 | 0.00025596 | 0.00028395 | 0.00031276 | 0.00033583 | 0.00035845 | 0.00038066 | 0.00040527 | 0.00042672 | 0.00044769 | 0.00046831 | 0.000492 | 0.00051191 | 0.00053136
CA | Industrial | Petroleum Refining | New | Process | Process Electrochemical | 0 | 2.086e-05 | 4.1262e-05 | 6.011e-05 | 7.8185e-05 | 9.6436e-05 | 0.00011616 | 0.00013679 | 0.0001534 | 0.00017168 | 0.00019046 | 0.00020978 | 0.00022526 | 0.00024043 | 0.00025533 | 0.00027183 | 0.00028622 | 0.00030029 | 0.00031411 | 0.00033001 | 0.00034336 | 0.0003564
CA | Industrial | Petroleum Refining | New | Process | Process Other | 0 | 1.024e-05 | 2.0255e-05 | 2.9508e-05 | 3.838e-05 | 4.7339e-05 | 5.7021e-05 | 6.7151e-05 | 7.5302e-05 | 8.4278e-05 | 9.3493e-05 | 0.00010298 | 0.00011058 | 0.00011802 | 0.00012534 | 0.00013344 | 0.0001405 | 0.00014741 | 0.0001542 | 0.000162 | 0.00016855 | 0.00017496
CA | Industrial | Petroleum Refining | New | Miscellaneous | Miscellaneous | 0 | 0 | 0 | 0 | 0 | 0 | 0 | 0 | 0 | 0 | 0 | 0 | 0 | 0 | 0 | 0 | 0 | 0 | 0 | 0 | 0 | 0
CA | Industrial | Stone Clay Glass Products | Existing | Cooling | Air-Cooled Chiller | 0 | 0 | 0 | 0 | 0 | 0 | 0 | 0 | 0 | 0 | 0 | 0 | 0 | 0 | 0 | 0 | 0 | 0 | 0 | 0 | 0 | 0
CA | Industrial | Stone Clay Glass Products | Existing | Cooling | Water-Cooled Chiller | 0 | 0 | 0 | 0 | 0 | 0 | 0 | 0 | 0 | 0 | 0 | 0 | 0 | 0 | 0 | 0 | 0 | 0 | 0 | 0 | 0 | 0
CA | Industrial | Stone Clay Glass Products | Existing | Cooling | RTU | 0.0058652 | 0.0057362 | 0.0052766 | 0.0050355 | 0.0048481 | 0.0047765 | 0.0047039 | 0.0046305 | 0.0045528 | 0.0044785 | 0.004404 | 0.0043293 | 0.0042437 | 0.0041696 | 0.004101 | 0.0040394 | 0.0039617 | 0.0039061 | 0.0038519 | 0.0038012 | 0.0037318 | 0.0036592
CA | Industrial | Stone Clay Glass Products | Existing | Cooling | Air-Source Heat Pump | 0.00061904 | 0.00060346 | 0.00055398 | 0.00052762 | 0.00050703 | 0.00049867 | 0.00049032 | 0.00048202 | 0.0004734 | 0.00046528 | 0.00045729 | 0.00044945 | 0.00044075 | 0.00043335 | 0.00042643 | 0.00042015 | 0.00041214 | 0.00040636 | 0.0004007 | 0.00039538 | 0.00038808 | 0.00038043
CA | Industrial | Stone Clay Glass Products | Existing | Cooling | Geothermal Heat Pump | 0 | 0 | 0 | 0 | 0 | 0 | 0 | 0 | 0 | 0 | 0 | 0 | 0 | 0 | 0 | 0 | 0 | 0 | 0 | 0 | 0 | 0
CA | Industrial | Stone Clay Glass Products | Existing | Space Heating | Electric Furnace | 0.00013968 | 0.00013661 | 0.00012621 | 0.00012158 | 0.00011714 | 0.00011457 | 0.00011206 | 0.00011011 | 0.0001071 | 0.00010475 | 0.00010244 | 0.00010065 | 9.772e-05 | 9.5512e-05 | 9.3379e-05 | 9.1759e-05 | 8.8892e-05 | 8.6931e-05 | 8.4989e-05 | 8.3505e-05 | 8.0835e-05 | 7.8494e-05
CA | Industrial | Stone Clay Glass Products | Existing | Space Heating | Electric Room Heat | 0.00071956 | 0.00070373 | 0.00065016 | 0.0006263 | 0.00060344 | 0.00059022 | 0.00057728 | 0.0005672 | 0.00055174 | 0.00053961 | 0.00052773 | 0.0005185 | 0.00050339 | 0.00049202 | 0.00048103 | 0.00047269 | 0.00045792 | 0.00044782 | 0.00043781 | 0.00043017 | 0.00041641 | 0.00040436
CA | Industrial | Stone Clay Glass Products | Existing | Space Heating | Air-Source Heat Pump | 0.00050246 | 0.00049141 | 0.00045355 | 0.00043644 | 0.00042001 | 0.00041031 | 0.00040079 | 0.00039326 | 0.00038199 | 0.00037304 | 0.00036427 | 0.00035734 | 0.00034641 | 0.00033812 | 0.00033015 | 0.00032406 | 0.00031361 | 0.0003064 | 0.0002993 | 0.00029384 | 0.00028424 | 0.00027583
CA | Industrial | Stone Clay Glass Products | Existing | Space Heating | Geothermal Heat Pump | 0 | 0 | 0 | 0 | 0 | 0 | 0 | 0 | 0 | 0 | 0 | 0 | 0 | 0 | 0 | 0 | 0 | 0 | 0 | 0 | 0 | 0
CA | Industrial | Stone Clay Glass Products | Existing | Ventilation | Ventilation | 0.0048696 | 0.0047108 | 0.0043012 | 0.0040732 | 0.0038917 | 0.003766 | 0.0036431 | 0.0035233 | 0.0034044 | 0.0032927 | 0.0031853 | 0.0030826 | 0.0029767 | 0.0028823 | 0.0027937 | 0.0027107 | 0.00262 | 0.0025465 | 0.0024763 | 0.0024102 | 0.0023343 | 0.002259
CA | Industrial | Stone Clay Glass Products | Existing | Interior Lighting | General Service Lighting | 0.00057811 | 0.00054729 | 0.00048193 | 0.00043441 | 0.00038517 | 0.00034076 | 0.00030704 | 0.00028122 | 0.00026103 | 0.00024443 | 0.00023089 | 0.00021943 | 0.0002088 | 0.00019997 | 0.0001914 | 0.00018367 | 0.00017577 | 0.00016936 | 0.00016354 | 0.00015711 | 0.00014996 | 0.00014288
CA | Industrial | Stone Clay Glass Products | Existing | Interior Lighting | High-Bay Lighting | 0.0035096 | 0.0034324 | 0.0031712 | 0.0030409 | 0.0029432 | 0.0028925 | 0.0028426 | 0.0027936 | 0.0027432 | 0.0026959 | 0.0026494 | 0.0026037 | 0.0025522 | 0.0024377 | 0.0022651 | 0.0020528 | 0.0018027 | 0.0016103 | 0.0014554 | 0.0013307 | 0.0012227 | 0.0011324
CA | Industrial | Stone Clay Glass Products | Existing | Interior Lighting | Linear Lighting | 0.0018956 | 0.0018456 | 0.001695 | 0.0016139 | 0.0015439 | 0.0014977 | 0.0014515 | 0.0014055 | 0.0013586 | 0.0013092 | 0.0012604 | 0.0012125 | 0.0011625 | 0.0011161 | 0.0010679 | 0.0010212 | 0.00097085 | 0.00092654 | 0.00088314 | 0.0008412 | 0.00080021 | 0.00076244
CA | Industrial | Stone Clay Glass Products | Existing | Exterior Lighting | General Service Lighting | 0.00061341 | 0.00056861 | 0.00047713 | 0.00039898 | 0.00034244 | 0.00030789 | 0.00028381 | 0.00026662 | 0.00025375 | 0.00024365 | 0.000235 | 0.00022675 | 0.00021774 | 0.00020992 | 0.00020183 | 0.0001944 | 0.00018663 | 0.0001803 | 0.00017444 | 0.00016704 | 0.00015809 | 0.00014885
CA | Industrial | Stone Clay Glass Products | Existing | Exterior Lighting | Area Lighting | 0.0014345 | 0.0014029 | 0.0012961 | 0.0012429 | 0.001203 | 0.0011822 | 0.0011619 | 0.0011418 | 0.0011212 | 0.0011019 | 0.0010829 | 0.0010538 | 0.0010044 | 0.00094421 | 0.00087114 | 0.000791 | 0.00070249 | 0.00063442 | 0.00057933 | 0.00053479 | 0.00049566 | 0.0004626
CA | Industrial | Stone Clay Glass Products | Existing | Exterior Lighting | Linear Lighting | 0.0015054 | 0.0014656 | 0.0013461 | 0.0012817 | 0.001226 | 0.0011894 | 0.0011527 | 0.0011161 | 0.0010789 | 0.0010397 | 0.001001 | 0.00096292 | 0.0009232 | 0.00088632 | 0.00084809 | 0.00081096 | 0.00077099 | 0.0007358 | 0.00070134 | 0.00066803 | 0.00063548 | 0.00060549
CA | Industrial | Stone Clay Glass Products | Existing | Motors | Pumps | 0 | 0 | 0 | 0 | 0 | 0 | 0 | 0 | 0 | 0 | 0 | 0 | 0 | 0 | 0 | 0 | 0 | 0 | 0 | 0 | 0 | 0
CA | Industrial | Stone Clay Glass Products | Existing | Motors | Fans & Blowers | 0 | 0 | 0 | 0 | 0 | 0 | 0 | 0 | 0 | 0 | 0 | 0 | 0 | 0 | 0 | 0 | 0 | 0 | 0 | 0 | 0 | 0
CA | Industrial | Stone Clay Glass Products | Existing | Motors | Compressed Air | 0 | 0 | 0 | 0 | 0 | 0 | 0 | 0 | 0 | 0 | 0 | 0 | 0 | 0 | 0 | 0 | 0 | 0 | 0 | 0 | 0 | 0
CA | Industrial | Stone Clay Glass Products | Existing | Motors | Material Handling | 0.20345 | 0.19897 | 0.18383 | 0.17628 | 0.17062 | 0.16767 | 0.16478 | 0.16194 | 0.15902 | 0.15628 | 0.15358 | 0.15093 | 0.14795 | 0.14532 | 0.14278 | 0.14032 | 0.13723 | 0.13486 | 0.13249 | 0.1302 | 0.12725 | 0.12418
CA | Industrial | Stone Clay Glass Products | Existing | Motors | Other Motors | 0 | 0 | 0 | 0 | 0 | 0 | 0 | 0 | 0 | 0 | 0 | 0 | 0 | 0 | 0 | 0 | 0 | 0 | 0 | 0 | 0 | 0
CA | Industrial | Stone Clay Glass Products | Existing | Process | Process Heating | 0.076294 | 0.074615 | 0.068936 | 0.066105 | 0.063981 | 0.062878 | 0.061794 | 0.060729 | 0.059632 | 0.058604 | 0.057593 | 0.0566 | 0.05548 | 0.054495 | 0.053543 | 0.05262 | 0.051463 | 0.050572 | 0.049683 | 0.048827 | 0.047721 | 0.046568
CA | Industrial | Stone Clay Glass Products | Existing | Process | Process Cooling | 0 | 0 | 0 | 0 | 0 | 0 | 0 | 0 | 0 | 0 | 0 | 0 | 0 | 0 | 0 | 0 | 0 | 0 | 0 | 0 | 0 | 0
CA | Industrial | Stone Clay Glass Products | Existing | Process | Process Refrigeration | 0 | 0 | 0 | 0 | 0 | 0 | 0 | 0 | 0 | 0 | 0 | 0 | 0 | 0 | 0 | 0 | 0 | 0 | 0 | 0 | 0 | 0
CA | Industrial | Stone Clay Glass Products | Existing | Process | Process Electrochemical | 0.0053428 | 0.0052253 | 0.0048276 | 0.0046293 | 0.0044806 | 0.0044033 | 0.0043274 | 0.0042528 | 0.004176 | 0.004104 | 0.0040332 | 0.0039637 | 0.0038852 | 0.0038163 | 0.0037496 | 0.003685 | 0.0036039 | 0.0035415 | 0.0034793 | 0.0034193 | 0.0033419 | 0.0032611
CA | Industrial | Stone Clay Glass Products | Existing | Process | Process Other | 0.0065021 | 0.0063591 | 0.005875 | 0.0056338 | 0.0054528 | 0.0053588 | 0.0052664 | 0.0051756 | 0.0050821 | 0.0049945 | 0.0049084 | 0.0048238 | 0.0047282 | 0.0046443 | 0.0045632 | 0.0044846 | 0.0043859 | 0.00431 | 0.0042343 | 0.0041613 | 0.004067 | 0.0039688
CA | Industrial | Stone Clay Glass Products | Existing | Miscellaneous | Miscellaneous | 0.0040495 | 0.0039605 | 0.003659 | 0.0035087 | 0.003396 | 0.0033375 | 0.0032799 | 0.0032234 | 0.0031652 | 0.0031106 | 0.003057 | 0.0030042 | 0.0029448 | 0.0028925 | 0.002842 | 0.002793 | 0.0027316 | 0.0026843 | 0.0026371 | 0.0025916 | 0.0025329 | 0.0024718
CA | Industrial | Stone Clay Glass Products | New | Cooling | Air-Cooled Chiller | 0 | 0 | 0 | 0 | 0 | 0 | 0 | 0 | 0 | 0 | 0 | 0 | 0 | 0 | 0 | 0 | 0 | 0 | 0 | 0 | 0 | 0
CA | Industrial | Stone Clay Glass Products | New | Cooling | Water-Cooled Chiller | 0 | 0 | 0 | 0 | 0 | 0 | 0 | 0 | 0 | 0 | 0 | 0 | 0 | 0 | 0 | 0 | 0 | 0 | 0 | 0 | 0 | 0
CA | Industrial | Stone Clay Glass Products | New | Cooling | RTU | 0 | 0.00010112 | 0.00018733 | 0.00026697 | 0.00034334 | 0.00042392 | 0.00051209 | 0.00060559 | 0.00068292 | 0.0007688 | 0.00085813 | 0.00095122 | 0.0010283 | 0.0011036 | 0.0011788 | 0.0012633 | 0.0013393 | 0.0014151 | 0.0014909 | 0.0015776 | 0.0016533 | 0.0017287
CA | Industrial | Stone Clay Glass Products | New | Cooling | Air-Source Heat Pump | 0 | 1.0006e-05 | 1.889e-05 | 2.7097e-05 | 3.4968e-05 | 4.3268e-05 | 5.2351e-05 | 6.1983e-05 | 6.995e-05 | 7.8797e-05 | 8.7999e-05 | 9.7589e-05 | 0.00010544 | 0.00011327 | 0.00012109 | 0.00012985 | 0.00013774 | 0.00014559 | 0.00015343 | 0.0001624 | 0.00017024 | 0.00017803
CA | Industrial | Stone Clay Glass Products | New | Cooling | Geothermal Heat Pump | 0 | 0 | 0 | 0 | 0 | 0 | 0 | 0 | 0 | 0 | 0 | 0 | 0 | 0 | 0 | 0 | 0 | 0 | 0 | 0 | 0 | 0
CA | Industrial | Stone Clay Glass Products | New | Space Heating | Electric Furnace | 0 | 2.4083e-06 | 4.7636e-06 | 6.9713e-06 | 9.0264e-06 | 1.1081e-05 | 1.3283e-05 | 1.564e-05 | 1.7374e-05 | 1.9351e-05 | 2.1362e-05 | 2.3524e-05 | 2.5019e-05 | 2.6572e-05 | 2.8079e-05 | 2.989e-05 | 3.1175e-05 | 3.2549e-05 | 3.3883e-05 | 3.5589e-05 | 3.6676e-05 | 3.7882e-05
CA | Industrial | Stone Clay Glass Products | New | Space Heating | Electric Room Heat | 0 | 1.2406e-05 | 2.454e-05 | 3.5912e-05 | 4.6499e-05 | 5.7081e-05 | 6.8427e-05 | 8.0566e-05 | 8.9499e-05 | 9.9683e-05 | 0.00011005 | 0.00012118 | 0.00012888 | 0.00013688 | 0.00014465 | 0.00015398 | 0.00016059 | 0.00016767 | 0.00017454 | 0.00018333 | 0.00018893 | 0.00019514
CA | Industrial | Stone Clay Glass Products | New | Space Heating | Air-Source Heat Pump | 0 | 8.6631e-06 | 1.6886e-05 | 2.4595e-05 | 3.1769e-05 | 3.894e-05 | 4.6629e-05 | 5.4856e-05 | 6.0908e-05 | 6.7809e-05 | 7.4831e-05 | 8.2379e-05 | 8.7573e-05 | 9.2974e-05 | 9.8216e-05 | 0.00010452 | 0.00010899 | 0.00011378 | 0.00011842 | 0.00012437 | 0.00012815 | 0.00013235
CA | Industrial | Stone Clay Glass Products | New | Space Heating | Geothermal Heat Pump | 0 | 0 | 0 | 0 | 0 | 0 | 0 | 0 | 0 | 0 | 0 | 0 | 0 | 0 | 0 | 0 | 0 | 0 | 0 | 0 | 0 | 0
CA | Industrial | Stone Clay Glass Products | New | Ventilation | Ventilation | 0 | 6.3358e-05 | 0.00012532 | 0.00018257 | 0.00023773 | 0.00028877 | 0.00034393 | 0.00040165 | 0.00044809 | 0.0004994 | 0.00055208 | 0.00060631 | 0.00064974 | 0.00069231 | 0.00073413 | 0.00078043 | 0.00082081 | 0.00085986 | 0.00089784 | 0.00094121 | 0.00097715 | 0.0010124
CA | Industrial | Stone Clay Glass Products | New | Interior Lighting | General Service Lighting | 0 | 5.2862e-06 | 1.0456e-05 | 1.5233e-05 | 1.9175e-05 | 2.3155e-05 | 2.7457e-05 | 3.1957e-05 | 3.5579e-05 | 3.9156e-05 | 4.2695e-05 | 4.6226e-05 | 4.8911e-05 | 5.1528e-05 | 5.3744e-05 | 5.6222e-05 | 5.8289e-05 | 6.0289e-05 | 6.2277e-05 | 6.4196e-05 | 6.5733e-05 | 6.7313e-05
CA | Industrial | Stone Clay Glass Products | New | Interior Lighting | High-Bay Lighting | 0 | 3.4301e-05 | 6.7847e-05 | 9.884e-05 | 0.00012465 | 0.00015071 | 0.00017887 | 0.00020834 | 0.00023205 | 0.00025582 | 0.00028022 | 0.00030533 | 0.00032479 | 0.00034328 | 0.00035893 | 0.00037633 | 0.00039104 | 0.00040518 | 0.00041886 | 0.00043493 | 0.00044805 | 0.0004609
CA | Industrial | Stone Clay Glass Products | New | Interior Lighting | Linear Lighting | 0 | 2.5281e-05 | 5.0006e-05 | 7.2849e-05 | 9.1798e-05 | 0.00011093 | 0.00013161 | 0.00015324 | 0.00017065 | 0.0001879 | 0.00020562 | 0.00022385 | 0.00023846 | 0.00025277 | 0.00026572 | 0.00028006 | 0.00029256 | 0.00030479 | 0.00031681 | 0.00033062 | 0.00034079 | 0.00034959
CA | Industrial | Stone Clay Glass Products | New | Exterior Lighting | General Service Lighting | 0 | 5.609e-06 | 1.1095e-05 | 1.6163e-05 | 2.0345e-05 | 2.4569e-05 | 2.9133e-05 | 3.3909e-05 | 3.7751e-05 | 4.1547e-05 | 4.5302e-05 | 4.9049e-05 | 5.1897e-05 | 5.4675e-05 | 5.7026e-05 | 5.9655e-05 | 6.1848e-05 | 6.3971e-05 | 6.6079e-05 | 6.8116e-05 | 6.9747e-05 | 7.1423e-05
CA | Industrial | Stone Clay Glass Products | New | Exterior Lighting | Area Lighting | 0 | 1.451e-05 | 2.8701e-05 | 4.1811e-05 | 5.2743e-05 | 6.3782e-05 | 7.5711e-05 | 8.8193e-05 | 9.8236e-05 | 0.00010828 | 0.00011859 | 0.0001292 | 0.00013742 | 0.00014522 | 0.00015182 | 0.00015915 | 0.00016534 | 0.00017128 | 0.00017703 | 0.00018379 | 0.0001893 | 0.0001947
CA | Industrial | Stone Clay Glass Products | New | Exterior Lighting | Linear Lighting | 0 | 2.0077e-05 | 3.9712e-05 | 5.7852e-05 | 7.29e-05 | 8.8095e-05 | 0.00010452 | 0.0001217 | 0.00013552 | 0.00014922 | 0.00016329 | 0.00017777 | 0.00018937 | 0.00020073 | 0.00021102 | 0.00022241 | 0.00023234 | 0.00024205 | 0.00025159 | 0.00026256 | 0.00027064 | 0.00027762
CA | Industrial | Stone Clay Glass Products | New | Motors | Pumps | 0 | 0 | 0 | 0 | 0 | 0 | 0 | 0 | 0 | 0 | 0 | 0 | 0 | 0 | 0 | 0 | 0 | 0 | 0 | 0 | 0 | 0
CA | Industrial | Stone Clay Glass Products | New | Motors | Fans & Blowers | 0 | 0 | 0 | 0 | 0 | 0 | 0 | 0 | 0 | 0 | 0 | 0 | 0 | 0 | 0 | 0 | 0 | 0 | 0 | 0 | 0 | 0
CA | Industrial | Stone Clay Glass Products | New | Motors | Compressed Air | 0 | 0 | 0 | 0 | 0 | 0 | 0 | 0 | 0 | 0 | 0 | 0 | 0 | 0 | 0 | 0 | 0 | 0 | 0 | 0 | 0 | 0
CA | Industrial | Stone Clay Glass Products | New | Motors | Material Handling | 0 | 0.0035077 | 0.0069383 | 0.010108 | 0.013147 | 0.016216 | 0.019533 | 0.023003 | 0.025795 | 0.028869 | 0.032026 | 0.035276 | 0.037878 | 0.040429 | 0.042934 | 0.045709 | 0.048128 | 0.050494 | 0.05282 | 0.055492 | 0.057737 | 0.059931
CA | Industrial | Stone Clay Glass Products | New | Motors | Other Motors | 0 | 0 | 0 | 0 | 0 | 0 | 0 | 0 | 0 | 0 | 0 | 0 | 0 | 0 | 0 | 0 | 0 | 0 | 0 | 0 | 0 | 0
CA | Industrial | Stone Clay Glass Products | New | Process | Process Heating | 0 | 0.0013154 | 0.0026019 | 0.0037904 | 0.0049302 | 0.006081 | 0.0073247 | 0.008626 | 0.009673 | 0.010826 | 0.01201 | 0.013228 | 0.014204 | 0.015161 | 0.0161 | 0.017141 | 0.018048 | 0.018935 | 0.019807 | 0.020809 | 0.021651 | 0.022474
CA | Industrial | Stone Clay Glass Products | New | Process | Process Cooling | 0 | 0 | 0 | 0 | 0 | 0 | 0 | 0 | 0 | 0 | 0 | 0 | 0 | 0 | 0 | 0 | 0 | 0 | 0 | 0 | 0 | 0
CA | Industrial | Stone Clay Glass Products | New | Process | Process Refrigeration | 0 | 0 | 0 | 0 | 0 | 0 | 0 | 0 | 0 | 0 | 0 | 0 | 0 | 0 | 0 | 0 | 0 | 0 | 0 | 0 | 0 | 0
CA | Industrial | Stone Clay Glass Products | New | Process | Process Electrochemical | 0 | 9.2118e-05 | 0.00018221 | 0.00026544 | 0.00034526 | 0.00042585 | 0.00051295 | 0.00060407 | 0.0006774 | 0.00075814 | 0.00084104 | 0.00092638 | 0.00099472 | 0.0010617 | 0.0011275 | 0.0012004 | 0.0012639 | 0.001326 | 0.0013871 | 0.0014573 | 0.0015162 | 0.0015739
CA | Industrial | Stone Clay Glass Products | New | Process | Process Other | 0 | 0.00011211 | 0.00022175 | 0.00032304 | 0.00042017 | 0.00051825 | 0.00062425 | 0.00073515 | 0.00082438 | 0.00092264 | 0.0010235 | 0.0011274 | 0.0012106 | 0.0012921 | 0.0013722 | 0.0014608 | 0.0015382 | 0.0016138 | 0.0016881 | 0.0017735 | 0.0018452 | 0.0019154
CA | Industrial | Stone Clay Glass Products | New | Miscellaneous | Miscellaneous | 0 | 6.982e-05 | 0.0001381 | 0.00020119 | 0.00026169 | 0.00032277 | 0.00038878 | 0.00045785 | 0.00051343 | 0.00057462 | 0.00063746 | 0.00070214 | 0.00075394 | 0.00080471 | 0.00085458 | 0.00090981 | 0.00095797 | 0.0010051 | 0.0010513 | 0.0011045 | 0.0011492 | 0.0011929
CA | Industrial | Transportation Equipment Mfg | Existing | Cooling | Air-Cooled Chiller | 0.0017641 | 0.001725 | 0.0015935 | 0.0015278 | 0.0014785 | 0.0014648 | 0.0014511 | 0.0014374 | 0.0014225 | 0.0014089 | 0.0013954 | 0.0013819 | 0.0013649 | 0.0013509 | 0.0013373 | 0.0013249 | 0.0013061 | 0.0012938 | 0.0012811 | 0.0012689 | 0.0012499 | 0.0012292
CA | Industrial | Transportation Equipment Mfg | Existing | Cooling | Water-Cooled Chiller | 0.0019221 | 0.0018798 | 0.0017367 | 0.0016654 | 0.0016119 | 0.0015972 | 0.0015825 | 0.0015678 | 0.0015518 | 0.0015372 | 0.0015227 | 0.0015082 | 0.0014898 | 0.0014747 | 0.00146 | 0.0014466 | 0.0014263 | 0.001413 | 0.0013992 | 0.0013861 | 0.0013653 | 0.0013428
CA | Industrial | Transportation Equipment Mfg | Existing | Cooling | RTU | 0.031242 | 0.030555 | 0.028107 | 0.026823 | 0.025824 | 0.025443 | 0.025056 | 0.024665 | 0.024251 | 0.023855 | 0.023459 | 0.023061 | 0.022605 | 0.02221 | 0.021845 | 0.021517 | 0.021103 | 0.020806 | 0.020518 | 0.020248 | 0.019878 | 0.019492
CA | Industrial | Transportation Equipment Mfg | Existing | Cooling | Air-Source Heat Pump | 0.0036865 | 0.0035937 | 0.003299 | 0.0031421 | 0.0030194 | 0.0029697 | 0.00292 | 0.0028705 | 0.0028192 | 0.0027708 | 0.0027233 | 0.0026766 | 0.0026247 | 0.0025807 | 0.0025394 | 0.0025021 | 0.0024543 | 0.00242 | 0.0023863 | 0.0023546 | 0.0023111 | 0.0022656
CA | Industrial | Transportation Equipment Mfg | Existing | Cooling | Geothermal Heat Pump | 0 | 0 | 0 | 0 | 0 | 0 | 0 | 0 | 0 | 0 | 0 | 0 | 0 | 0 | 0 | 0 | 0 | 0 | 0 | 0 | 0 | 0
CA | Industrial | Transportation Equipment Mfg | Existing | Space Heating | Electric Furnace | 0.00083183 | 0.00081353 | 0.00075161 | 0.00072402 | 0.00069759 | 0.00068231 | 0.00066735 | 0.0006557 | 0.00063783 | 0.0006238 | 0.00061007 | 0.0005994 | 0.00058194 | 0.00056879 | 0.00055609 | 0.00054644 | 0.00052937 | 0.00051769 | 0.00050612 | 0.00049729 | 0.00048139 | 0.00046745
CA | Industrial | Transportation Equipment Mfg | Existing | Space Heating | Electric Room Heat | 0.0042851 | 0.0041909 | 0.0038719 | 0.0037297 | 0.0035936 | 0.0035149 | 0.0034378 | 0.0033778 | 0.0032857 | 0.0032135 | 0.0031427 | 0.0030878 | 0.0029978 | 0.0029301 | 0.0028647 | 0.002815 | 0.002727 | 0.0026668 | 0.0026073 | 0.0025617 | 0.0024798 | 0.002408
CA | Industrial | Transportation Equipment Mfg | Existing | Space Heating | Air-Source Heat Pump | 0.0029922 | 0.0029264 | 0.002701 | 0.0025991 | 0.0025013 | 0.0024435 | 0.0023868 | 0.0023419 | 0.0022748 | 0.0022215 | 0.0021693 | 0.002128 | 0.0020629 | 0.0020136 | 0.0019661 | 0.0019298 | 0.0018676 | 0.0018247 | 0.0017824 | 0.0017499 | 0.0016927 | 0.0016426
CA | Industrial | Transportation Equipment Mfg | Existing | Space Heating | Geothermal Heat Pump | 0 | 0 | 0 | 0 | 0 | 0 | 0 | 0 | 0 | 0 | 0 | 0 | 0 | 0 | 0 | 0 | 0 | 0 | 0 | 0 | 0 | 0
CA | Industrial | Transportation Equipment Mfg | Existing | Ventilation | Ventilation | 0.028999 | 0.028054 | 0.025614 | 0.024257 | 0.023176 | 0.022427 | 0.021695 | 0.020982 | 0.020274 | 0.019609 | 0.018969 | 0.018357 | 0.017727 | 0.017165 | 0.016637 | 0.016143 | 0.015603 | 0.015165 | 0.014747 | 0.014353 | 0.013901 | 0.013453
CA | Industrial | Transportation Equipment Mfg | Existing | Interior Lighting | General Service Lighting | 0.0032788 | 0.003104 | 0.0027333 | 0.0024638 | 0.0021845 | 0.0019326 | 0.0017414 | 0.001595 | 0.0014805 | 0.0013863 | 0.0013095 | 0.0012445 | 0.0011842 | 0.0011342 | 0.0010856 | 0.0010417 | 0.00099691 | 0.00096055 | 0.00092751 | 0.00089105 | 0.00085052 | 0.00081035
CA | Industrial | Transportation Equipment Mfg | Existing | Interior Lighting | High-Bay Lighting | 0.019905 | 0.019467 | 0.017986 | 0.017247 | 0.016693 | 0.016405 | 0.016122 | 0.015844 | 0.015558 | 0.01529 | 0.015026 | 0.014767 | 0.014475 | 0.013826 | 0.012847 | 0.011643 | 0.010224 | 0.0091331 | 0.0082543 | 0.0075473 | 0.0069347 | 0.0064225
CA | Industrial | Transportation Equipment Mfg | Existing | Interior Lighting | Linear Lighting | 0.010751 | 0.010467 | 0.0096133 | 0.0091535 | 0.0087561 | 0.0084946 | 0.0082324 | 0.0079712 | 0.0077057 | 0.0074251 | 0.0071487 | 0.006877 | 0.0065934 | 0.0063299 | 0.0060569 | 0.0057917 | 0.0055063 | 0.0052549 | 0.0050088 | 0.0047709 | 0.0045385 | 0.0043243
CA | Industrial | Transportation Equipment Mfg | Existing | Exterior Lighting | General Service Lighting | 0.003479 | 0.0032249 | 0.0027061 | 0.0022629 | 0.0019422 | 0.0017462 | 0.0016096 | 0.0015121 | 0.0014392 | 0.0013819 | 0.0013328 | 0.0012861 | 0.0012349 | 0.0011906 | 0.0011447 | 0.0011026 | 0.0010585 | 0.0010226 | 0.00098936 | 0.0009474 | 0.0008966 | 0.00084423
CA | Industrial | Transportation Equipment Mfg | Existing | Exterior Lighting | Area Lighting | 0.0081358 | 0.0079568 | 0.0073512 | 0.0070493 | 0.0068228 | 0.0067052 | 0.0065896 | 0.006476 | 0.006359 | 0.0062494 | 0.0061416 | 0.0059768 | 0.0056968 | 0.0053552 | 0.0049407 | 0.0044863 | 0.0039842 | 0.0035982 | 0.0032857 | 0.0030331 | 0.0028112 | 0.0026237
CA | Industrial | Transportation Equipment Mfg | Existing | Exterior Lighting | Linear Lighting | 0.0085381 | 0.0083124 | 0.0076343 | 0.0072691 | 0.0069536 | 0.0067459 | 0.0065377 | 0.0063302 | 0.0061194 | 0.0058966 | 0.005677 | 0.0054613 | 0.005236 | 0.0050268 | 0.00481 | 0.0045994 | 0.0043727 | 0.0041732 | 0.0039777 | 0.0037888 | 0.0036042 | 0.0034341
CA | Industrial | Transportation Equipment Mfg | Existing | Motors | Pumps | 0.021635 | 0.021159 | 0.019549 | 0.018746 | 0.018144 | 0.017831 | 0.017524 | 0.017221 | 0.01691 | 0.016619 | 0.016332 | 0.016051 | 0.015733 | 0.015454 | 0.015184 | 0.014922 | 0.014594 | 0.014341 | 0.014089 | 0.013846 | 0.013533 | 0.013206
CA | Industrial | Transportation Equipment Mfg | Existing | Motors | Fans & Blowers | 0.016226 | 0.01587 | 0.014662 | 0.014059 | 0.013608 | 0.013373 | 0.013143 | 0.012916 | 0.012683 | 0.012464 | 0.012249 | 0.012038 | 0.0118 | 0.01159 | 0.011388 | 0.011192 | 0.010945 | 0.010756 | 0.010567 | 0.010385 | 0.010149 | 0.0099043
CA | Industrial | Transportation Equipment Mfg | Existing | Motors | Compressed Air | 0.016226 | 0.01587 | 0.014662 | 0.014059 | 0.013608 | 0.013373 | 0.013143 | 0.012916 | 0.012683 | 0.012464 | 0.012249 | 0.012038 | 0.0118 | 0.01159 | 0.011388 | 0.011192 | 0.010945 | 0.010756 | 0.010567 | 0.010385 | 0.010149 | 0.0099043
CA | Industrial | Transportation Equipment Mfg | Existing | Motors | Material Handling | 0.064906 | 0.063478 | 0.058646 | 0.056238 | 0.054431 | 0.053493 | 0.052571 | 0.051664 | 0.050731 | 0.049856 | 0.048997 | 0.048152 | 0.047199 | 0.046361 | 0.045551 | 0.044766 | 0.043781 | 0.043024 | 0.042268 | 0.041539 | 0.040598 | 0.039617
CA | Industrial | Transportation Equipment Mfg | Existing | Motors | Other Motors | 0.0054088 | 0.0052899 | 0.0048872 | 0.0046865 | 0.0045359 | 0.0044577 | 0.0043809 | 0.0043053 | 0.0042276 | 0.0041547 | 0.0040831 | 0.0040127 | 0.0039332 | 0.0038634 | 0.003796 | 0.0037305 | 0.0036485 | 0.0035853 | 0.0035223 | 0.0034616 | 0.0033832 | 0.0033014
CA | Industrial | Transportation Equipment Mfg | Existing | Process | Process Heating | 0 | 0 | 0 | 0 | 0 | 0 | 0 | 0 | 0 | 0 | 0 | 0 | 0 | 0 | 0 | 0 | 0 | 0 | 0 | 0 | 0 | 0
CA | Industrial | Transportation Equipment Mfg | Existing | Process | Process Cooling | 0 | 0 | 0 | 0 | 0 | 0 | 0 | 0 | 0 | 0 | 0 | 0 | 0 | 0 | 0 | 0 | 0 | 0 | 0 | 0 | 0 | 0
CA | Industrial | Transportation Equipment Mfg | Existing | Process | Process Refrigeration | 0 | 0 | 0 | 0 | 0 | 0 | 0 | 0 | 0 | 0 | 0 | 0 | 0 | 0 | 0 | 0 | 0 | 0 | 0 | 0 | 0 | 0
CA | Industrial | Transportation Equipment Mfg | Existing | Process | Process Electrochemical | 0.0017383 | 0.0017001 | 0.0015707 | 0.0015062 | 0.0014578 | 0.0014326 | 0.0014079 | 0.0013837 | 0.0013587 | 0.0013353 | 0.0013122 | 0.0012896 | 0.0012641 | 0.0012416 | 0.00122 | 0.0011989 | 0.0011726 | 0.0011523 | 0.001132 | 0.0011125 | 0.0010873 | 0.001061
CA | Industrial | Transportation Equipment Mfg | Existing | Process | Process Other | 0.013212 | 0.012922 | 0.011938 | 0.011448 | 0.01108 | 0.010889 | 0.010701 | 0.010517 | 0.010327 | 0.010149 | 0.0099739 | 0.0098019 | 0.0096079 | 0.0094374 | 0.0092725 | 0.0091127 | 0.0089122 | 0.0087579 | 0.0086041 | 0.0084557 | 0.0082642 | 0.0080646
CA | Industrial | Transportation Equipment Mfg | Existing | Miscellaneous | Miscellaneous | 0.0012758 | 0.0012477 | 0.0011528 | 0.0011054 | 0.0010699 | 0.0010515 | 0.0010333 | 0.0010155 | 0.00099717 | 0.00097998 | 0.00096308 | 0.00094648 | 0.00092774 | 0.00091128 | 0.00089536 | 0.00087992 | 0.00086057 | 0.00084567 | 0.00083081 | 0.00081649 | 0.00079799 | 0.00077872
CA | Industrial | Transportation Equipment Mfg | New | Cooling | Air-Cooled Chiller | 0 | 3.0317e-05 | 5.9967e-05 | 8.7361e-05 | 0.00011363 | 0.00014131 | 0.0001716 | 0.00020372 | 0.00023028 | 0.00025979 | 0.00029047 | 0.00032246 | 0.00034894 | 0.00037532 | 0.00040163 | 0.0004311 | 0.00045761 | 0.00048398 | 0.00051033 | 0.00054041 | 0.0005667 | 0.00059284
CA | Industrial | Transportation Equipment Mfg | New | Cooling | Water-Cooled Chiller | 0 | 3.314e-05 | 6.5551e-05 | 9.5495e-05 | 0.00012421 | 0.00015446 | 0.00018757 | 0.00022269 | 0.00025172 | 0.00028397 | 0.00031752 | 0.00035248 | 0.00038143 | 0.00041026 | 0.00043903 | 0.00047123 | 0.00050022 | 0.00052905 | 0.00055784 | 0.00059072 | 0.00061947 | 0.00064804
CA | Industrial | Transportation Equipment Mfg | New | Cooling | RTU | 0 | 0.00053866 | 0.00099784 | 0.0014221 | 0.0018289 | 0.0022581 | 0.0027278 | 0.0032258 | 0.0036377 | 0.0040952 | 0.004571 | 0.0050669 | 0.0054776 | 0.0058784 | 0.006279 | 0.0067292 | 0.0071343 | 0.0075378 | 0.0079413 | 0.0084032 | 0.0088069 | 0.0092085
CA | Industrial | Transportation Equipment Mfg | New | Cooling | Air-Source Heat Pump | 0 | 5.9588e-05 | 0.00011249 | 0.00016137 | 0.00020824 | 0.00025767 | 0.00031176 | 0.00036912 | 0.00041656 | 0.00046925 | 0.00052405 | 0.00058116 | 0.00062793 | 0.00067454 | 0.00072109 | 0.00077329 | 0.00082025 | 0.000867 | 0.00091371 | 0.00096712 | 0.0010138 | 0.0010602
CA | Industrial | Transportation Equipment Mfg | New | Cooling | Geothermal Heat Pump | 0 | 0 | 0 | 0 | 0 | 0 | 0 | 0 | 0 | 0 | 0 | 0 | 0 | 0 | 0 | 0 | 0 | 0 | 0 | 0 | 0 | 0
CA | Industrial | Transportation Equipment Mfg | New | Space Heating | Electric Furnace | 0 | 1.4342e-05 | 2.8368e-05 | 4.1515e-05 | 5.3754e-05 | 6.5987e-05 | 7.9104e-05 | 9.3137e-05 | 0.00010346 | 0.00011524 | 0.00012722 | 0.00014009 | 0.00014899 | 0.00015824 | 0.00016721 | 0.000178 | 0.00018565 | 0.00019384 | 0.00020178 | 0.00021194 | 0.00021841 | 0.00022559
CA | Industrial | Transportation Equipment Mfg | New | Space Heating | Electric Room Heat | 0 | 7.3881e-05 | 0.00014614 | 0.00021386 | 0.00027691 | 0.00033993 | 0.0004075 | 0.00047979 | 0.00053298 | 0.00059363 | 0.00065534 | 0.00072166 | 0.00076752 | 0.00081516 | 0.00086139 | 0.00091697 | 0.00095636 | 0.00099853 | 0.0010394 | 0.0010918 | 0.0011251 | 0.0011621
CA | Industrial | Transportation Equipment Mfg | New | Space Heating | Air-Source Heat Pump | 0 | 5.159e-05 | 0.00010056 | 0.00014647 | 0.00018919 | 0.0002319 | 0.00027768 | 0.00032668 | 0.00036272 | 0.00040381 | 0.00044563 | 0.00049058 | 0.00052151 | 0.00055368 | 0.0005849 | 0.00062246 | 0.00064906 | 0.00067756 | 0.00070521 | 0.00074062 | 0.00076315 | 0.00078817
CA | Industrial | Transportation Equipment Mfg | New | Space Heating | Geothermal Heat Pump | 0 | 0 | 0 | 0 | 0 | 0 | 0 | 0 | 0 | 0 | 0 | 0 | 0 | 0 | 0 | 0 | 0 | 0 | 0 | 0 | 0 | 0
CA | Industrial | Transportation Equipment Mfg | New | Ventilation | Ventilation | 0 | 0.00037731 | 0.00074632 | 0.0010872 | 0.0014157 | 0.0017197 | 0.0020482 | 0.0023919 | 0.0026684 | 0.002974 | 0.0032878 | 0.0036107 | 0.0038693 | 0.0041229 | 0.0043719 | 0.0046476 | 0.0048881 | 0.0051206 | 0.0053468 | 0.0056051 | 0.0058191 | 0.006029
CA | Industrial | Transportation Equipment Mfg | New | Interior Lighting | General Service Lighting | 0 | 2.9981e-05 | 5.9303e-05 | 8.6393e-05 | 0.00010875 | 0.00013133 | 0.00015572 | 0.00018125 | 0.00020179 | 0.00022208 | 0.00024215 | 0.00026218 | 0.0002774 | 0.00029225 | 0.00030482 | 0.00031887 | 0.00033059 | 0.00034194 | 0.00035321 | 0.00036409 | 0.00037281 | 0.00038177
CA | Industrial | Transportation Equipment Mfg | New | Interior Lighting | High-Bay Lighting | 0 | 0.00019454 | 0.0003848 | 0.00056058 | 0.00070696 | 0.00085477 | 0.0010145 | 0.0011816 | 0.0013161 | 0.0014509 | 0.0015893 | 0.0017317 | 0.0018421 | 0.0019469 | 0.0020357 | 0.0021344 | 0.0022178 | 0.002298 | 0.0023756 | 0.0024667 | 0.0025412 | 0.0026141
CA | Industrial | Transportation Equipment Mfg | New | Interior Lighting | Linear Lighting | 0 | 0.00014338 | 0.00028361 | 0.00041317 | 0.00052064 | 0.00062916 | 0.00074644 | 0.00086914 | 0.00096787 | 0.0010657 | 0.0011662 | 0.0012696 | 0.0013524 | 0.0014336 | 0.001507 | 0.0015884 | 0.0016593 | 0.0017287 | 0.0017968 | 0.0018751 | 0.0019328 | 0.0019827
CA | Industrial | Transportation Equipment Mfg | New | Exterior Lighting | General Service Lighting | 0 | 3.1812e-05 | 6.2924e-05 | 9.1668e-05 | 0.00011539 | 0.00013935 | 0.00016523 | 0.00019232 | 0.00021411 | 0.00023564 | 0.00025694 | 0.00027818 | 0.00029434 | 0.00031009 | 0.00032343 | 0.00033834 | 0.00035078 | 0.00036282 | 0.00037478 | 0.00038633 | 0.00039558 | 0.00040508
CA | Industrial | Transportation Equipment Mfg | New | Exterior Lighting | Area Lighting | 0 | 8.2294e-05 | 0.00016278 | 0.00023714 | 0.00029914 | 0.00036175 | 0.0004294 | 0.0005002 | 0.00055716 | 0.0006141 | 0.00067257 | 0.00073276 | 0.00077938 | 0.00082365 | 0.00086106 | 0.00090262 | 0.00093772 | 0.00097146 | 0.001004 | 0.0010424 | 0.0010736 | 0.0011043
CA | Industrial | Transportation Equipment Mfg | New | Exterior Lighting | Linear Lighting | 0 | 0.00011387 | 0.00022523 | 0.00032811 | 0.00041346 | 0.00049964 | 0.00059277 | 0.00069022 | 0.00076863 | 0.00084633 | 0.00092611 | 0.0010082 | 0.001074 | 0.0011385 | 0.0011968 | 0.0012614 | 0.0013177 | 0.0013728 | 0.0014269 | 0.0014891 | 0.0015349 | 0.0015746
CA | Industrial | Transportation Equipment Mfg | New | Motors | Pumps | 0 | 0.00037302 | 0.00073784 | 0.0010749 | 0.0013981 | 0.0017245 | 0.0020771 | 0.0024461 | 0.0027431 | 0.00307 | 0.0034057 | 0.0037513 | 0.004028 | 0.0042993 | 0.0045657 | 0.0048608 | 0.0051181 | 0.0053697 | 0.005617 | 0.0059012 | 0.0061399 | 0.0063732
CA | Industrial | Transportation Equipment Mfg | New | Motors | Fans & Blowers | 0 | 0.00027977 | 0.00055338 | 0.00080617 | 0.0010486 | 0.0012933 | 0.0015579 | 0.0018346 | 0.0020573 | 0.0023025 | 0.0025543 | 0.0028135 | 0.003021 | 0.0032245 | 0.0034243 | 0.0036456 | 0.0038386 | 0.0040273 | 0.0042127 | 0.0044259 | 0.0046049 | 0.0047799
CA | Industrial | Transportation Equipment Mfg | New | Motors | Compressed Air | 0 | 0.00027977 | 0.00055338 | 0.00080617 | 0.0010486 | 0.0012933 | 0.0015579 | 0.0018346 | 0.0020573 | 0.0023025 | 0.0025543 | 0.0028135 | 0.003021 | 0.0032245 | 0.0034243 | 0.0036456 | 0.0038386 | 0.0040273 | 0.0042127 | 0.0044259 | 0.0046049 | 0.0047799
CA | Industrial | Transportation Equipment Mfg | New | Motors | Material Handling | 0 | 0.0011191 | 0.0022135 | 0.0032247 | 0.0041943 | 0.0051734 | 0.0062314 | 0.0073384 | 0.0082292 | 0.0092101 | 0.010217 | 0.011254 | 0.012084 | 0.012898 | 0.013697 | 0.014582 | 0.015354 | 0.016109 | 0.016851 | 0.017703 | 0.01842 | 0.01912
CA | Industrial | Transportation Equipment Mfg | New | Motors | Other Motors | 0 | 9.3256e-05 | 0.00018446 | 0.00026872 | 0.00034952 | 0.00043111 | 0.00051928 | 0.00061154 | 0.00068577 | 0.00076751 | 0.00085143 | 0.00093783 | 0.001007 | 0.0010748 | 0.0011414 | 0.0012152 | 0.0012795 | 0.0013424 | 0.0014042 | 0.0014753 | 0.001535 | 0.0015933
CA | Industrial | Transportation Equipment Mfg | New | Process | Process Heating | 0 | 0 | 0 | 0 | 0 | 0 | 0 | 0 | 0 | 0 | 0 | 0 | 0 | 0 | 0 | 0 | 0 | 0 | 0 | 0 | 0 | 0
CA | Industrial | Transportation Equipment Mfg | New | Process | Process Cooling | 0 | 0 | 0 | 0 | 0 | 0 | 0 | 0 | 0 | 0 | 0 | 0 | 0 | 0 | 0 | 0 | 0 | 0 | 0 | 0 | 0 | 0
CA | Industrial | Transportation Equipment Mfg | New | Process | Process Refrigeration | 0 | 0 | 0 | 0 | 0 | 0 | 0 | 0 | 0 | 0 | 0 | 0 | 0 | 0 | 0 | 0 | 0 | 0 | 0 | 0 | 0 | 0
CA | Industrial | Transportation Equipment Mfg | New | Process | Process Electrochemical | 0 | 2.9971e-05 | 5.9283e-05 | 8.6363e-05 | 0.00011233 | 0.00013855 | 0.00016689 | 0.00019654 | 0.0002204 | 0.00024666 | 0.00027364 | 0.0003014 | 0.00032364 | 0.00034543 | 0.00036684 | 0.00039055 | 0.00041122 | 0.00043143 | 0.0004513 | 0.00047413 | 0.00049332 | 0.00051206
CA | Industrial | Transportation Equipment Mfg | New | Process | Process Other | 0 | 0.0002278 | 0.00045059 | 0.00065642 | 0.0008538 | 0.0010531 | 0.0012685 | 0.0014938 | 0.0016752 | 0.0018748 | 0.0020798 | 0.0022909 | 0.0024599 | 0.0026255 | 0.0027882 | 0.0029684 | 0.0031255 | 0.0032792 | 0.0034302 | 0.0036037 | 0.0037495 | 0.003892
CA | Industrial | Transportation Equipment Mfg | New | Miscellaneous | Miscellaneous | 0 | 2.1996e-05 | 4.3509e-05 | 6.3384e-05 | 8.2443e-05 | 0.00010169 | 0.00012248 | 0.00014424 | 0.00016175 | 0.00018103 | 0.00020083 | 0.00022121 | 0.00023753 | 0.00025352 | 0.00026923 | 0.00028663 | 0.0003018 | 0.00031664 | 0.00033122 | 0.00034798 | 0.00036206 | 0.00037582
CA | Industrial | Wastewater | Existing | Cooling | Air-Cooled Chiller | 0 | 0 | 0 | 0 | 0 | 0 | 0 | 0 | 0 | 0 | 0 | 0 | 0 | 0 | 0 | 0 | 0 | 0 | 0 | 0 | 0 | 0
CA | Industrial | Wastewater | Existing | Cooling | Water-Cooled Chiller | 0 | 0 | 0 | 0 | 0 | 0 | 0 | 0 | 0 | 0 | 0 | 0 | 0 | 0 | 0 | 0 | 0 | 0 | 0 | 0 | 0 | 0
CA | Industrial | Wastewater | Existing | Cooling | RTU | 0 | 0 | 0 | 0 | 0 | 0 | 0 | 0 | 0 | 0 | 0 | 0 | 0 | 0 | 0 | 0 | 0 | 0 | 0 | 0 | 0 | 0
CA | Industrial | Wastewater | Existing | Cooling | Air-Source Heat Pump | 0 | 0 | 0 | 0 | 0 | 0 | 0 | 0 | 0 | 0 | 0 | 0 | 0 | 0 | 0 | 0 | 0 | 0 | 0 | 0 | 0 | 0
CA | Industrial | Wastewater | Existing | Cooling | Geothermal Heat Pump | 0 | 0 | 0 | 0 | 0 | 0 | 0 | 0 | 0 | 0 | 0 | 0 | 0 | 0 | 0 | 0 | 0 | 0 | 0 | 0 | 0 | 0
CA | Industrial | Wastewater | Existing | Space Heating | Electric Furnace | 0 | 0 | 0 | 0 | 0 | 0 | 0 | 0 | 0 | 0 | 0 | 0 | 0 | 0 | 0 | 0 | 0 | 0 | 0 | 0 | 0 | 0
CA | Industrial | Wastewater | Existing | Space Heating | Electric Room Heat | 0 | 0 | 0 | 0 | 0 | 0 | 0 | 0 | 0 | 0 | 0 | 0 | 0 | 0 | 0 | 0 | 0 | 0 | 0 | 0 | 0 | 0
CA | Industrial | Wastewater | Existing | Space Heating | Air-Source Heat Pump | 0 | 0 | 0 | 0 | 0 | 0 | 0 | 0 | 0 | 0 | 0 | 0 | 0 | 0 | 0 | 0 | 0 | 0 | 0 | 0 | 0 | 0
CA | Industrial | Wastewater | Existing | Space Heating | Geothermal Heat Pump | 0 | 0 | 0 | 0 | 0 | 0 | 0 | 0 | 0 | 0 | 0 | 0 | 0 | 0 | 0 | 0 | 0 | 0 | 0 | 0 | 0 | 0
CA | Industrial | Wastewater | Existing | Ventilation | Ventilation | 0 | 0 | 0 | 0 | 0 | 0 | 0 | 0 | 0 | 0 | 0 | 0 | 0 | 0 | 0 | 0 | 0 | 0 | 0 | 0 | 0 | 0
CA | Industrial | Wastewater | Existing | Interior Lighting | General Service Lighting | 0.003308 | 0.0031317 | 0.0027577 | 0.0024857 | 0.002204 | 0.0019498 | 0.0017569 | 0.0016092 | 0.0014936 | 0.0013986 | 0.0013212 | 0.0012556 | 0.0011948 | 0.0011443 | 0.0010952 | 0.001051 | 0.0010058 | 0.00096911 | 0.00093578 | 0.00089899 | 0.0008581 | 0.00081757
CA | Industrial | Wastewater | Existing | Interior Lighting | High-Bay Lighting | 0.020083 | 0.019641 | 0.018146 | 0.017401 | 0.016842 | 0.016551 | 0.016266 | 0.015985 | 0.015697 | 0.015426 | 0.01516 | 0.014899 | 0.014604 | 0.013949 | 0.012961 | 0.011746 | 0.010315 | 0.0092144 | 0.0083278 | 0.0076145 | 0.0069965 | 0.0064797
CA | Industrial | Wastewater | Existing | Interior Lighting | Linear Lighting | 0.010847 | 0.01056 | 0.0096989 | 0.009235 | 0.0088341 | 0.0085702 | 0.0083057 | 0.0080422 | 0.0077743 | 0.0074912 | 0.0072123 | 0.0069382 | 0.0066521 | 0.0063863 | 0.0061108 | 0.0058433 | 0.0055553 | 0.0053017 | 0.0050534 | 0.0048134 | 0.0045789 | 0.0043628
CA | Industrial | Wastewater | Existing | Exterior Lighting | General Service Lighting | 0.00351 | 0.0032537 | 0.0027302 | 0.002283 | 0.0019595 | 0.0017618 | 0.001624 | 0.0015256 | 0.001452 | 0.0013942 | 0.0013447 | 0.0012975 | 0.0012459 | 0.0012012 | 0.0011549 | 0.0011124 | 0.0010679 | 0.0010317 | 0.00099817 | 0.00095584 | 0.00090458 | 0.00085174
CA | Industrial | Wastewater | Existing | Exterior Lighting | Area Lighting | 0.0082082 | 0.0080277 | 0.0074166 | 0.007112 | 0.0068836 | 0.0067649 | 0.0066483 | 0.0065336 | 0.0064156 | 0.006305 | 0.0061963 | 0.00603 | 0.0057475 | 0.0054029 | 0.0049847 | 0.0045262 | 0.0040197 | 0.0036302 | 0.003315 | 0.0030601 | 0.0028362 | 0.0026471
CA | Industrial | Wastewater | Existing | Exterior Lighting | Linear Lighting | 0.0086141 | 0.0083865 | 0.0077023 | 0.0073339 | 0.0070155 | 0.006806 | 0.0065959 | 0.0063866 | 0.0061739 | 0.0059491 | 0.0057276 | 0.0055099 | 0.0052827 | 0.0050716 | 0.0048529 | 0.0046404 | 0.0044117 | 0.0042103 | 0.0040131 | 0.0038225 | 0.0036363 | 0.0034647
CA | Industrial | Wastewater | Existing | Motors | Pumps | 0.48022 | 0.46965 | 0.4339 | 0.41608 | 0.40272 | 0.39577 | 0.38895 | 0.38225 | 0.37534 | 0.36887 | 0.36251 | 0.35626 | 0.34921 | 0.34301 | 0.33702 | 0.33121 | 0.32392 | 0.31832 | 0.31272 | 0.30733 | 0.30037 | 0.29311
CA | Industrial | Wastewater | Existing | Motors | Fans & Blowers | 0.32742 | 0.32022 | 0.29584 | 0.28369 | 0.27458 | 0.26985 | 0.26519 | 0.26062 | 0.25591 | 0.2515 | 0.24717 | 0.2429 | 0.2381 | 0.23387 | 0.22979 | 0.22582 | 0.22086 | 0.21703 | 0.21322 | 0.20954 | 0.2048 | 0.19985
CA | Industrial | Wastewater | Existing | Motors | Compressed Air | 0 | 0 | 0 | 0 | 0 | 0 | 0 | 0 | 0 | 0 | 0 | 0 | 0 | 0 | 0 | 0 | 0 | 0 | 0 | 0 | 0 | 0
CA | Industrial | Wastewater | Existing | Motors | Material Handling | 0 | 0 | 0 | 0 | 0 | 0 | 0 | 0 | 0 | 0 | 0 | 0 | 0 | 0 | 0 | 0 | 0 | 0 | 0 | 0 | 0 | 0
CA | Industrial | Wastewater | Existing | Motors | Other Motors | 0.16371 | 0.16011 | 0.14792 | 0.14185 | 0.13729 | 0.13492 | 0.1326 | 0.13031 | 0.12796 | 0.12575 | 0.12358 | 0.12145 | 0.11905 | 0.11694 | 0.11489 | 0.11291 | 0.11043 | 0.10852 | 0.10661 | 0.10477 | 0.1024 | 0.099925
CA | Industrial | Wastewater | Existing | Process | Process Heating | 0 | 0 | 0 | 0 | 0 | 0 | 0 | 0 | 0 | 0 | 0 | 0 | 0 | 0 | 0 | 0 | 0 | 0 | 0 | 0 | 0 | 0
CA | Industrial | Wastewater | Existing | Process | Process Cooling | 0 | 0 | 0 | 0 | 0 | 0 | 0 | 0 | 0 | 0 | 0 | 0 | 0 | 0 | 0 | 0 | 0 | 0 | 0 | 0 | 0 | 0
CA | Industrial | Wastewater | Existing | Process | Process Refrigeration | 0 | 0 | 0 | 0 | 0 | 0 | 0 | 0 | 0 | 0 | 0 | 0 | 0 | 0 | 0 | 0 | 0 | 0 | 0 | 0 | 0 | 0
CA | Industrial | Wastewater | Existing | Process | Process Electrochemical | 0 | 0 | 0 | 0 | 0 | 0 | 0 | 0 | 0 | 0 | 0 | 0 | 0 | 0 | 0 | 0 | 0 | 0 | 0 | 0 | 0 | 0
CA | Industrial | Wastewater | Existing | Process | Process Other | 0 | 0 | 0 | 0 | 0 | 0 | 0 | 0 | 0 | 0 | 0 | 0 | 0 | 0 | 0 | 0 | 0 | 0 | 0 | 0 | 0 | 0
CA | Industrial | Wastewater | Existing | Miscellaneous | Miscellaneous | 0.065484 | 0.064044 | 0.059169 | 0.056739 | 0.054916 | 0.053969 | 0.053039 | 0.052124 | 0.051183 | 0.0503 | 0.049433 | 0.048581 | 0.047619 | 0.046774 | 0.045957 | 0.045165 | 0.044171 | 0.043407 | 0.042644 | 0.041909 | 0.040959 | 0.03997
CA | Industrial | Wastewater | New | Cooling | Air-Cooled Chiller | 0 | 0 | 0 | 0 | 0 | 0 | 0 | 0 | 0 | 0 | 0 | 0 | 0 | 0 | 0 | 0 | 0 | 0 | 0 | 0 | 0 | 0
CA | Industrial | Wastewater | New | Cooling | Water-Cooled Chiller | 0 | 0 | 0 | 0 | 0 | 0 | 0 | 0 | 0 | 0 | 0 | 0 | 0 | 0 | 0 | 0 | 0 | 0 | 0 | 0 | 0 | 0
CA | Industrial | Wastewater | New | Cooling | RTU | 0 | 0 | 0 | 0 | 0 | 0 | 0 | 0 | 0 | 0 | 0 | 0 | 0 | 0 | 0 | 0 | 0 | 0 | 0 | 0 | 0 | 0
CA | Industrial | Wastewater | New | Cooling | Air-Source Heat Pump | 0 | 0 | 0 | 0 | 0 | 0 | 0 | 0 | 0 | 0 | 0 | 0 | 0 | 0 | 0 | 0 | 0 | 0 | 0 | 0 | 0 | 0
CA | Industrial | Wastewater | New | Cooling | Geothermal Heat Pump | 0 | 0 | 0 | 0 | 0 | 0 | 0 | 0 | 0 | 0 | 0 | 0 | 0 | 0 | 0 | 0 | 0 | 0 | 0 | 0 | 0 | 0
CA | Industrial | Wastewater | New | Space Heating | Electric Furnace | 0 | 0 | 0 | 0 | 0 | 0 | 0 | 0 | 0 | 0 | 0 | 0 | 0 | 0 | 0 | 0 | 0 | 0 | 0 | 0 | 0 | 0
CA | Industrial | Wastewater | New | Space Heating | Electric Room Heat | 0 | 0 | 0 | 0 | 0 | 0 | 0 | 0 | 0 | 0 | 0 | 0 | 0 | 0 | 0 | 0 | 0 | 0 | 0 | 0 | 0 | 0
CA | Industrial | Wastewater | New | Space Heating | Air-Source Heat Pump | 0 | 0 | 0 | 0 | 0 | 0 | 0 | 0 | 0 | 0 | 0 | 0 | 0 | 0 | 0 | 0 | 0 | 0 | 0 | 0 | 0 | 0
CA | Industrial | Wastewater | New | Space Heating | Geothermal Heat Pump | 0 | 0 | 0 | 0 | 0 | 0 | 0 | 0 | 0 | 0 | 0 | 0 | 0 | 0 | 0 | 0 | 0 | 0 | 0 | 0 | 0 | 0
CA | Industrial | Wastewater | New | Ventilation | Ventilation | 0 | 0 | 0 | 0 | 0 | 0 | 0 | 0 | 0 | 0 | 0 | 0 | 0 | 0 | 0 | 0 | 0 | 0 | 0 | 0 | 0 | 0
CA | Industrial | Wastewater | New | Interior Lighting | General Service Lighting | 0 | 3.0248e-05 | 5.9831e-05 | 8.7163e-05 | 0.00010972 | 0.0001325 | 0.00015711 | 0.00018286 | 0.00020359 | 0.00022405 | 0.00024431 | 0.00026451 | 0.00027987 | 0.00029485 | 0.00030753 | 0.00032171 | 0.00033353 | 0.00034498 | 0.00035636 | 0.00036734 | 0.00037613 | 0.00038517
CA | Industrial | Wastewater | New | Interior Lighting | High-Bay Lighting | 0 | 0.00019627 | 0.00038823 | 0.00056558 | 0.00071326 | 0.00086239 | 0.0010235 | 0.0011922 | 0.0013278 | 0.0014638 | 0.0016034 | 0.0017471 | 0.0018585 | 0.0019643 | 0.0020539 | 0.0021534 | 0.0022376 | 0.0023185 | 0.0023968 | 0.0024887 | 0.0025638 | 0.0026373
CA | Industrial | Wastewater | New | Interior Lighting | Linear Lighting | 0 | 0.00014466 | 0.00028614 | 0.00041685 | 0.00052528 | 0.00063477 | 0.00075309 | 0.00087688 | 0.00097649 | 0.0010752 | 0.0011766 | 0.0012809 | 0.0013645 | 0.0014464 | 0.0015205 | 0.0016025 | 0.0016741 | 0.001744 | 0.0018128 | 0.0018918 | 0.00195 | 0.0020004
CA | Industrial | Wastewater | New | Exterior Lighting | General Service Lighting | 0 | 3.2095e-05 | 6.3485e-05 | 9.2485e-05 | 0.00011642 | 0.00014059 | 0.0001667 | 0.00019403 | 0.00021602 | 0.00023774 | 0.00025922 | 0.00028066 | 0.00029696 | 0.00031286 | 0.00032631 | 0.00034135 | 0.0003539 | 0.00036605 | 0.00037811 | 0.00038977 | 0.0003991 | 0.00040869
CA | Industrial | Wastewater | New | Exterior Lighting | Area Lighting | 0 | 8.3027e-05 | 0.00016423 | 0.00023925 | 0.0003018 | 0.00036497 | 0.00043323 | 0.00050465 | 0.00056212 | 0.00061957 | 0.00067856 | 0.00073929 | 0.00078632 | 0.00083099 | 0.00086873 | 0.00091066 | 0.00094607 | 0.00098011 | 0.001013 | 0.0010516 | 0.0010832 | 0.0011141
CA | Industrial | Wastewater | New | Exterior Lighting | Linear Lighting | 0 | 0.00011488 | 0.00022723 | 0.00033104 | 0.00041714 | 0.00050409 | 0.00059805 | 0.00069637 | 0.00077547 | 0.00085387 | 0.00093436 | 0.0010172 | 0.0010836 | 0.0011486 | 0.0012075 | 0.0012726 | 0.0013294 | 0.001385 | 0.0014396 | 0.0015024 | 0.0015486 | 0.0015886
CA | Industrial | Wastewater | New | Motors | Pumps | 0 | 0.0082796 | 0.016377 | 0.023858 | 0.031032 | 0.038276 | 0.046104 | 0.054295 | 0.060885 | 0.068142 | 0.075593 | 0.083264 | 0.089406 | 0.095427 | 0.10134 | 0.10789 | 0.1136 | 0.11919 | 0.12467 | 0.13098 | 0.13628 | 0.14146
CA | Industrial | Wastewater | New | Motors | Fans & Blowers | 0 | 0.0056452 | 0.011166 | 0.016267 | 0.021158 | 0.026097 | 0.031435 | 0.037019 | 0.041512 | 0.04646 | 0.051541 | 0.056771 | 0.060959 | 0.065064 | 0.069096 | 0.073561 | 0.077455 | 0.081263 | 0.085005 | 0.089306 | 0.092918 | 0.096449
CA | Industrial | Wastewater | New | Motors | Compressed Air | 0 | 0 | 0 | 0 | 0 | 0 | 0 | 0 | 0 | 0 | 0 | 0 | 0 | 0 | 0 | 0 | 0 | 0 | 0 | 0 | 0 | 0
CA | Industrial | Wastewater | New | Motors | Material Handling | 0 | 0 | 0 | 0 | 0 | 0 | 0 | 0 | 0 | 0 | 0 | 0 | 0 | 0 | 0 | 0 | 0 | 0 | 0 | 0 | 0 | 0
CA | Industrial | Wastewater | New | Motors | Other Motors | 0 | 0.0028226 | 0.0055831 | 0.0081335 | 0.010579 | 0.013049 | 0.015717 | 0.01851 | 0.020756 | 0.02323 | 0.02577 | 0.028385 | 0.030479 | 0.032532 | 0.034548 | 0.036781 | 0.038728 | 0.040631 | 0.042502 | 0.044653 | 0.046459 | 0.048225
CA | Industrial | Wastewater | New | Process | Process Heating | 0 | 0 | 0 | 0 | 0 | 0 | 0 | 0 | 0 | 0 | 0 | 0 | 0 | 0 | 0 | 0 | 0 | 0 | 0 | 0 | 0 | 0
CA | Industrial | Wastewater | New | Process | Process Cooling | 0 | 0 | 0 | 0 | 0 | 0 | 0 | 0 | 0 | 0 | 0 | 0 | 0 | 0 | 0 | 0 | 0 | 0 | 0 | 0 | 0 | 0
CA | Industrial | Wastewater | New | Process | Process Refrigeration | 0 | 0 | 0 | 0 | 0 | 0 | 0 | 0 | 0 | 0 | 0 | 0 | 0 | 0 | 0 | 0 | 0 | 0 | 0 | 0 | 0 | 0
CA | Industrial | Wastewater | New | Process | Process Electrochemical | 0 | 0 | 0 | 0 | 0 | 0 | 0 | 0 | 0 | 0 | 0 | 0 | 0 | 0 | 0 | 0 | 0 | 0 | 0 | 0 | 0 | 0
CA | Industrial | Wastewater | New | Process | Process Other | 0 | 0 | 0 | 0 | 0 | 0 | 0 | 0 | 0 | 0 | 0 | 0 | 0 | 0 | 0 | 0 | 0 | 0 | 0 | 0 | 0 | 0
CA | Industrial | Wastewater | New | Miscellaneous | Miscellaneous | 0 | 0.001129 | 0.0022332 | 0.0032534 | 0.0042316 | 0.0052194 | 0.0062869 | 0.0074038 | 0.0083025 | 0.0092921 | 0.010308 | 0.011354 | 0.012192 | 0.013013 | 0.013819 | 0.014712 | 0.015491 | 0.016253 | 0.017001 | 0.017861 | 0.018584 | 0.01929
CA | Industrial | Water | Existing | Cooling | Air-Cooled Chiller | 0 | 0 | 0 | 0 | 0 | 0 | 0 | 0 | 0 | 0 | 0 | 0 | 0 | 0 | 0 | 0 | 0 | 0 | 0 | 0 | 0 | 0
CA | Industrial | Water | Existing | Cooling | Water-Cooled Chiller | 0 | 0 | 0 | 0 | 0 | 0 | 0 | 0 | 0 | 0 | 0 | 0 | 0 | 0 | 0 | 0 | 0 | 0 | 0 | 0 | 0 | 0
CA | Industrial | Water | Existing | Cooling | RTU | 0.081183 | 0.079398 | 0.073036 | 0.069699 | 0.067105 | 0.066114 | 0.065109 | 0.064093 | 0.063017 | 0.061989 | 0.060957 | 0.059924 | 0.058738 | 0.057714 | 0.056764 | 0.055911 | 0.054836 | 0.054066 | 0.053316 | 0.052614 | 0.051654 | 0.050649
CA | Industrial | Water | Existing | Cooling | Air-Source Heat Pump | 0.0085684 | 0.0083528 | 0.0076678 | 0.007303 | 0.007018 | 0.0069024 | 0.0067868 | 0.0066719 | 0.0065525 | 0.0064402 | 0.0063296 | 0.0062211 | 0.0061006 | 0.0059982 | 0.0059023 | 0.0058155 | 0.0057046 | 0.0056247 | 0.0055463 | 0.0054726 | 0.0053716 | 0.0052658
CA | Industrial | Water | Existing | Cooling | Geothermal Heat Pump | 0 | 0 | 0 | 0 | 0 | 0 | 0 | 0 | 0 | 0 | 0 | 0 | 0 | 0 | 0 | 0 | 0 | 0 | 0 | 0 | 0 | 0
CA | Industrial | Water | Existing | Space Heating | Electric Furnace | 0.0019334 | 0.0018909 | 0.0017469 | 0.0016828 | 0.0016214 | 0.0015859 | 0.0015511 | 0.001524 | 0.0014825 | 0.0014499 | 0.001418 | 0.0013932 | 0.0013526 | 0.001322 | 0.0012925 | 0.0012701 | 0.0012304 | 0.0012032 | 0.0011764 | 0.0011558 | 0.0011189 | 0.0010865
CA | Industrial | Water | Existing | Space Heating | Electric Room Heat | 0.0099598 | 0.0097407 | 0.0089992 | 0.0086689 | 0.0083524 | 0.0081695 | 0.0079904 | 0.0078509 | 0.0076369 | 0.0074689 | 0.0073045 | 0.0071768 | 0.0069677 | 0.0068103 | 0.0066582 | 0.0065427 | 0.0063383 | 0.0061984 | 0.00606 | 0.0059541 | 0.0057638 | 0.0055969
CA | Industrial | Water | Existing | Space Heating | Air-Source Heat Pump | 0.0069548 | 0.0068018 | 0.0062778 | 0.0060409 | 0.0058136 | 0.0056793 | 0.0055475 | 0.0054433 | 0.0052873 | 0.0051634 | 0.0050421 | 0.0049462 | 0.0047948 | 0.0046801 | 0.0045698 | 0.0044854 | 0.0043408 | 0.004241 | 0.0041427 | 0.0040672 | 0.0039344 | 0.003818
CA | Industrial | Water | Existing | Space Heating | Geothermal Heat Pump | 0 | 0 | 0 | 0 | 0 | 0 | 0 | 0 | 0 | 0 | 0 | 0 | 0 | 0 | 0 | 0 | 0 | 0 | 0 | 0 | 0 | 0
CA | Industrial | Water | Existing | Ventilation | Ventilation | 0.067403 | 0.065205 | 0.059535 | 0.056379 | 0.053866 | 0.052127 | 0.050425 | 0.048768 | 0.047121 | 0.045576 | 0.04409 | 0.042667 | 0.041202 | 0.039895 | 0.038669 | 0.037521 | 0.036265 | 0.035248 | 0.034275 | 0.03336 | 0.03231 | 0.031268
CA | Industrial | Water | Existing | Interior Lighting | General Service Lighting | 0.0060967 | 0.0057717 | 0.0050824 | 0.0045812 | 0.004062 | 0.0035936 | 0.003238 | 0.0029657 | 0.0027528 | 0.0025777 | 0.002435 | 0.0023141 | 0.0022019 | 0.0021089 | 0.0020185 | 0.0019369 | 0.0018537 | 0.0017861 | 0.0017246 | 0.0016568 | 0.0015815 | 0.0015068
CA | Industrial | Water | Existing | Interior Lighting | High-Bay Lighting | 0.037012 | 0.036198 | 0.033443 | 0.032069 | 0.031039 | 0.030504 | 0.029978 | 0.029461 | 0.028929 | 0.02843 | 0.02794 | 0.027458 | 0.026915 | 0.025707 | 0.023887 | 0.021648 | 0.019011 | 0.016982 | 0.015348 | 0.014034 | 0.012895 | 0.011942
CA | Industrial | Water | Existing | Interior Lighting | Linear Lighting | 0.019991 | 0.019463 | 0.017875 | 0.01702 | 0.016281 | 0.015795 | 0.015307 | 0.014822 | 0.014328 | 0.013806 | 0.013292 | 0.012787 | 0.01226 | 0.01177 | 0.011262 | 0.010769 | 0.010238 | 0.0097711 | 0.0093135 | 0.0088711 | 0.0084389 | 0.0080406
CA | Industrial | Water | Existing | Exterior Lighting | General Service Lighting | 0.006469 | 0.0059965 | 0.0050317 | 0.0042076 | 0.0036113 | 0.0032469 | 0.002993 | 0.0028117 | 0.002676 | 0.0025695 | 0.0024783 | 0.0023913 | 0.0022963 | 0.0022138 | 0.0021285 | 0.0020501 | 0.0019681 | 0.0019014 | 0.0018396 | 0.0017616 | 0.0016671 | 0.0015698
CA | Industrial | Water | Existing | Exterior Lighting | Area Lighting | 0.015128 | 0.014795 | 0.013669 | 0.013108 | 0.012686 | 0.012468 | 0.012253 | 0.012042 | 0.011824 | 0.01162 | 0.01142 | 0.011113 | 0.010593 | 0.0099575 | 0.0091869 | 0.0083418 | 0.0074083 | 0.0066905 | 0.0061095 | 0.0056398 | 0.0052272 | 0.0048786
CA | Industrial | Water | Existing | Exterior Lighting | Linear Lighting | 0.015876 | 0.015456 | 0.014195 | 0.013516 | 0.01293 | 0.012543 | 0.012156 | 0.01177 | 0.011378 | 0.010964 | 0.010556 | 0.010155 | 0.009736 | 0.009347 | 0.0089438 | 0.0085523 | 0.0081308 | 0.0077596 | 0.0073962 | 0.0070449 | 0.0067017 | 0.0063854
CA | Industrial | Water | Existing | Motors | Pumps | 1.7852 | 1.7459 | 1.613 | 1.5468 | 1.4971 | 1.4713 | 1.4459 | 1.421 | 1.3953 | 1.3712 | 1.3476 | 1.3244 | 1.2981 | 1.2751 | 1.2528 | 1.2312 | 1.2042 | 1.1833 | 1.1625 | 1.1425 | 1.1166 | 1.0896
CA | Industrial | Water | Existing | Motors | Fans & Blowers | 0 | 0 | 0 | 0 | 0 | 0 | 0 | 0 | 0 | 0 | 0 | 0 | 0 | 0 | 0 | 0 | 0 | 0 | 0 | 0 | 0 | 0
CA | Industrial | Water | Existing | Motors | Compressed Air | 0.30172 | 0.29508 | 0.27262 | 0.26142 | 0.25303 | 0.24866 | 0.24438 | 0.24016 | 0.23583 | 0.23176 | 0.22776 | 0.22384 | 0.2194 | 0.21551 | 0.21175 | 0.2081 | 0.20352 | 0.2 | 0.19648 | 0.1931 | 0.18872 | 0.18416
CA | Industrial | Water | Existing | Motors | Material Handling | 0 | 0 | 0 | 0 | 0 | 0 | 0 | 0 | 0 | 0 | 0 | 0 | 0 | 0 | 0 | 0 | 0 | 0 | 0 | 0 | 0 | 0
CA | Industrial | Water | Existing | Motors | Other Motors | 0 | 0 | 0 | 0 | 0 | 0 | 0 | 0 | 0 | 0 | 0 | 0 | 0 | 0 | 0 | 0 | 0 | 0 | 0 | 0 | 0 | 0
CA | Industrial | Water | Existing | Process | Process Heating | 0 | 0 | 0 | 0 | 0 | 0 | 0 | 0 | 0 | 0 | 0 | 0 | 0 | 0 | 0 | 0 | 0 | 0 | 0 | 0 | 0 | 0
CA | Industrial | Water | Existing | Process | Process Cooling | 0 | 0 | 0 | 0 | 0 | 0 | 0 | 0 | 0 | 0 | 0 | 0 | 0 | 0 | 0 | 0 | 0 | 0 | 0 | 0 | 0 | 0
CA | Industrial | Water | Existing | Process | Process Refrigeration | 0 | 0 | 0 | 0 | 0 | 0 | 0 | 0 | 0 | 0 | 0 | 0 | 0 | 0 | 0 | 0 | 0 | 0 | 0 | 0 | 0 | 0
CA | Industrial | Water | Existing | Process | Process Electrochemical | 0 | 0 | 0 | 0 | 0 | 0 | 0 | 0 | 0 | 0 | 0 | 0 | 0 | 0 | 0 | 0 | 0 | 0 | 0 | 0 | 0 | 0
CA | Industrial | Water | Existing | Process | Process Other | 0 | 0 | 0 | 0 | 0 | 0 | 0 | 0 | 0 | 0 | 0 | 0 | 0 | 0 | 0 | 0 | 0 | 0 | 0 | 0 | 0 | 0
CA | Industrial | Water | Existing | Miscellaneous | Miscellaneous | 0.15086 | 0.14754 | 0.13631 | 0.13071 | 0.12651 | 0.12433 | 0.12219 | 0.12008 | 0.11791 | 0.11588 | 0.11388 | 0.11192 | 0.1097 | 0.10776 | 0.10587 | 0.10405 | 0.10176 | 0.099998 | 0.098241 | 0.096548 | 0.09436 | 0.092081
CA | Industrial | Water | New | Cooling | Air-Cooled Chiller | 0 | 0 | 0 | 0 | 0 | 0 | 0 | 0 | 0 | 0 | 0 | 0 | 0 | 0 | 0 | 0 | 0 | 0 | 0 | 0 | 0 | 0
CA | Industrial | Water | New | Cooling | Water-Cooled Chiller | 0 | 0 | 0 | 0 | 0 | 0 | 0 | 0 | 0 | 0 | 0 | 0 | 0 | 0 | 0 | 0 | 0 | 0 | 0 | 0 | 0 | 0
CA | Industrial | Water | New | Cooling | RTU | 0 | 0.0013997 | 0.0025929 | 0.0036953 | 0.0047523 | 0.0058677 | 0.0070881 | 0.0083822 | 0.0094527 | 0.010641 | 0.011878 | 0.013166 | 0.014234 | 0.015275 | 0.016316 | 0.017486 | 0.018539 | 0.019587 | 0.020636 | 0.021836 | 0.022885 | 0.023928
CA | Industrial | Water | New | Cooling | Air-Source Heat Pump | 0 | 0.0001385 | 0.00026146 | 0.00037507 | 0.000484 | 0.0005989 | 0.00072462 | 0.00085794 | 0.0009682 | 0.0010907 | 0.001218 | 0.0013508 | 0.0014595 | 0.0015678 | 0.001676 | 0.0017973 | 0.0019065 | 0.0020151 | 0.0021237 | 0.0022478 | 0.0023563 | 0.0024642
CA | Industrial | Water | New | Cooling | Geothermal Heat Pump | 0 | 0 | 0 | 0 | 0 | 0 | 0 | 0 | 0 | 0 | 0 | 0 | 0 | 0 | 0 | 0 | 0 | 0 | 0 | 0 | 0 | 0
CA | Industrial | Water | New | Space Heating | Electric Furnace | 0 | 3.3334e-05 | 6.5936e-05 | 9.6493e-05 | 0.00012494 | 0.00015337 | 0.00018386 | 0.00021648 | 0.00024048 | 0.00026784 | 0.00029568 | 0.00032561 | 0.0003463 | 0.00036779 | 0.00038865 | 0.00041373 | 0.0004315 | 0.00045053 | 0.00046898 | 0.0004926 | 0.00050764 | 0.00052434
CA | Industrial | Water | New | Space Heating | Electric Room Heat | 0 | 0.00017172 | 0.00033966 | 0.00049708 | 0.00064361 | 0.00079008 | 0.00094713 | 0.0011152 | 0.0012388 | 0.0013798 | 0.0015232 | 0.0016773 | 0.0017839 | 0.0018947 | 0.0020021 | 0.0021313 | 0.0022228 | 0.0023209 | 0.0024159 | 0.0025376 | 0.0026151 | 0.0027011
CA | Industrial | Water | New | Space Heating | Air-Source Heat Pump | 0 | 0.00011991 | 0.00023373 | 0.00034044 | 0.00043973 | 0.00053899 | 0.00064541 | 0.00075929 | 0.00084306 | 0.00093857 | 0.0010358 | 0.0011402 | 0.0012121 | 0.0012869 | 0.0013595 | 0.0014468 | 0.0015086 | 0.0015748 | 0.0016391 | 0.0017214 | 0.0017738 | 0.0018319
CA | Industrial | Water | New | Space Heating | Geothermal Heat Pump | 0 | 0 | 0 | 0 | 0 | 0 | 0 | 0 | 0 | 0 | 0 | 0 | 0 | 0 | 0 | 0 | 0 | 0 | 0 | 0 | 0 | 0
CA | Industrial | Water | New | Ventilation | Ventilation | 0 | 0.00087697 | 0.0017346 | 0.002527 | 0.0032905 | 0.003997 | 0.0047605 | 0.0055594 | 0.0062022 | 0.0069124 | 0.0076416 | 0.0083923 | 0.0089934 | 0.0095826 | 0.010161 | 0.010802 | 0.011361 | 0.011902 | 0.012427 | 0.013028 | 0.013525 | 0.014013
CA | Industrial | Water | New | Interior Lighting | General Service Lighting | 0 | 5.5748e-05 | 0.00011027 | 0.00016064 | 0.00020221 | 0.00024419 | 0.00028955 | 0.00033702 | 0.00037521 | 0.00041293 | 0.00045026 | 0.00048749 | 0.00051581 | 0.00054341 | 0.00056678 | 0.00059291 | 0.0006147 | 0.0006358 | 0.00065676 | 0.000677 | 0.00069321 | 0.00070987
CA | Industrial | Water | New | Interior Lighting | High-Bay Lighting | 0 | 0.00036173 | 0.00071551 | 0.0010424 | 0.0013145 | 0.0015894 | 0.0018864 | 0.0021971 | 0.0024472 | 0.0026978 | 0.0029551 | 0.00322 | 0.0034252 | 0.0036201 | 0.0037852 | 0.0039688 | 0.0041238 | 0.004273 | 0.0044172 | 0.0045867 | 0.0047251 | 0.0048606
CA | Industrial | Water | New | Interior Lighting | Linear Lighting | 0 | 0.00026661 | 0.00052735 | 0.00076825 | 0.00096809 | 0.0011699 | 0.0013879 | 0.0016161 | 0.0017997 | 0.0019816 | 0.0021684 | 0.0023607 | 0.0025147 | 0.0026657 | 0.0028022 | 0.0029535 | 0.0030853 | 0.0032143 | 0.003341 | 0.0034867 | 0.0035939 | 0.0036867
CA | Industrial | Water | New | Exterior Lighting | General Service Lighting | 0 | 5.9152e-05 | 0.000117 | 0.00017045 | 0.00021456 | 0.0002591 | 0.00030723 | 0.0003576 | 0.00039812 | 0.00043815 | 0.00047775 | 0.00051726 | 0.0005473 | 0.00057659 | 0.00060139 | 0.00062911 | 0.00065224 | 0.00067463 | 0.00069687 | 0.00071834 | 0.00073554 | 0.00075322
CA | Industrial | Water | New | Exterior Lighting | Area Lighting | 0 | 0.00015302 | 0.00030267 | 0.00044093 | 0.00055622 | 0.00067264 | 0.00079844 | 0.00093007 | 0.001036 | 0.0011419 | 0.0012506 | 0.0013625 | 0.0014492 | 0.0015315 | 0.0016011 | 0.0016784 | 0.0017436 | 0.0018063 | 0.0018669 | 0.0019382 | 0.0019963 | 0.0020533
CA | Industrial | Water | New | Exterior Lighting | Linear Lighting | 0 | 0.00021172 | 0.00041879 | 0.0006101 | 0.0007688 | 0.00092904 | 0.0011022 | 0.0012834 | 0.0014292 | 0.0015737 | 0.001722 | 0.0018747 | 0.001997 | 0.0021169 | 0.0022254 | 0.0023455 | 0.0024502 | 0.0025526 | 0.0026532 | 0.0027689 | 0.0028541 | 0.0029278
CA | Industrial | Water | New | Motors | Pumps | 0 | 0.030779 | 0.06088 | 0.088691 | 0.11536 | 0.14229 | 0.17139 | 0.20184 | 0.22633 | 0.25331 | 0.28101 | 0.30953 | 0.33236 | 0.35474 | 0.37673 | 0.40107 | 0.4223 | 0.44306 | 0.46346 | 0.48691 | 0.50661 | 0.52586
CA | Industrial | Water | New | Motors | Fans & Blowers | 0 | 0 | 0 | 0 | 0 | 0 | 0 | 0 | 0 | 0 | 0 | 0 | 0 | 0 | 0 | 0 | 0 | 0 | 0 | 0 | 0 | 0
CA | Industrial | Water | New | Motors | Compressed Air | 0 | 0.005202 | 0.01029 | 0.01499 | 0.019497 | 0.024049 | 0.028967 | 0.034113 | 0.038254 | 0.042813 | 0.047495 | 0.052314 | 0.056173 | 0.059956 | 0.063672 | 0.067787 | 0.071375 | 0.074884 | 0.078332 | 0.082295 | 0.085624 | 0.088878
CA | Industrial | Water | New | Motors | Material Handling | 0 | 0 | 0 | 0 | 0 | 0 | 0 | 0 | 0 | 0 | 0 | 0 | 0 | 0 | 0 | 0 | 0 | 0 | 0 | 0 | 0 | 0
CA | Industrial | Water | New | Motors | Other Motors | 0 | 0 | 0 | 0 | 0 | 0 | 0 | 0 | 0 | 0 | 0 | 0 | 0 | 0 | 0 | 0 | 0 | 0 | 0 | 0 | 0 | 0
CA | Industrial | Water | New | Process | Process Heating | 0 | 0 | 0 | 0 | 0 | 0 | 0 | 0 | 0 | 0 | 0 | 0 | 0 | 0 | 0 | 0 | 0 | 0 | 0 | 0 | 0 | 0
CA | Industrial | Water | New | Process | Process Cooling | 0 | 0 | 0 | 0 | 0 | 0 | 0 | 0 | 0 | 0 | 0 | 0 | 0 | 0 | 0 | 0 | 0 | 0 | 0 | 0 | 0 | 0
CA | Industrial | Water | New | Process | Process Refrigeration | 0 | 0 | 0 | 0 | 0 | 0 | 0 | 0 | 0 | 0 | 0 | 0 | 0 | 0 | 0 | 0 | 0 | 0 | 0 | 0 | 0 | 0
CA | Industrial | Water | New | Process | Process Electrochemical | 0 | 0 | 0 | 0 | 0 | 0 | 0 | 0 | 0 | 0 | 0 | 0 | 0 | 0 | 0 | 0 | 0 | 0 | 0 | 0 | 0 | 0
CA | Industrial | Water | New | Process | Process Other | 0 | 0 | 0 | 0 | 0 | 0 | 0 | 0 | 0 | 0 | 0 | 0 | 0 | 0 | 0 | 0 | 0 | 0 | 0 | 0 | 0 | 0
CA | Industrial | Water | New | Miscellaneous | Miscellaneous | 0 | 0.002601 | 0.0051448 | 0.007495 | 0.0097487 | 0.012024 | 0.014483 | 0.017057 | 0.019127 | 0.021407 | 0.023747 | 0.026157 | 0.028087 | 0.029978 | 0.031836 | 0.033893 | 0.035687 | 0.037442 | 0.039166 | 0.041148 | 0.042812 | 0.044439
CA | Industrial | Chemical Mfg | Existing | Cooling | Air-Cooled Chiller | 0.00029408 | 0.00028758 | 0.00026565 | 0.0002547 | 0.00024648 | 0.00024419 | 0.0002419 | 0.00023962 | 0.00023714 | 0.00023488 | 0.00023262 | 0.00023037 | 0.00022754 | 0.0002252 | 0.00022293 | 0.00022086 | 0.00021774 | 0.00021568 | 0.00021357 | 0.00021154 | 0.00020837 | 0.00020491
CA | Industrial | Chemical Mfg | Existing | Cooling | Water-Cooled Chiller | 0.00032043 | 0.00031338 | 0.00028953 | 0.00027764 | 0.00026872 | 0.00026626 | 0.00026381 | 0.00026136 | 0.0002587 | 0.00025627 | 0.00025384 | 0.00025142 | 0.00024836 | 0.00024584 | 0.0002434 | 0.00024116 | 0.00023778 | 0.00023555 | 0.00023326 | 0.00023106 | 0.00022761 | 0.00022385
CA | Industrial | Chemical Mfg | Existing | Cooling | RTU | 0.0052083 | 0.0050938 | 0.0046856 | 0.0044715 | 0.0043051 | 0.0042415 | 0.004177 | 0.0041119 | 0.0040428 | 0.0039769 | 0.0039107 | 0.0038444 | 0.0037684 | 0.0037026 | 0.0036417 | 0.003587 | 0.003518 | 0.0034686 | 0.0034205 | 0.0033755 | 0.0033139 | 0.0032494
CA | Industrial | Chemical Mfg | Existing | Cooling | Air-Source Heat Pump | 0.00061457 | 0.0005991 | 0.00054997 | 0.0005238 | 0.00050336 | 0.00049507 | 0.00048678 | 0.00047854 | 0.00046997 | 0.00046192 | 0.00045399 | 0.0004462 | 0.00043756 | 0.00043022 | 0.00042334 | 0.00041711 | 0.00040916 | 0.00040343 | 0.00039781 | 0.00039252 | 0.00038528 | 0.00037768
CA | Industrial | Chemical Mfg | Existing | Cooling | Geothermal Heat Pump | 0 | 0 | 0 | 0 | 0 | 0 | 0 | 0 | 0 | 0 | 0 | 0 | 0 | 0 | 0 | 0 | 0 | 0 | 0 | 0 | 0 | 0
CA | Industrial | Chemical Mfg | Existing | Space Heating | Electric Furnace | 0.00013867 | 0.00013562 | 0.0001253 | 0.0001207 | 0.00011629 | 0.00011375 | 0.00011125 | 0.00010931 | 0.00010633 | 0.00010399 | 0.0001017 | 9.9924e-05 | 9.7013e-05 | 9.4822e-05 | 9.2704e-05 | 9.1096e-05 | 8.8249e-05 | 8.6302e-05 | 8.4374e-05 | 8.2901e-05 | 8.0251e-05 | 7.7926e-05
CA | Industrial | Chemical Mfg | Existing | Space Heating | Electric Room Heat | 0.00071436 | 0.00069864 | 0.00064546 | 0.00062178 | 0.00059907 | 0.00058595 | 0.0005731 | 0.0005631 | 0.00054775 | 0.00053571 | 0.00052391 | 0.00051475 | 0.00049976 | 0.00048847 | 0.00047756 | 0.00046927 | 0.00045461 | 0.00044458 | 0.00043465 | 0.00042706 | 0.0004134 | 0.00040143
CA | Industrial | Chemical Mfg | Existing | Space Heating | Air-Source Heat Pump | 0.00049883 | 0.00048786 | 0.00045028 | 0.00043328 | 0.00041698 | 0.00040734 | 0.00039789 | 0.00039041 | 0.00037923 | 0.00037034 | 0.00036164 | 0.00035476 | 0.0003439 | 0.00033567 | 0.00032777 | 0.00032172 | 0.00031134 | 0.00030418 | 0.00029713 | 0.00029172 | 0.00028219 | 0.00027384
CA | Industrial | Chemical Mfg | Existing | Space Heating | Geothermal Heat Pump | 0 | 0 | 0 | 0 | 0 | 0 | 0 | 0 | 0 | 0 | 0 | 0 | 0 | 0 | 0 | 0 | 0 | 0 | 0 | 0 | 0 | 0
CA | Industrial | Chemical Mfg | Existing | Ventilation | Ventilation | 0.0048344 | 0.0046768 | 0.0042701 | 0.0040438 | 0.0038635 | 0.0037388 | 0.0036167 | 0.0034978 | 0.0033797 | 0.0032689 | 0.0031623 | 0.0030603 | 0.0029552 | 0.0028615 | 0.0027735 | 0.0026911 | 0.0026011 | 0.0025281 | 0.0024584 | 0.0023927 | 0.0023174 | 0.0022427
CA | Industrial | Chemical Mfg | Existing | Interior Lighting | General Service Lighting | 0.00048542 | 0.00045954 | 0.00040466 | 0.00036476 | 0.00032342 | 0.00028612 | 0.00025781 | 0.00023613 | 0.00021918 | 0.00020524 | 0.00019387 | 0.00018425 | 0.00017532 | 0.00016791 | 0.00016071 | 0.00015422 | 0.00014759 | 0.00014221 | 0.00013732 | 0.00013192 | 0.00012592 | 0.00011997
CA | Industrial | Chemical Mfg | Existing | Interior Lighting | High-Bay Lighting | 0.0029469 | 0.0028821 | 0.0026627 | 0.0025534 | 0.0024713 | 0.0024287 | 0.0023869 | 0.0023457 | 0.0023033 | 0.0022636 | 0.0022246 | 0.0021862 | 0.002143 | 0.0020468 | 0.0019019 | 0.0017237 | 0.0015136 | 0.0013521 | 0.001222 | 0.0011174 | 0.0010267 | 0.00095084
CA | Industrial | Chemical Mfg | Existing | Interior Lighting | Linear Lighting | 0.0015917 | 0.0015496 | 0.0014232 | 0.0013552 | 0.0012963 | 0.0012576 | 0.0012188 | 0.0011801 | 0.0011408 | 0.0010993 | 0.0010583 | 0.0010181 | 0.00097613 | 0.00093713 | 0.00089671 | 0.00085745 | 0.00081519 | 0.00077798 | 0.00074154 | 0.00070632 | 0.00067191 | 0.0006402
CA | Industrial | Chemical Mfg | Existing | Exterior Lighting | General Service Lighting | 0.00051506 | 0.00047745 | 0.00040063 | 0.00033501 | 0.00028753 | 0.00025852 | 0.0002383 | 0.00022387 | 0.00021307 | 0.00020458 | 0.00019732 | 0.0001904 | 0.00018283 | 0.00017626 | 0.00016947 | 0.00016323 | 0.0001567 | 0.00015139 | 0.00014647 | 0.00014026 | 0.00013274 | 0.00012499
CA | Industrial | Chemical Mfg | Existing | Exterior Lighting | Area Lighting | 0.0012045 | 0.001178 | 0.0010883 | 0.0010436 | 0.0010101 | 0.00099269 | 0.00097557 | 0.00095875 | 0.00094143 | 0.0009252 | 0.00090925 | 0.00088485 | 0.00084339 | 0.00079282 | 0.00073146 | 0.00066418 | 0.00058986 | 0.0005327 | 0.00048644 | 0.00044905 | 0.00041619 | 0.00038843
CA | Industrial | Chemical Mfg | Existing | Exterior Lighting | Linear Lighting | 0.001264 | 0.0012306 | 0.0011302 | 0.0010762 | 0.0010295 | 0.00099871 | 0.00096789 | 0.00093717 | 0.00090596 | 0.00087297 | 0.00084047 | 0.00080853 | 0.00077518 | 0.00074421 | 0.00071211 | 0.00068093 | 0.00064737 | 0.00061783 | 0.00058889 | 0.00056092 | 0.00053359 | 0.00050841
CA | Industrial | Chemical Mfg | Existing | Motors | Pumps | 0.034182 | 0.03343 | 0.030885 | 0.029617 | 0.028665 | 0.028171 | 0.027685 | 0.027208 | 0.026717 | 0.026256 | 0.025803 | 0.025358 | 0.024856 | 0.024415 | 0.023989 | 0.023575 | 0.023057 | 0.022658 | 0.02226 | 0.021876 | 0.02138 | 0.020864
CA | Industrial | Chemical Mfg | Existing | Motors | Fans & Blowers | 0.015619 | 0.015276 | 0.014113 | 0.013533 | 0.013099 | 0.012873 | 0.012651 | 0.012433 | 0.012208 | 0.011998 | 0.011791 | 0.011588 | 0.011358 | 0.011157 | 0.010962 | 0.010773 | 0.010536 | 0.010353 | 0.010172 | 0.0099962 | 0.0097697 | 0.0095338
CA | Industrial | Chemical Mfg | Existing | Motors | Compressed Air | 0.036219 | 0.035422 | 0.032726 | 0.031382 | 0.030374 | 0.02985 | 0.029336 | 0.02883 | 0.028309 | 0.027821 | 0.027341 | 0.02687 | 0.026338 | 0.025871 | 0.025419 | 0.02498 | 0.024431 | 0.024008 | 0.023586 | 0.02318 | 0.022654 | 0.022107
CA | Industrial | Chemical Mfg | Existing | Motors | Material Handling | 0.032823 | 0.032101 | 0.029658 | 0.02844 | 0.027526 | 0.027052 | 0.026585 | 0.026127 | 0.025655 | 0.025213 | 0.024778 | 0.024351 | 0.023869 | 0.023445 | 0.023036 | 0.022639 | 0.022141 | 0.021757 | 0.021375 | 0.021007 | 0.020531 | 0.020035
CA | Industrial | Chemical Mfg | Existing | Motors | Other Motors | 0.0043029 | 0.0042082 | 0.0038879 | 0.0037282 | 0.0036085 | 0.0035462 | 0.0034851 | 0.003425 | 0.0033632 | 0.0033052 | 0.0032482 | 0.0031922 | 0.003129 | 0.0030734 | 0.0030198 | 0.0029677 | 0.0029024 | 0.0028522 | 0.0028021 | 0.0027538 | 0.0026914 | 0.0026264
CA | Industrial | Chemical Mfg | Existing | Process | Process Heating | 0.008423 | 0.0082378 | 0.0076107 | 0.0072981 | 0.0070637 | 0.0069419 | 0.0068222 | 0.0067046 | 0.0065835 | 0.00647 | 0.0063585 | 0.0062488 | 0.0061251 | 0.0060164 | 0.0059113 | 0.0058094 | 0.0056816 | 0.0055833 | 0.0054852 | 0.0053906 | 0.0052685 | 0.0051412
CA | Industrial | Chemical Mfg | Existing | Process | Process Cooling | 0.0078248 | 0.0076527 | 0.0070702 | 0.0067798 | 0.006562 | 0.0064489 | 0.0063377 | 0.0062285 | 0.006116 | 0.0060105 | 0.0059069 | 0.005805 | 0.0056901 | 0.0055891 | 0.0054915 | 0.0053968 | 0.0052781 | 0.0051868 | 0.0050956 | 0.0050078 | 0.0048943 | 0.0047761
CA | Industrial | Chemical Mfg | Existing | Process | Process Refrigeration | 0.0078248 | 0.0076527 | 0.0070702 | 0.0067798 | 0.006562 | 0.0064489 | 0.0063377 | 0.0062285 | 0.006116 | 0.0060105 | 0.0059069 | 0.005805 | 0.0056901 | 0.0055891 | 0.0054915 | 0.0053968 | 0.0052781 | 0.0051868 | 0.0050956 | 0.0050078 | 0.0048943 | 0.0047761
CA | Industrial | Chemical Mfg | Existing | Process | Process Electrochemical | 0.033072 | 0.032345 | 0.029883 | 0.028656 | 0.027735 | 0.027257 | 0.026787 | 0.026325 | 0.02585 | 0.025404 | 0.024966 | 0.024535 | 0.02405 | 0.023623 | 0.02321 | 0.02281 | 0.022309 | 0.021922 | 0.021537 | 0.021166 | 0.020686 | 0.020187
CA | Industrial | Chemical Mfg | Existing | Process | Process Other | 0.0029944 | 0.0029285 | 0.0027056 | 0.0025945 | 0.0025112 | 0.0024679 | 0.0024253 | 0.0023835 | 0.0023405 | 0.0023001 | 0.0022605 | 0.0022215 | 0.0021775 | 0.0021389 | 0.0021015 | 0.0020653 | 0.0020198 | 0.0019849 | 0.00195 | 0.0019164 | 0.001873 | 0.0018277
CA | Industrial | Chemical Mfg | Existing | Miscellaneous | Miscellaneous | 0 | 0 | 0 | 0 | 0 | 0 | 0 | 0 | 0 | 0 | 0 | 0 | 0 | 0 | 0 | 0 | 0 | 0 | 0 | 0 | 0 | 0
CA | Industrial | Chemical Mfg | New | Cooling | Air-Cooled Chiller | 0 | 5.0541e-06 | 9.997e-06 | 1.4564e-05 | 1.8943e-05 | 2.3557e-05 | 2.8607e-05 | 3.3962e-05 | 3.839e-05 | 4.3308e-05 | 4.8424e-05 | 5.3756e-05 | 5.8171e-05 | 6.2568e-05 | 6.6955e-05 | 7.1867e-05 | 7.6287e-05 | 8.0684e-05 | 8.5075e-05 | 9.009e-05 | 9.4473e-05 | 9.8831e-05
CA | Industrial | Chemical Mfg | New | Cooling | Water-Cooled Chiller | 0 | 5.5246e-06 | 1.0928e-05 | 1.592e-05 | 2.0706e-05 | 2.575e-05 | 3.127e-05 | 3.7124e-05 | 4.1964e-05 | 4.734e-05 | 5.2932e-05 | 5.8761e-05 | 6.3587e-05 | 6.8393e-05 | 7.3189e-05 | 7.8558e-05 | 8.339e-05 | 8.8196e-05 | 9.2996e-05 | 9.8478e-05 | 0.00010327 | 0.00010803
CA | Industrial | Chemical Mfg | New | Cooling | RTU | 0 | 8.9799e-05 | 0.00016635 | 0.00023707 | 0.00030489 | 0.00037644 | 0.00045474 | 0.00053776 | 0.00060643 | 0.0006827 | 0.00076202 | 0.00084469 | 0.00091315 | 0.00097997 | 0.0010468 | 0.0011218 | 0.0011893 | 0.0012566 | 0.0013239 | 0.0014009 | 0.0014682 | 0.0015351
CA | Industrial | Chemical Mfg | New | Cooling | Air-Source Heat Pump | 0 | 9.9337e-06 | 1.8753e-05 | 2.6901e-05 | 3.4715e-05 | 4.2955e-05 | 5.1973e-05 | 6.1535e-05 | 6.9444e-05 | 7.8227e-05 | 8.7362e-05 | 9.6884e-05 | 0.00010468 | 0.00011245 | 0.00012021 | 0.00012891 | 0.00013674 | 0.00014453 | 0.00015232 | 0.00016123 | 0.00016901 | 0.00017674
CA | Industrial | Chemical Mfg | New | Cooling | Geothermal Heat Pump | 0 | 0 | 0 | 0 | 0 | 0 | 0 | 0 | 0 | 0 | 0 | 0 | 0 | 0 | 0 | 0 | 0 | 0 | 0 | 0 | 0 | 0
CA | Industrial | Chemical Mfg | New | Space Heating | Electric Furnace | 0 | 2.3909e-06 | 4.7292e-06 | 6.9209e-06 | 8.9611e-06 | 1.1e-05 | 1.3187e-05 | 1.5527e-05 | 1.7248e-05 | 1.9211e-05 | 2.1208e-05 | 2.3354e-05 | 2.4838e-05 | 2.638e-05 | 2.7876e-05 | 2.9674e-05 | 3.0949e-05 | 3.2314e-05 | 3.3638e-05 | 3.5332e-05 | 3.641e-05 | 3.7608e-05
CA | Industrial | Chemical Mfg | New | Space Heating | Electric Room Heat | 0 | 1.2317e-05 | 2.4362e-05 | 3.5652e-05 | 4.6162e-05 | 5.6668e-05 | 6.7932e-05 | 7.9984e-05 | 8.8852e-05 | 9.8962e-05 | 0.00010925 | 0.00012031 | 0.00012795 | 0.00013589 | 0.0001436 | 0.00015286 | 0.00015943 | 0.00016646 | 0.00017328 | 0.00018201 | 0.00018757 | 0.00019373
CA | Industrial | Chemical Mfg | New | Space Heating | Air-Source Heat Pump | 0 | 8.6005e-06 | 1.6764e-05 | 2.4418e-05 | 3.154e-05 | 3.8659e-05 | 4.6292e-05 | 5.446e-05 | 6.0468e-05 | 6.7319e-05 | 7.429e-05 | 8.1783e-05 | 8.694e-05 | 9.2302e-05 | 9.7506e-05 | 0.00010377 | 0.0001082 | 0.00011295 | 0.00011756 | 0.00012347 | 0.00012722 | 0.00013139
CA | Industrial | Chemical Mfg | New | Space Heating | Geothermal Heat Pump | 0 | 0 | 0 | 0 | 0 | 0 | 0 | 0 | 0 | 0 | 0 | 0 | 0 | 0 | 0 | 0 | 0 | 0 | 0 | 0 | 0 | 0
CA | Industrial | Chemical Mfg | New | Ventilation | Ventilation | 0 | 6.29e-05 | 0.00012442 | 0.00018125 | 0.00023601 | 0.00028668 | 0.00034145 | 0.00039874 | 0.00044485 | 0.00049579 | 0.00054809 | 0.00060193 | 0.00064505 | 0.00068731 | 0.00072882 | 0.00077479 | 0.00081487 | 0.00085364 | 0.00089134 | 0.0009344 | 0.00097009 | 0.0010051
CA | Industrial | Chemical Mfg | New | Interior Lighting | General Service Lighting | 0 | 4.4387e-06 | 8.7797e-06 | 1.279e-05 | 1.61e-05 | 1.9443e-05 | 2.3054e-05 | 2.6833e-05 | 2.9874e-05 | 3.2878e-05 | 3.585e-05 | 3.8814e-05 | 4.1069e-05 | 4.3267e-05 | 4.5127e-05 | 4.7208e-05 | 4.8943e-05 | 5.0623e-05 | 5.2292e-05 | 5.3903e-05 | 5.5194e-05 | 5.6521e-05
CA | Industrial | Chemical Mfg | New | Interior Lighting | High-Bay Lighting | 0 | 2.8801e-05 | 5.6969e-05 | 8.2993e-05 | 0.00010466 | 0.00012655 | 0.00015019 | 0.00017494 | 0.00019485 | 0.0002148 | 0.00023529 | 0.00025638 | 0.00027272 | 0.00028824 | 0.00030138 | 0.00031599 | 0.00032834 | 0.00034022 | 0.0003517 | 0.00036519 | 0.00037621 | 0.000387
CA | Industrial | Chemical Mfg | New | Interior Lighting | Linear Lighting | 0 | 2.1228e-05 | 4.1988e-05 | 6.1169e-05 | 7.708e-05 | 9.3146e-05 | 0.00011051 | 0.00012867 | 0.00014329 | 0.00015778 | 0.00017265 | 0.00018796 | 0.00020022 | 0.00021224 | 0.00022311 | 0.00023516 | 0.00024565 | 0.00025592 | 0.00026601 | 0.00027761 | 0.00028615 | 0.00029354
CA | Industrial | Chemical Mfg | New | Exterior Lighting | General Service Lighting | 0 | 4.7097e-06 | 9.3158e-06 | 1.3571e-05 | 1.7083e-05 | 2.063e-05 | 2.4462e-05 | 2.8472e-05 | 3.1698e-05 | 3.4885e-05 | 3.8039e-05 | 4.1184e-05 | 4.3576e-05 | 4.5909e-05 | 4.7883e-05 | 5.009e-05 | 5.1931e-05 | 5.3714e-05 | 5.5485e-05 | 5.7195e-05 | 5.8564e-05 | 5.9972e-05
CA | Industrial | Chemical Mfg | New | Exterior Lighting | Area Lighting | 0 | 1.2183e-05 | 2.4099e-05 | 3.5107e-05 | 4.4287e-05 | 5.3556e-05 | 6.3572e-05 | 7.4053e-05 | 8.2486e-05 | 9.0916e-05 | 9.9572e-05 | 0.00010848 | 0.00011539 | 0.00012194 | 0.00012748 | 0.00013363 | 0.00013883 | 0.00014382 | 0.00014865 | 0.00015432 | 0.00015895 | 0.00016348
CA | Industrial | Chemical Mfg | New | Exterior Lighting | Linear Lighting | 0 | 1.6858e-05 | 3.3344e-05 | 4.8576e-05 | 6.1212e-05 | 7.3971e-05 | 8.7759e-05 | 0.00010219 | 0.00011379 | 0.0001253 | 0.00013711 | 0.00014927 | 0.000159 | 0.00016855 | 0.00017718 | 0.00018675 | 0.00019508 | 0.00020324 | 0.00021125 | 0.00022046 | 0.00022724 | 0.00023311
CA | Industrial | Chemical Mfg | New | Motors | Pumps | 0 | 0.00058934 | 0.0011657 | 0.0016982 | 0.0022089 | 0.0027245 | 0.0032817 | 0.0038647 | 0.0043338 | 0.0048503 | 0.0053807 | 0.0059267 | 0.0063639 | 0.0067925 | 0.0072134 | 0.0076796 | 0.0080861 | 0.0084836 | 0.0088742 | 0.0093232 | 0.0097004 | 0.010069
CA | Industrial | Chemical Mfg | New | Motors | Fans & Blowers | 0 | 0.0002693 | 0.00053268 | 0.00077601 | 0.0010093 | 0.001245 | 0.0014996 | 0.001766 | 0.0019803 | 0.0022164 | 0.0024587 | 0.0027082 | 0.002908 | 0.0031038 | 0.0032962 | 0.0035092 | 0.003695 | 0.0038766 | 0.0040551 | 0.0042603 | 0.0044326 | 0.0046011
CA | Industrial | Chemical Mfg | New | Motors | Compressed Air | 0 | 0.00062447 | 0.0012352 | 0.0017994 | 0.0023405 | 0.0028869 | 0.0034773 | 0.004095 | 0.0045921 | 0.0051394 | 0.0057014 | 0.0062799 | 0.0067432 | 0.0071973 | 0.0076433 | 0.0081373 | 0.008568 | 0.0089892 | 0.0094032 | 0.0098789 | 0.010279 | 0.010669
CA | Industrial | Chemical Mfg | New | Motors | Material Handling | 0 | 0.00056592 | 0.0011194 | 0.0016307 | 0.0021211 | 0.0026162 | 0.0031513 | 0.0037111 | 0.0041616 | 0.0046576 | 0.0051669 | 0.0056912 | 0.006111 | 0.0065226 | 0.0069268 | 0.0073744 | 0.0077648 | 0.0081465 | 0.0085216 | 0.0089528 | 0.009315 | 0.0096689
CA | Industrial | Chemical Mfg | New | Motors | Other Motors | 0 | 7.4187e-05 | 0.00014674 | 0.00021378 | 0.00027805 | 0.00034296 | 0.0004131 | 0.00048649 | 0.00054554 | 0.00061057 | 0.00067733 | 0.00074606 | 0.0008011 | 0.00085505 | 0.00090804 | 0.00096672 | 0.0010179 | 0.0010679 | 0.0011171 | 0.0011736 | 0.0012211 | 0.0012675
CA | Industrial | Chemical Mfg | New | Process | Process Heating | 0 | 0.00014522 | 0.00028726 | 0.00041847 | 0.0005443 | 0.00067136 | 0.00080867 | 0.00095233 | 0.0010679 | 0.0011952 | 0.0013259 | 0.0014605 | 0.0015682 | 0.0016738 | 0.0017775 | 0.0018924 | 0.0019926 | 0.0020905 | 0.0021868 | 0.0022974 | 0.0023904 | 0.0024812
CA | Industrial | Chemical Mfg | New | Process | Process Cooling | 0 | 0.00013491 | 0.00026685 | 0.00038875 | 0.00050565 | 0.00062368 | 0.00075124 | 0.0008847 | 0.00099208 | 0.0011103 | 0.0012317 | 0.0013567 | 0.0014568 | 0.0015549 | 0.0016513 | 0.001758 | 0.0018511 | 0.0019421 | 0.0020315 | 0.0021343 | 0.0022206 | 0.002305
CA | Industrial | Chemical Mfg | New | Process | Process Refrigeration | 0 | 0.00013491 | 0.00026685 | 0.00038875 | 0.00050565 | 0.00062368 | 0.00075124 | 0.0008847 | 0.00099208 | 0.0011103 | 0.0012317 | 0.0013567 | 0.0014568 | 0.0015549 | 0.0016513 | 0.001758 | 0.0018511 | 0.0019421 | 0.0020315 | 0.0021343 | 0.0022206 | 0.002305
CA | Industrial | Chemical Mfg | New | Process | Process Electrochemical | 0 | 0.00057021 | 0.0011279 | 0.0016431 | 0.0021372 | 0.002636 | 0.0031752 | 0.0037392 | 0.0041931 | 0.0046929 | 0.0052061 | 0.0057343 | 0.0061574 | 0.006572 | 0.0069793 | 0.0074304 | 0.0078236 | 0.0082083 | 0.0085862 | 0.0090207 | 0.0093856 | 0.0097422
CA | Industrial | Chemical Mfg | New | Process | Process Other | 0 | 5.1628e-05 | 0.00010212 | 0.00014877 | 0.0001935 | 0.00023867 | 0.00028748 | 0.00033856 | 0.00037965 | 0.0004249 | 0.00047137 | 0.00051919 | 0.0005575 | 0.00059504 | 0.00063192 | 0.00067275 | 0.00070836 | 0.00074319 | 0.00077741 | 0.00081674 | 0.00084978 | 0.00088208
CA | Industrial | Chemical Mfg | New | Miscellaneous | Miscellaneous | 0 | 0 | 0 | 0 | 0 | 0 | 0 | 0 | 0 | 0 | 0 | 0 | 0 | 0 | 0 | 0 | 0 | 0 | 0 | 0 | 0 | 0
CA | Industrial | Electronic Equipment Mfg | Existing | Cooling | Air-Cooled Chiller | 0.011826 | 0.011564 | 0.010682 | 0.010242 | 0.0099116 | 0.0098194 | 0.0097274 | 0.0096356 | 0.0095361 | 0.009445 | 0.0093542 | 0.0092637 | 0.0091498 | 0.0090557 | 0.0089647 | 0.0088815 | 0.008756 | 0.0086731 | 0.0085882 | 0.0085066 | 0.0083789 | 0.00824
CA | Industrial | Electronic Equipment Mfg | Existing | Cooling | Water-Cooled Chiller | 0.012885 | 0.012602 | 0.011643 | 0.011164 | 0.010806 | 0.010707 | 0.010608 | 0.01051 | 0.010403 | 0.010305 | 0.010207 | 0.01011 | 0.0099872 | 0.0098857 | 0.0097875 | 0.0096978 | 0.0095617 | 0.009472 | 0.0093801 | 0.0092917 | 0.0091528 | 0.0090016
CA | Industrial | Electronic Equipment Mfg | Existing | Cooling | RTU | 0.20944 | 0.20483 | 0.18842 | 0.17981 | 0.17312 | 0.17056 | 0.16797 | 0.16535 | 0.16257 | 0.15992 | 0.15726 | 0.15459 | 0.15154 | 0.14889 | 0.14644 | 0.14424 | 0.14147 | 0.13948 | 0.13755 | 0.13574 | 0.13326 | 0.13067
CA | Industrial | Electronic Equipment Mfg | Existing | Cooling | Air-Source Heat Pump | 0.024713 | 0.024091 | 0.022116 | 0.021063 | 0.020241 | 0.019908 | 0.019575 | 0.019243 | 0.018899 | 0.018575 | 0.018256 | 0.017943 | 0.017595 | 0.0173 | 0.017024 | 0.016773 | 0.016453 | 0.016223 | 0.015997 | 0.015784 | 0.015493 | 0.015188
CA | Industrial | Electronic Equipment Mfg | Existing | Cooling | Geothermal Heat Pump | 0 | 0 | 0 | 0 | 0 | 0 | 0 | 0 | 0 | 0 | 0 | 0 | 0 | 0 | 0 | 0 | 0 | 0 | 0 | 0 | 0 | 0
CA | Industrial | Electronic Equipment Mfg | Existing | Space Heating | Electric Furnace | 0.0055763 | 0.0054537 | 0.0050386 | 0.0048536 | 0.0046764 | 0.004574 | 0.0044737 | 0.0043956 | 0.0042758 | 0.0041818 | 0.0040897 | 0.0040182 | 0.0039011 | 0.003813 | 0.0037279 | 0.0036632 | 0.0035487 | 0.0034704 | 0.0033929 | 0.0033336 | 0.0032271 | 0.0031336
CA | Industrial | Electronic Equipment Mfg | Existing | Space Heating | Electric Room Heat | 0.028726 | 0.028094 | 0.025956 | 0.025003 | 0.02409 | 0.023563 | 0.023046 | 0.022644 | 0.022026 | 0.021542 | 0.021068 | 0.020699 | 0.020096 | 0.019642 | 0.019204 | 0.018871 | 0.018281 | 0.017878 | 0.017478 | 0.017173 | 0.016624 | 0.016143
CA | Industrial | Electronic Equipment Mfg | Existing | Space Heating | Air-Source Heat Pump | 0.020059 | 0.019618 | 0.018107 | 0.017423 | 0.016768 | 0.01638 | 0.016 | 0.0157 | 0.01525 | 0.014892 | 0.014542 | 0.014266 | 0.013829 | 0.013498 | 0.01318 | 0.012937 | 0.01252 | 0.012232 | 0.011948 | 0.011731 | 0.011348 | 0.011012
CA | Industrial | Electronic Equipment Mfg | Existing | Space Heating | Geothermal Heat Pump | 0 | 0 | 0 | 0 | 0 | 0 | 0 | 0 | 0 | 0 | 0 | 0 | 0 | 0 | 0 | 0 | 0 | 0 | 0 | 0 | 0 | 0
CA | Industrial | Electronic Equipment Mfg | Existing | Ventilation | Ventilation | 0.1944 | 0.18806 | 0.17171 | 0.16261 | 0.15536 | 0.15035 | 0.14544 | 0.14066 | 0.13591 | 0.13145 | 0.12716 | 0.12306 | 0.11884 | 0.11507 | 0.11153 | 0.10822 | 0.1046 | 0.10166 | 0.098856 | 0.096218 | 0.093189 | 0.090185
CA | Industrial | Electronic Equipment Mfg | Existing | Interior Lighting | General Service Lighting | 0.0076931 | 0.0072829 | 0.0064132 | 0.0057808 | 0.0051256 | 0.0045345 | 0.0040858 | 0.0037423 | 0.0034736 | 0.0032526 | 0.0030725 | 0.00292 | 0.0027785 | 0.0026611 | 0.002547 | 0.0024441 | 0.002339 | 0.0022537 | 0.0021762 | 0.0020907 | 0.0019956 | 0.0019013
CA | Industrial | Electronic Equipment Mfg | Existing | Interior Lighting | High-Bay Lighting | 0.046704 | 0.045676 | 0.042199 | 0.040466 | 0.039166 | 0.038491 | 0.037828 | 0.037175 | 0.036504 | 0.035875 | 0.035256 | 0.034648 | 0.033962 | 0.032439 | 0.030142 | 0.027317 | 0.023988 | 0.021429 | 0.019367 | 0.017708 | 0.016271 | 0.015069
CA | Industrial | Electronic Equipment Mfg | Existing | Interior Lighting | Linear Lighting | 0.025226 | 0.024559 | 0.022556 | 0.021477 | 0.020544 | 0.019931 | 0.019316 | 0.018703 | 0.01808 | 0.017421 | 0.016773 | 0.016135 | 0.01547 | 0.014852 | 0.014211 | 0.013589 | 0.012919 | 0.01233 | 0.011752 | 0.011194 | 0.010649 | 0.010146
CA | Industrial | Electronic Equipment Mfg | Existing | Exterior Lighting | General Service Lighting | 0.0081628 | 0.0075667 | 0.0063492 | 0.0053093 | 0.0045569 | 0.0040971 | 0.0037767 | 0.0035479 | 0.0033767 | 0.0032423 | 0.0031272 | 0.0030175 | 0.0028975 | 0.0027934 | 0.0026859 | 0.0025869 | 0.0024835 | 0.0023993 | 0.0023213 | 0.0022229 | 0.0021037 | 0.0019808
CA | Industrial | Electronic Equipment Mfg | Existing | Exterior Lighting | Area Lighting | 0.019089 | 0.018669 | 0.017248 | 0.01654 | 0.016008 | 0.015732 | 0.015461 | 0.015194 | 0.01492 | 0.014663 | 0.01441 | 0.014023 | 0.013366 | 0.012565 | 0.011592 | 0.010526 | 0.0093482 | 0.0084423 | 0.0077092 | 0.0071166 | 0.0065959 | 0.006156
CA | Industrial | Electronic Equipment Mfg | Existing | Exterior Lighting | Linear Lighting | 0.020033 | 0.019503 | 0.017912 | 0.017056 | 0.016315 | 0.015828 | 0.015339 | 0.014853 | 0.014358 | 0.013835 | 0.01332 | 0.012814 | 0.012285 | 0.011794 | 0.011286 | 0.010792 | 0.01026 | 0.0097915 | 0.0093329 | 0.0088896 | 0.0084564 | 0.0080574
CA | Industrial | Electronic Equipment Mfg | Existing | Motors | Pumps | 0.16921 | 0.16549 | 0.15289 | 0.14661 | 0.1419 | 0.13946 | 0.13705 | 0.13469 | 0.13226 | 0.12998 | 0.12773 | 0.12553 | 0.12305 | 0.12086 | 0.11875 | 0.1167 | 0.11414 | 0.11216 | 0.11019 | 0.10829 | 0.10584 | 0.10328
CA | Industrial | Electronic Equipment Mfg | Existing | Motors | Fans & Blowers | 0.12691 | 0.12412 | 0.11467 | 0.10996 | 0.10643 | 0.10459 | 0.10279 | 0.10102 | 0.099192 | 0.097481 | 0.095801 | 0.094149 | 0.092285 | 0.090647 | 0.089064 | 0.087529 | 0.085603 | 0.084121 | 0.082643 | 0.081219 | 0.079379 | 0.077461
CA | Industrial | Electronic Equipment Mfg | Existing | Motors | Compressed Air | 0.12691 | 0.12412 | 0.11467 | 0.10996 | 0.10643 | 0.10459 | 0.10279 | 0.10102 | 0.099192 | 0.097481 | 0.095801 | 0.094149 | 0.092285 | 0.090647 | 0.089064 | 0.087529 | 0.085603 | 0.084121 | 0.082643 | 0.081219 | 0.079379 | 0.077461
CA | Industrial | Electronic Equipment Mfg | Existing | Motors | Material Handling | 0.63454 | 0.62058 | 0.57334 | 0.54979 | 0.53213 | 0.52296 | 0.51394 | 0.50508 | 0.49596 | 0.48741 | 0.479 | 0.47074 | 0.46142 | 0.45324 | 0.44532 | 0.43764 | 0.42802 | 0.42061 | 0.41322 | 0.40609 | 0.39689 | 0.38731
CA | Industrial | Electronic Equipment Mfg | Existing | Motors | Other Motors | 0 | 0 | 0 | 0 | 0 | 0 | 0 | 0 | 0 | 0 | 0 | 0 | 0 | 0 | 0 | 0 | 0 | 0 | 0 | 0 | 0 | 0
CA | Industrial | Electronic Equipment Mfg | Existing | Process | Process Heating | 0.19036 | 0.18617 | 0.172 | 0.16494 | 0.15964 | 0.15689 | 0.15418 | 0.15152 | 0.14879 | 0.14622 | 0.1437 | 0.14122 | 0.13843 | 0.13597 | 0.1336 | 0.13129 | 0.12841 | 0.12618 | 0.12397 | 0.12183 | 0.11907 | 0.11619
CA | Industrial | Electronic Equipment Mfg | Existing | Process | Process Cooling | 0 | 0 | 0 | 0 | 0 | 0 | 0 | 0 | 0 | 0 | 0 | 0 | 0 | 0 | 0 | 0 | 0 | 0 | 0 | 0 | 0 | 0
CA | Industrial | Electronic Equipment Mfg | Existing | Process | Process Refrigeration | 0 | 0 | 0 | 0 | 0 | 0 | 0 | 0 | 0 | 0 | 0 | 0 | 0 | 0 | 0 | 0 | 0 | 0 | 0 | 0 | 0 | 0
CA | Industrial | Electronic Equipment Mfg | Existing | Process | Process Electrochemical | 0.048656 | 0.047586 | 0.043963 | 0.042158 | 0.040804 | 0.0401 | 0.039409 | 0.038729 | 0.03803 | 0.037374 | 0.03673 | 0.036097 | 0.035382 | 0.034754 | 0.034147 | 0.033558 | 0.03282 | 0.032252 | 0.031685 | 0.031139 | 0.030434 | 0.029699
CA | Industrial | Electronic Equipment Mfg | Existing | Process | Process Other | 0.15749 | 0.15402 | 0.1423 | 0.13646 | 0.13207 | 0.1298 | 0.12756 | 0.12536 | 0.12309 | 0.12097 | 0.11889 | 0.11684 | 0.11452 | 0.11249 | 0.11053 | 0.10862 | 0.10623 | 0.10439 | 0.10256 | 0.10079 | 0.098507 | 0.096127
CA | Industrial | Electronic Equipment Mfg | Existing | Miscellaneous | Miscellaneous | 0.026519 | 0.025935 | 0.023961 | 0.022977 | 0.022239 | 0.021856 | 0.021479 | 0.021109 | 0.020727 | 0.02037 | 0.020019 | 0.019674 | 0.019284 | 0.018942 | 0.018611 | 0.01829 | 0.017888 | 0.017578 | 0.017269 | 0.016972 | 0.016587 | 0.016187
CA | Industrial | Electronic Equipment Mfg | New | Cooling | Air-Cooled Chiller | 0 | 0.00020324 | 0.000402 | 0.00058564 | 0.00076174 | 0.00094728 | 0.0011503 | 0.0013657 | 0.0015438 | 0.0017415 | 0.0019472 | 0.0021617 | 0.0023392 | 0.002516 | 0.0026924 | 0.0028899 | 0.0030677 | 0.0032445 | 0.0034211 | 0.0036227 | 0.003799 | 0.0039742
CA | Industrial | Electronic Equipment Mfg | New | Cooling | Water-Cooled Chiller | 0 | 0.00022216 | 0.00043943 | 0.00064017 | 0.00083266 | 0.0010355 | 0.0012574 | 0.0014928 | 0.0016875 | 0.0019037 | 0.0021285 | 0.0023629 | 0.002557 | 0.0027503 | 0.0029431 | 0.003159 | 0.0033533 | 0.0035466 | 0.0037396 | 0.00396 | 0.0041527 | 0.0043442
CA | Industrial | Electronic Equipment Mfg | New | Cooling | RTU | 0 | 0.003611 | 0.0066892 | 0.0095331 | 0.01226 | 0.015138 | 0.018286 | 0.021625 | 0.024386 | 0.027453 | 0.030643 | 0.033967 | 0.03672 | 0.039407 | 0.042093 | 0.045111 | 0.047826 | 0.050531 | 0.053236 | 0.056333 | 0.059039 | 0.061731
CA | Industrial | Electronic Equipment Mfg | New | Cooling | Air-Source Heat Pump | 0 | 0.00039946 | 0.00075411 | 0.0010818 | 0.001396 | 0.0017273 | 0.00209 | 0.0024745 | 0.0027925 | 0.0031457 | 0.0035131 | 0.0038959 | 0.0042094 | 0.0045219 | 0.0048339 | 0.0051839 | 0.0054987 | 0.0058121 | 0.0061252 | 0.0064833 | 0.0067962 | 0.0071073
CA | Industrial | Electronic Equipment Mfg | New | Cooling | Geothermal Heat Pump | 0 | 0 | 0 | 0 | 0 | 0 | 0 | 0 | 0 | 0 | 0 | 0 | 0 | 0 | 0 | 0 | 0 | 0 | 0 | 0 | 0 | 0
CA | Industrial | Electronic Equipment Mfg | New | Space Heating | Electric Furnace | 0 | 9.6144e-05 | 0.00019017 | 0.00027831 | 0.00036035 | 0.00044236 | 0.00053029 | 0.00062436 | 0.00069359 | 0.00077251 | 0.00085281 | 0.00093912 | 0.00099879 | 0.0010608 | 0.001121 | 0.0011933 | 0.0012445 | 0.0012994 | 0.0013527 | 0.0014208 | 0.0014642 | 0.0015123
CA | Industrial | Electronic Equipment Mfg | New | Space Heating | Electric Room Heat | 0 | 0.00049528 | 0.00097966 | 0.0014337 | 0.0018563 | 0.0022788 | 0.0027317 | 0.0032163 | 0.003573 | 0.0039795 | 0.0043932 | 0.0048378 | 0.0051452 | 0.0054646 | 0.0057745 | 0.0061471 | 0.0064111 | 0.0066938 | 0.0069681 | 0.007319 | 0.0075425 | 0.0077905
CA | Industrial | Electronic Equipment Mfg | New | Space Heating | Air-Source Heat Pump | 0 | 0.00034585 | 0.00067414 | 0.00098189 | 0.0012683 | 0.0015546 | 0.0018615 | 0.00219 | 0.0024316 | 0.002707 | 0.0029874 | 0.0032887 | 0.0034961 | 0.0037117 | 0.003921 | 0.0041728 | 0.0043511 | 0.0045421 | 0.0047275 | 0.0049649 | 0.0051159 | 0.0052836
CA | Industrial | Electronic Equipment Mfg | New | Space Heating | Geothermal Heat Pump | 0 | 0 | 0 | 0 | 0 | 0 | 0 | 0 | 0 | 0 | 0 | 0 | 0 | 0 | 0 | 0 | 0 | 0 | 0 | 0 | 0 | 0
CA | Industrial | Electronic Equipment Mfg | New | Ventilation | Ventilation | 0 | 0.0025294 | 0.0050031 | 0.0072885 | 0.0094904 | 0.011528 | 0.01373 | 0.016034 | 0.017888 | 0.019937 | 0.02204 | 0.024205 | 0.025939 | 0.027638 | 0.029308 | 0.031156 | 0.032768 | 0.034327 | 0.035843 | 0.037575 | 0.03901 | 0.040416
CA | Industrial | Electronic Equipment Mfg | New | Interior Lighting | General Service Lighting | 0 | 7.0345e-05 | 0.00013914 | 0.0002027 | 0.00025516 | 0.00030813 | 0.00036537 | 0.00042526 | 0.00047345 | 0.00052106 | 0.00056815 | 0.00061514 | 0.00065087 | 0.0006857 | 0.00071519 | 0.00074816 | 0.00077566 | 0.00080228 | 0.00082873 | 0.00085427 | 0.00087473 | 0.00089575
CA | Industrial | Electronic Equipment Mfg | New | Interior Lighting | High-Bay Lighting | 0 | 0.00045645 | 0.00090286 | 0.0013153 | 0.0016587 | 0.0020055 | 0.0023803 | 0.0027725 | 0.003088 | 0.0034042 | 0.0037289 | 0.0040631 | 0.0043221 | 0.004568 | 0.0047764 | 0.005008 | 0.0052036 | 0.0053919 | 0.0055738 | 0.0057877 | 0.0059623 | 0.0061333
CA | Industrial | Electronic Equipment Mfg | New | Interior Lighting | Linear Lighting | 0 | 0.00033642 | 0.00066544 | 0.00096941 | 0.0012216 | 0.0014762 | 0.0017514 | 0.0020393 | 0.0022709 | 0.0025005 | 0.0027362 | 0.0029789 | 0.0031732 | 0.0033637 | 0.003536 | 0.0037268 | 0.0038932 | 0.0040559 | 0.0042158 | 0.0043996 | 0.004535 | 0.004652
CA | Industrial | Electronic Equipment Mfg | New | Exterior Lighting | General Service Lighting | 0 | 7.464e-05 | 0.00014764 | 0.00021508 | 0.00027074 | 0.00032694 | 0.00038768 | 0.00045123 | 0.00050236 | 0.00055287 | 0.00060284 | 0.0006527 | 0.00069061 | 0.00072757 | 0.00075886 | 0.00079384 | 0.00082302 | 0.00085127 | 0.00087934 | 0.00090643 | 0.00092814 | 0.00095045
CA | Industrial | Electronic Equipment Mfg | New | Exterior Lighting | Area Lighting | 0 | 0.00019309 | 0.00038192 | 0.00055639 | 0.00070187 | 0.00084876 | 0.0010075 | 0.0011736 | 0.0013073 | 0.0014409 | 0.001578 | 0.0017193 | 0.0018287 | 0.0019325 | 0.0020203 | 0.0021178 | 0.0022002 | 0.0022793 | 0.0023558 | 0.0024457 | 0.0025191 | 0.0025909
CA | Industrial | Electronic Equipment Mfg | New | Exterior Lighting | Linear Lighting | 0 | 0.00026716 | 0.00052845 | 0.00076985 | 0.0009701 | 0.0011723 | 0.0013908 | 0.0016195 | 0.0018034 | 0.0019857 | 0.0021729 | 0.0023656 | 0.0025199 | 0.0026712 | 0.0028081 | 0.0029596 | 0.0030917 | 0.003221 | 0.003348 | 0.0034939 | 0.0036014 | 0.0036944
CA | Industrial | Electronic Equipment Mfg | New | Motors | Pumps | 0 | 0.0029174 | 0.0057706 | 0.0084067 | 0.010934 | 0.013487 | 0.016245 | 0.019131 | 0.021453 | 0.024011 | 0.026636 | 0.029339 | 0.031503 | 0.033625 | 0.035709 | 0.038016 | 0.040028 | 0.041996 | 0.04393 | 0.046153 | 0.04802 | 0.049845
CA | Industrial | Electronic Equipment Mfg | New | Motors | Fans & Blowers | 0 | 0.0021881 | 0.004328 | 0.006305 | 0.0082009 | 0.010115 | 0.012184 | 0.014348 | 0.01609 | 0.018008 | 0.019977 | 0.022004 | 0.023627 | 0.025219 | 0.026781 | 0.028512 | 0.030021 | 0.031497 | 0.032948 | 0.034615 | 0.036015 | 0.037383
CA | Industrial | Electronic Equipment Mfg | New | Motors | Compressed Air | 0 | 0.0021881 | 0.004328 | 0.006305 | 0.0082009 | 0.010115 | 0.012184 | 0.014348 | 0.01609 | 0.018008 | 0.019977 | 0.022004 | 0.023627 | 0.025219 | 0.026781 | 0.028512 | 0.030021 | 0.031497 | 0.032948 | 0.034615 | 0.036015 | 0.037383
CA | Industrial | Electronic Equipment Mfg | New | Motors | Material Handling | 0 | 0.01094 | 0.02164 | 0.031525 | 0.041004 | 0.050576 | 0.06092 | 0.071742 | 0.080451 | 0.09004 | 0.099885 | 0.11002 | 0.11814 | 0.12609 | 0.13391 | 0.14256 | 0.15011 | 0.15749 | 0.16474 | 0.17307 | 0.18007 | 0.18692
CA | Industrial | Electronic Equipment Mfg | New | Motors | Other Motors | 0 | 0 | 0 | 0 | 0 | 0 | 0 | 0 | 0 | 0 | 0 | 0 | 0 | 0 | 0 | 0 | 0 | 0 | 0 | 0 | 0 | 0
CA | Industrial | Electronic Equipment Mfg | New | Process | Process Heating | 0 | 0.0032821 | 0.006492 | 0.0094575 | 0.012301 | 0.015173 | 0.018276 | 0.021523 | 0.024135 | 0.027012 | 0.029966 | 0.033006 | 0.035441 | 0.037828 | 0.040172 | 0.042768 | 0.045032 | 0.047246 | 0.049421 | 0.051922 | 0.054022 | 0.056075
CA | Industrial | Electronic Equipment Mfg | New | Process | Process Cooling | 0 | 0 | 0 | 0 | 0 | 0 | 0 | 0 | 0 | 0 | 0 | 0 | 0 | 0 | 0 | 0 | 0 | 0 | 0 | 0 | 0 | 0
CA | Industrial | Electronic Equipment Mfg | New | Process | Process Refrigeration | 0 | 0 | 0 | 0 | 0 | 0 | 0 | 0 | 0 | 0 | 0 | 0 | 0 | 0 | 0 | 0 | 0 | 0 | 0 | 0 | 0 | 0
CA | Industrial | Electronic Equipment Mfg | New | Process | Process Electrochemical | 0 | 0.0008389 | 0.0016593 | 0.0024173 | 0.0031442 | 0.0038781 | 0.0046713 | 0.0055012 | 0.0061689 | 0.0069042 | 0.0076592 | 0.0084363 | 0.0090587 | 0.0096687 | 0.010268 | 0.010932 | 0.01151 | 0.012076 | 0.012632 | 0.013271 | 0.013808 | 0.014333
CA | Industrial | Electronic Equipment Mfg | New | Process | Process Other | 0 | 0.0027153 | 0.0053709 | 0.0078243 | 0.010177 | 0.012553 | 0.01512 | 0.017806 | 0.019967 | 0.022347 | 0.024791 | 0.027307 | 0.029321 | 0.031295 | 0.033235 | 0.035383 | 0.037256 | 0.039087 | 0.040887 | 0.042956 | 0.044694 | 0.046392
CA | Industrial | Electronic Equipment Mfg | New | Miscellaneous | Miscellaneous | 0 | 0.00045722 | 0.00090438 | 0.0013175 | 0.0017137 | 0.0021137 | 0.002546 | 0.0029983 | 0.0033622 | 0.003763 | 0.0041745 | 0.004598 | 0.0049372 | 0.0052697 | 0.0055963 | 0.005958 | 0.0062733 | 0.0065817 | 0.0068848 | 0.0072331 | 0.0075258 | 0.0078117
CA | Industrial | Industrial Machinery | Existing | Cooling | Air-Cooled Chiller | 0.0014516 | 0.0014195 | 0.0013112 | 0.0012572 | 0.0012166 | 0.0012053 | 0.001194 | 0.0011827 | 0.0011705 | 0.0011593 | 0.0011482 | 0.0011371 | 0.0011231 | 0.0011116 | 0.0011004 | 0.0010902 | 0.0010748 | 0.0010646 | 0.0010542 | 0.0010442 | 0.0010285 | 0.0010114
CA | Industrial | Industrial Machinery | Existing | Cooling | Water-Cooled Chiller | 0.0015816 | 0.0015468 | 0.0014291 | 0.0013704 | 0.0013264 | 0.0013142 | 0.0013021 | 0.00129 | 0.0012769 | 0.0012649 | 0.0012529 | 0.001241 | 0.0012259 | 0.0012134 | 0.0012014 | 0.0011904 | 0.0011737 | 0.0011627 | 0.0011514 | 0.0011405 | 0.0011235 | 0.0011049
CA | Industrial | Industrial Machinery | Existing | Cooling | RTU | 0.025708 | 0.025142 | 0.023128 | 0.022071 | 0.02125 | 0.020936 | 0.020618 | 0.020296 | 0.019955 | 0.01963 | 0.019303 | 0.018976 | 0.0186 | 0.018276 | 0.017975 | 0.017705 | 0.017365 | 0.017121 | 0.016883 | 0.016661 | 0.016357 | 0.016039
CA | Industrial | Industrial Machinery | Existing | Cooling | Air-Source Heat Pump | 0.0030335 | 0.0029571 | 0.0027146 | 0.0025855 | 0.0024846 | 0.0024436 | 0.0024027 | 0.002362 | 0.0023198 | 0.00228 | 0.0022408 | 0.0022024 | 0.0021598 | 0.0021235 | 0.0020896 | 0.0020588 | 0.0020196 | 0.0019913 | 0.0019636 | 0.0019375 | 0.0019017 | 0.0018642
CA | Industrial | Industrial Machinery | Existing | Cooling | Geothermal Heat Pump | 0 | 0 | 0 | 0 | 0 | 0 | 0 | 0 | 0 | 0 | 0 | 0 | 0 | 0 | 0 | 0 | 0 | 0 | 0 | 0 | 0 | 0
CA | Industrial | Industrial Machinery | Existing | Space Heating | Electric Furnace | 0.00068448 | 0.00066942 | 0.00061847 | 0.00059577 | 0.00057401 | 0.00056144 | 0.00054913 | 0.00053955 | 0.00052484 | 0.0005133 | 0.000502 | 0.00049322 | 0.00047885 | 0.00046803 | 0.00045758 | 0.00044964 | 0.00043559 | 0.00042598 | 0.00041647 | 0.00040919 | 0.00039611 | 0.00038464
CA | Industrial | Industrial Machinery | Existing | Space Heating | Electric Room Heat | 0.003526 | 0.0034485 | 0.003186 | 0.003069 | 0.002957 | 0.0028922 | 0.0028288 | 0.0027794 | 0.0027037 | 0.0026442 | 0.002586 | 0.0025408 | 0.0024668 | 0.002411 | 0.0023572 | 0.0023163 | 0.0022439 | 0.0021944 | 0.0021454 | 0.0021079 | 0.0020405 | 0.0019814
CA | Industrial | Industrial Machinery | Existing | Space Heating | Air-Source Heat Pump | 0.0024622 | 0.002408 | 0.0022225 | 0.0021387 | 0.0020582 | 0.0020106 | 0.001964 | 0.0019271 | 0.0018719 | 0.001828 | 0.001785 | 0.0017511 | 0.0016975 | 0.0016569 | 0.0016178 | 0.001588 | 0.0015368 | 0.0015014 | 0.0014666 | 0.0014399 | 0.0013929 | 0.0013517
CA | Industrial | Industrial Machinery | Existing | Space Heating | Geothermal Heat Pump | 0 | 0 | 0 | 0 | 0 | 0 | 0 | 0 | 0 | 0 | 0 | 0 | 0 | 0 | 0 | 0 | 0 | 0 | 0 | 0 | 0 | 0
CA | Industrial | Industrial Machinery | Existing | Ventilation | Ventilation | 0.023862 | 0.023084 | 0.021077 | 0.01996 | 0.01907 | 0.018455 | 0.017852 | 0.017265 | 0.016682 | 0.016135 | 0.015609 | 0.015105 | 0.014587 | 0.014124 | 0.01369 | 0.013283 | 0.012839 | 0.012479 | 0.012134 | 0.01181 | 0.011439 | 0.01107
CA | Industrial | Industrial Machinery | Existing | Interior Lighting | General Service Lighting | 0.0024441 | 0.0023138 | 0.0020375 | 0.0018365 | 0.0016284 | 0.0014406 | 0.0012981 | 0.0011889 | 0.0011035 | 0.0010334 | 0.00097613 | 0.00092768 | 0.00088272 | 0.00084542 | 0.00080918 | 0.00077648 | 0.00074311 | 0.00071601 | 0.00069138 | 0.0006642 | 0.00063399 | 0.00060405
CA | Industrial | Industrial Machinery | Existing | Interior Lighting | High-Bay Lighting | 0.014838 | 0.014511 | 0.013407 | 0.012856 | 0.012443 | 0.012229 | 0.012018 | 0.01181 | 0.011597 | 0.011397 | 0.011201 | 0.011008 | 0.01079 | 0.010306 | 0.009576 | 0.0086785 | 0.0076211 | 0.0068079 | 0.0061528 | 0.0056258 | 0.0051692 | 0.0047874
CA | Industrial | Industrial Machinery | Existing | Interior Lighting | Linear Lighting | 0.0080142 | 0.0078024 | 0.0071658 | 0.0068231 | 0.0065269 | 0.006332 | 0.0061365 | 0.0059418 | 0.0057439 | 0.0055347 | 0.0053287 | 0.0051262 | 0.0049148 | 0.0047184 | 0.0045149 | 0.0043172 | 0.0041044 | 0.0039171 | 0.0037336 | 0.0035563 | 0.003383 | 0.0032234
CA | Industrial | Industrial Machinery | Existing | Exterior Lighting | General Service Lighting | 0.0025933 | 0.0024039 | 0.0020171 | 0.0016868 | 0.0014477 | 0.0013016 | 0.0011998 | 0.0011272 | 0.0010728 | 0.0010301 | 0.00099351 | 0.00095864 | 0.00092053 | 0.00088746 | 0.00085329 | 0.00082186 | 0.00078899 | 0.00076224 | 0.00073748 | 0.0007062 | 0.00066833 | 0.00062929
CA | Industrial | Industrial Machinery | Existing | Exterior Lighting | Area Lighting | 0.0060645 | 0.0059311 | 0.0054796 | 0.0052546 | 0.0050858 | 0.0049981 | 0.0049119 | 0.0048272 | 0.0047401 | 0.0046583 | 0.004578 | 0.0044552 | 0.0042464 | 0.0039918 | 0.0036829 | 0.0033441 | 0.0029699 | 0.0026821 | 0.0024492 | 0.0022609 | 0.0020955 | 0.0019557
CA | Industrial | Industrial Machinery | Existing | Exterior Lighting | Linear Lighting | 0.0063644 | 0.0061962 | 0.0056907 | 0.0054185 | 0.0051833 | 0.0050285 | 0.0048732 | 0.0047186 | 0.0045614 | 0.0043954 | 0.0042317 | 0.0040709 | 0.003903 | 0.0037471 | 0.0035854 | 0.0034285 | 0.0032595 | 0.0031107 | 0.002965 | 0.0028242 | 0.0026866 | 0.0025598
CA | Industrial | Industrial Machinery | Existing | Motors | Pumps | 0.036653 | 0.035847 | 0.033118 | 0.031758 | 0.030738 | 0.030208 | 0.029687 | 0.029175 | 0.028648 | 0.028154 | 0.027669 | 0.027192 | 0.026653 | 0.02618 | 0.025723 | 0.02528 | 0.024724 | 0.024296 | 0.023869 | 0.023457 | 0.022926 | 0.022372
CA | Industrial | Industrial Machinery | Existing | Motors | Fans & Blowers | 0.025657 | 0.025093 | 0.023183 | 0.02223 | 0.021516 | 0.021145 | 0.020781 | 0.020423 | 0.020054 | 0.019708 | 0.019368 | 0.019034 | 0.018657 | 0.018326 | 0.018006 | 0.017696 | 0.017307 | 0.017007 | 0.016708 | 0.01642 | 0.016048 | 0.01566
CA | Industrial | Industrial Machinery | Existing | Motors | Compressed Air | 0.025657 | 0.025093 | 0.023183 | 0.02223 | 0.021516 | 0.021145 | 0.020781 | 0.020423 | 0.020054 | 0.019708 | 0.019368 | 0.019034 | 0.018657 | 0.018326 | 0.018006 | 0.017696 | 0.017307 | 0.017007 | 0.016708 | 0.01642 | 0.016048 | 0.01566
CA | Industrial | Industrial Machinery | Existing | Motors | Material Handling | 0.073305 | 0.071693 | 0.066236 | 0.063516 | 0.061475 | 0.060415 | 0.059374 | 0.05835 | 0.057296 | 0.056308 | 0.055337 | 0.054383 | 0.053307 | 0.052361 | 0.051446 | 0.050559 | 0.049447 | 0.048591 | 0.047737 | 0.046914 | 0.045852 | 0.044744
CA | Industrial | Industrial Machinery | Existing | Motors | Other Motors | 0.010996 | 0.010754 | 0.0099354 | 0.0095273 | 0.0092213 | 0.0090623 | 0.0089061 | 0.0087525 | 0.0085944 | 0.0084462 | 0.0083006 | 0.0081575 | 0.007996 | 0.0078541 | 0.0077169 | 0.0075839 | 0.0074171 | 0.0072887 | 0.0071606 | 0.0070372 | 0.0068777 | 0.0067116
CA | Industrial | Industrial Machinery | Existing | Process | Process Heating | 0.040318 | 0.039431 | 0.03643 | 0.034934 | 0.033811 | 0.033228 | 0.032656 | 0.032093 | 0.031513 | 0.03097 | 0.030436 | 0.029911 | 0.029319 | 0.028798 | 0.028295 | 0.027808 | 0.027196 | 0.026725 | 0.026256 | 0.025803 | 0.025218 | 0.024609
CA | Industrial | Industrial Machinery | Existing | Process | Process Cooling | 0.010996 | 0.010754 | 0.0099354 | 0.0095273 | 0.0092213 | 0.0090623 | 0.0089061 | 0.0087525 | 0.0085944 | 0.0084462 | 0.0083006 | 0.0081575 | 0.007996 | 0.0078541 | 0.0077169 | 0.0075839 | 0.0074171 | 0.0072887 | 0.0071606 | 0.0070372 | 0.0068777 | 0.0067116
CA | Industrial | Industrial Machinery | Existing | Process | Process Refrigeration | 0.010996 | 0.010754 | 0.0099354 | 0.0095273 | 0.0092213 | 0.0090623 | 0.0089061 | 0.0087525 | 0.0085944 | 0.0084462 | 0.0083006 | 0.0081575 | 0.007996 | 0.0078541 | 0.0077169 | 0.0075839 | 0.0074171 | 0.0072887 | 0.0071606 | 0.0070372 | 0.0068777 | 0.0067116
CA | Industrial | Industrial Machinery | Existing | Process | Process Electrochemical | 0.0036409 | 0.0035608 | 0.0032898 | 0.0031547 | 0.0030533 | 0.0030007 | 0.0029489 | 0.0028981 | 0.0028458 | 0.0027967 | 0.0027485 | 0.0027011 | 0.0026476 | 0.0026006 | 0.0025552 | 0.0025112 | 0.0024559 | 0.0024134 | 0.002371 | 0.0023301 | 0.0022773 | 0.0022223
CA | Industrial | Industrial Machinery | Existing | Process | Process Other | 0.0083309 | 0.0081476 | 0.0075274 | 0.0072183 | 0.0069864 | 0.006866 | 0.0067476 | 0.0066312 | 0.0065115 | 0.0063992 | 0.0062889 | 0.0061805 | 0.0060581 | 0.0059506 | 0.0058467 | 0.0057459 | 0.0056195 | 0.0055222 | 0.0054252 | 0.0053316 | 0.0052108 | 0.005085
CA | Industrial | Industrial Machinery | Existing | Miscellaneous | Miscellaneous | 0.01735 | 0.016969 | 0.015677 | 0.015033 | 0.01455 | 0.0143 | 0.014053 | 0.013811 | 0.013561 | 0.013327 | 0.013098 | 0.012872 | 0.012617 | 0.012393 | 0.012177 | 0.011967 | 0.011704 | 0.011501 | 0.011299 | 0.011104 | 0.010852 | 0.01059
CA | Industrial | Industrial Machinery | New | Cooling | Air-Cooled Chiller | 0 | 2.4947e-05 | 4.9345e-05 | 7.1885e-05 | 9.35e-05 | 0.00011628 | 0.0001412 | 0.00016763 | 0.00018949 | 0.00021377 | 0.00023902 | 0.00026534 | 0.00028713 | 0.00030883 | 0.00033048 | 0.00035473 | 0.00037655 | 0.00039825 | 0.00041993 | 0.00044468 | 0.00046631 | 0.00048782
CA | Industrial | Industrial Machinery | New | Cooling | Water-Cooled Chiller | 0 | 2.7269e-05 | 5.3939e-05 | 7.8578e-05 | 0.00010221 | 0.0001271 | 0.00015435 | 0.00018324 | 0.00020713 | 0.00023367 | 0.00026127 | 0.00029004 | 0.00031386 | 0.00033759 | 0.00036125 | 0.00038776 | 0.00041161 | 0.00043533 | 0.00045902 | 0.00048608 | 0.00050973 | 0.00053324
CA | Industrial | Industrial Machinery | New | Cooling | RTU | 0 | 0.00044324 | 0.00082108 | 0.0011702 | 0.0015049 | 0.0018581 | 0.0022445 | 0.0026544 | 0.0029933 | 0.0033698 | 0.0037613 | 0.0041693 | 0.0045073 | 0.0048371 | 0.0051667 | 0.0055372 | 0.0058705 | 0.0062025 | 0.0065346 | 0.0069146 | 0.0072468 | 0.0075772
CA | Industrial | Industrial Machinery | New | Cooling | Air-Source Heat Pump | 0 | 4.9032e-05 | 9.2565e-05 | 0.00013278 | 0.00017135 | 0.00021203 | 0.00025653 | 0.00030373 | 0.00034277 | 0.00038612 | 0.00043122 | 0.00047821 | 0.00051669 | 0.00055505 | 0.00059335 | 0.00063631 | 0.00067495 | 0.00071341 | 0.00075185 | 0.0007958 | 0.00083421 | 0.0008724
CA | Industrial | Industrial Machinery | New | Cooling | Geothermal Heat Pump | 0 | 0 | 0 | 0 | 0 | 0 | 0 | 0 | 0 | 0 | 0 | 0 | 0 | 0 | 0 | 0 | 0 | 0 | 0 | 0 | 0 | 0
CA | Industrial | Industrial Machinery | New | Space Heating | Electric Furnace | 0 | 1.1801e-05 | 2.3343e-05 | 3.4161e-05 | 4.4232e-05 | 5.4298e-05 | 6.5091e-05 | 7.6638e-05 | 8.5136e-05 | 9.4822e-05 | 0.00010468 | 0.00011527 | 0.0001226 | 0.00013021 | 0.00013759 | 0.00014647 | 0.00015276 | 0.0001595 | 0.00016603 | 0.00017439 | 0.00017972 | 0.00018563
CA | Industrial | Industrial Machinery | New | Space Heating | Electric Room Heat | 0 | 6.0794e-05 | 0.00012025 | 0.00017598 | 0.00022786 | 0.00027971 | 0.00033531 | 0.0003948 | 0.00043857 | 0.00048847 | 0.00053925 | 0.00059382 | 0.00063156 | 0.00067076 | 0.0007088 | 0.00075453 | 0.00078695 | 0.00082165 | 0.00085531 | 0.00089838 | 0.00092581 | 0.00095626
CA | Industrial | Industrial Machinery | New | Space Heating | Air-Source Heat Pump | 0 | 4.2452e-05 | 8.2748e-05 | 0.00012052 | 0.00015568 | 0.00019082 | 0.00022849 | 0.00026881 | 0.00029847 | 0.00033228 | 0.00036669 | 0.00040368 | 0.00042913 | 0.0004556 | 0.00048129 | 0.0005122 | 0.00053409 | 0.00055753 | 0.00058029 | 0.00060942 | 0.00062796 | 0.00064855
CA | Industrial | Industrial Machinery | New | Space Heating | Geothermal Heat Pump | 0 | 0 | 0 | 0 | 0 | 0 | 0 | 0 | 0 | 0 | 0 | 0 | 0 | 0 | 0 | 0 | 0 | 0 | 0 | 0 | 0 | 0
CA | Industrial | Industrial Machinery | New | Ventilation | Ventilation | 0 | 0.00031047 | 0.00061411 | 0.00089464 | 0.0011649 | 0.001415 | 0.0016854 | 0.0019682 | 0.0021957 | 0.0024472 | 0.0027053 | 0.0029711 | 0.0031839 | 0.0033925 | 0.0035974 | 0.0038243 | 0.0040222 | 0.0042135 | 0.0043996 | 0.0046122 | 0.0047883 | 0.004961
CA | Industrial | Industrial Machinery | New | Interior Lighting | General Service Lighting | 0 | 2.2348e-05 | 4.4205e-05 | 6.4398e-05 | 8.1064e-05 | 9.7892e-05 | 0.00011608 | 0.0001351 | 0.00015042 | 0.00016554 | 0.0001805 | 0.00019543 | 0.00020678 | 0.00021785 | 0.00022721 | 0.00023769 | 0.00024642 | 0.00025488 | 0.00026329 | 0.0002714 | 0.0002779 | 0.00028458
CA | Industrial | Industrial Machinery | New | Interior Lighting | High-Bay Lighting | 0 | 0.00014501 | 0.00028684 | 0.00041786 | 0.00052698 | 0.00063716 | 0.00075622 | 0.0008808 | 0.00098104 | 0.0010815 | 0.0011847 | 0.0012908 | 0.0013731 | 0.0014513 | 0.0015174 | 0.001591 | 0.0016532 | 0.001713 | 0.0017708 | 0.0018387 | 0.0018942 | 0.0019485
CA | Industrial | Industrial Machinery | New | Interior Lighting | Linear Lighting | 0 | 0.00010688 | 0.00021141 | 0.00030798 | 0.00038809 | 0.00046898 | 0.0005564 | 0.00064787 | 0.00072146 | 0.0007944 | 0.00086929 | 0.00094638 | 0.0010081 | 0.0010686 | 0.0011234 | 0.001184 | 0.0012369 | 0.0012886 | 0.0013394 | 0.0013978 | 0.0014408 | 0.0014779
CA | Industrial | Industrial Machinery | New | Exterior Lighting | General Service Lighting | 0 | 2.3713e-05 | 4.6904e-05 | 6.8331e-05 | 8.6014e-05 | 0.00010387 | 0.00012317 | 0.00014335 | 0.0001596 | 0.00017565 | 0.00019152 | 0.00020736 | 0.0002194 | 0.00023115 | 0.00024109 | 0.0002522 | 0.00026147 | 0.00027045 | 0.00027936 | 0.00028797 | 0.00029487 | 0.00030195
CA | Industrial | Industrial Machinery | New | Exterior Lighting | Area Lighting | 0 | 6.1343e-05 | 0.00012134 | 0.00017676 | 0.00022298 | 0.00026965 | 0.00032008 | 0.00037285 | 0.00041531 | 0.00045776 | 0.00050134 | 0.00054621 | 0.00058096 | 0.00061396 | 0.00064184 | 0.00067282 | 0.00069898 | 0.00072413 | 0.00074843 | 0.00077699 | 0.0008003 | 0.00082313
CA | Industrial | Industrial Machinery | New | Exterior Lighting | Linear Lighting | 0 | 8.4877e-05 | 0.00016789 | 0.00024458 | 0.0003082 | 0.00037244 | 0.00044186 | 0.0005145 | 0.00057294 | 0.00063086 | 0.00069034 | 0.00075156 | 0.00080058 | 0.00084864 | 0.00089211 | 0.00094026 | 0.00098224 | 0.0010233 | 0.0010636 | 0.00111 | 0.0011442 | 0.0011737
CA | Industrial | Industrial Machinery | New | Motors | Pumps | 0 | 0.00063194 | 0.00125 | 0.001821 | 0.0023685 | 0.0029214 | 0.0035189 | 0.0041441 | 0.0046471 | 0.005201 | 0.0057697 | 0.0063551 | 0.006824 | 0.0072835 | 0.0077349 | 0.0082348 | 0.0086706 | 0.0090969 | 0.0095158 | 0.0099972 | 0.010402 | 0.010797
CA | Industrial | Industrial Machinery | New | Motors | Fans & Blowers | 0 | 0.00044236 | 0.00087499 | 0.0012747 | 0.001658 | 0.002045 | 0.0024632 | 0.0029008 | 0.003253 | 0.0036407 | 0.0040388 | 0.0044486 | 0.0047768 | 0.0050984 | 0.0054144 | 0.0057643 | 0.0060694 | 0.0063678 | 0.006661 | 0.0069981 | 0.0072812 | 0.0075579
CA | Industrial | Industrial Machinery | New | Motors | Compressed Air | 0 | 0.00044236 | 0.00087499 | 0.0012747 | 0.001658 | 0.002045 | 0.0024632 | 0.0029008 | 0.003253 | 0.0036407 | 0.0040388 | 0.0044486 | 0.0047768 | 0.0050984 | 0.0054144 | 0.0057643 | 0.0060694 | 0.0063678 | 0.006661 | 0.0069981 | 0.0072812 | 0.0075579
CA | Industrial | Industrial Machinery | New | Motors | Material Handling | 0 | 0.0012639 | 0.0025 | 0.003642 | 0.0047371 | 0.0058428 | 0.0070378 | 0.0082881 | 0.0092941 | 0.010402 | 0.011539 | 0.01271 | 0.013648 | 0.014567 | 0.01547 | 0.01647 | 0.017341 | 0.018194 | 0.019032 | 0.019994 | 0.020803 | 0.021594
CA | Industrial | Industrial Machinery | New | Motors | Other Motors | 0 | 0.00018958 | 0.000375 | 0.0005463 | 0.00071056 | 0.00087643 | 0.0010557 | 0.0012432 | 0.0013941 | 0.0015603 | 0.0017309 | 0.0019065 | 0.0020472 | 0.002185 | 0.0023205 | 0.0024704 | 0.0026012 | 0.0027291 | 0.0028547 | 0.0029992 | 0.0031205 | 0.0032391
CA | Industrial | Industrial Machinery | New | Process | Process Heating | 0 | 0.00069514 | 0.001375 | 0.0020031 | 0.0026054 | 0.0032136 | 0.0038708 | 0.0045585 | 0.0051118 | 0.0057211 | 0.0063467 | 0.0069906 | 0.0075064 | 0.0080118 | 0.0085084 | 0.0090582 | 0.0095377 | 0.010007 | 0.010467 | 0.010997 | 0.011442 | 0.011877
CA | Industrial | Industrial Machinery | New | Process | Process Cooling | 0 | 0.00018958 | 0.000375 | 0.0005463 | 0.00071056 | 0.00087643 | 0.0010557 | 0.0012432 | 0.0013941 | 0.0015603 | 0.0017309 | 0.0019065 | 0.0020472 | 0.002185 | 0.0023205 | 0.0024704 | 0.0026012 | 0.0027291 | 0.0028547 | 0.0029992 | 0.0031205 | 0.0032391
CA | Industrial | Industrial Machinery | New | Process | Process Refrigeration | 0 | 0.00018958 | 0.000375 | 0.0005463 | 0.00071056 | 0.00087643 | 0.0010557 | 0.0012432 | 0.0013941 | 0.0015603 | 0.0017309 | 0.0019065 | 0.0020472 | 0.002185 | 0.0023205 | 0.0024704 | 0.0026012 | 0.0027291 | 0.0028547 | 0.0029992 | 0.0031205 | 0.0032391
CA | Industrial | Industrial Machinery | New | Process | Process Electrochemical | 0 | 6.2774e-05 | 0.00012417 | 0.00018089 | 0.00023528 | 0.0002902 | 0.00034955 | 0.00041165 | 0.00046162 | 0.00051664 | 0.00057313 | 0.00063129 | 0.00067786 | 0.00072351 | 0.00076834 | 0.000818 | 0.0008613 | 0.00090364 | 0.00094525 | 0.00099307 | 0.0010332 | 0.0010725
CA | Industrial | Industrial Machinery | New | Process | Process Other | 0 | 0.00014364 | 0.00028411 | 0.0004139 | 0.00053835 | 0.00066402 | 0.00079982 | 0.00094191 | 0.0010562 | 0.0011821 | 0.0013114 | 0.0014445 | 0.001551 | 0.0016555 | 0.0017581 | 0.0018717 | 0.0019708 | 0.0020676 | 0.0021629 | 0.0022723 | 0.0023642 | 0.0024541
CA | Industrial | Industrial Machinery | New | Miscellaneous | Miscellaneous | 0 | 0.00029915 | 0.00059171 | 0.00086201 | 0.0011212 | 0.0013829 | 0.0016658 | 0.0019617 | 0.0021998 | 0.002462 | 0.0027312 | 0.0030084 | 0.0032303 | 0.0034478 | 0.0036615 | 0.0038981 | 0.0041044 | 0.0043062 | 0.0045045 | 0.0047324 | 0.0049239 | 0.005111
CA | Industrial | Lumber Wood Products | Existing | Cooling | Air-Cooled Chiller | 0 | 0 | 0 | 0 | 0 | 0 | 0 | 0 | 0 | 0 | 0 | 0 | 0 | 0 | 0 | 0 | 0 | 0 | 0 | 0 | 0 | 0
CA | Industrial | Lumber Wood Products | Existing | Cooling | Water-Cooled Chiller | 0 | 0 | 0 | 0 | 0 | 0 | 0 | 0 | 0 | 0 | 0 | 0 | 0 | 0 | 0 | 0 | 0 | 0 | 0 | 0 | 0 | 0
CA | Industrial | Lumber Wood Products | Existing | Cooling | RTU | 0 | 0 | 0 | 0 | 0 | 0 | 0 | 0 | 0 | 0 | 0 | 0 | 0 | 0 | 0 | 0 | 0 | 0 | 0 | 0 | 0 | 0
CA | Industrial | Lumber Wood Products | Existing | Cooling | Air-Source Heat Pump | 0 | 0 | 0 | 0 | 0 | 0 | 0 | 0 | 0 | 0 | 0 | 0 | 0 | 0 | 0 | 0 | 0 | 0 | 0 | 0 | 0 | 0
CA | Industrial | Lumber Wood Products | Existing | Cooling | Geothermal Heat Pump | 0 | 0 | 0 | 0 | 0 | 0 | 0 | 0 | 0 | 0 | 0 | 0 | 0 | 0 | 0 | 0 | 0 | 0 | 0 | 0 | 0 | 0
CA | Industrial | Lumber Wood Products | Existing | Space Heating | Electric Furnace | 0 | 0 | 0 | 0 | 0 | 0 | 0 | 0 | 0 | 0 | 0 | 0 | 0 | 0 | 0 | 0 | 0 | 0 | 0 | 0 | 0 | 0
CA | Industrial | Lumber Wood Products | Existing | Space Heating | Electric Room Heat | 0 | 0 | 0 | 0 | 0 | 0 | 0 | 0 | 0 | 0 | 0 | 0 | 0 | 0 | 0 | 0 | 0 | 0 | 0 | 0 | 0 | 0
CA | Industrial | Lumber Wood Products | Existing | Space Heating | Air-Source Heat Pump | 0 | 0 | 0 | 0 | 0 | 0 | 0 | 0 | 0 | 0 | 0 | 0 | 0 | 0 | 0 | 0 | 0 | 0 | 0 | 0 | 0 | 0
CA | Industrial | Lumber Wood Products | Existing | Space Heating | Geothermal Heat Pump | 0 | 0 | 0 | 0 | 0 | 0 | 0 | 0 | 0 | 0 | 0 | 0 | 0 | 0 | 0 | 0 | 0 | 0 | 0 | 0 | 0 | 0
CA | Industrial | Lumber Wood Products | Existing | Ventilation | Ventilation | 0 | 0 | 0 | 0 | 0 | 0 | 0 | 0 | 0 | 0 | 0 | 0 | 0 | 0 | 0 | 0 | 0 | 0 | 0 | 0 | 0 | 0
CA | Industrial | Lumber Wood Products | Existing | Interior Lighting | General Service Lighting | 0.055729 | 0.052758 | 0.046457 | 0.041876 | 0.03713 | 0.032848 | 0.029598 | 0.027109 | 0.025163 | 0.023562 | 0.022257 | 0.021153 | 0.020128 | 0.019277 | 0.018451 | 0.017705 | 0.016944 | 0.016326 | 0.015765 | 0.015145 | 0.014456 | 0.013773
CA | Industrial | Lumber Wood Products | Existing | Interior Lighting | High-Bay Lighting | 0.33832 | 0.33088 | 0.30569 | 0.29314 | 0.28372 | 0.27883 | 0.27402 | 0.2693 | 0.26443 | 0.25988 | 0.25539 | 0.25099 | 0.24602 | 0.23499 | 0.21835 | 0.19788 | 0.17377 | 0.15523 | 0.1403 | 0.12828 | 0.11787 | 0.10916
CA | Industrial | Lumber Wood Products | Existing | Interior Lighting | Linear Lighting | 0.18274 | 0.17791 | 0.16339 | 0.15558 | 0.14882 | 0.14438 | 0.13992 | 0.13548 | 0.13097 | 0.1262 | 0.1215 | 0.11689 | 0.11206 | 0.10759 | 0.10295 | 0.09844 | 0.093588 | 0.089316 | 0.085133 | 0.081089 | 0.077138 | 0.073498
CA | Industrial | Lumber Wood Products | Existing | Exterior Lighting | General Service Lighting | 0.059132 | 0.054813 | 0.045994 | 0.038461 | 0.03301 | 0.029679 | 0.027358 | 0.025701 | 0.024461 | 0.023487 | 0.022654 | 0.021859 | 0.02099 | 0.020236 | 0.019456 | 0.01874 | 0.01799 | 0.01738 | 0.016816 | 0.016103 | 0.015239 | 0.014349
CA | Industrial | Lumber Wood Products | Existing | Exterior Lighting | Area Lighting | 0.13828 | 0.13524 | 0.12494 | 0.11981 | 0.11596 | 0.11397 | 0.112 | 0.11007 | 0.10808 | 0.10622 | 0.10439 | 0.10159 | 0.096826 | 0.09102 | 0.083976 | 0.076251 | 0.067718 | 0.061156 | 0.055846 | 0.051553 | 0.047781 | 0.044594
CA | Industrial | Lumber Wood Products | Existing | Exterior Lighting | Linear Lighting | 0.14512 | 0.14128 | 0.12976 | 0.12355 | 0.11819 | 0.11466 | 0.11112 | 0.10759 | 0.10401 | 0.10022 | 0.09649 | 0.092823 | 0.088995 | 0.085439 | 0.081754 | 0.078175 | 0.074322 | 0.070929 | 0.067607 | 0.064396 | 0.061259 | 0.058368
CA | Industrial | Lumber Wood Products | Existing | Motors | Pumps | 1.3409 | 1.3114 | 1.2116 | 1.1618 | 1.1245 | 1.1051 | 1.086 | 1.0673 | 1.048 | 1.03 | 1.0122 | 0.99477 | 0.97507 | 0.95777 | 0.94104 | 0.92482 | 0.90448 | 0.88882 | 0.8732 | 0.85815 | 0.83871 | 0.81845
CA | Industrial | Lumber Wood Products | Existing | Motors | Fans & Blowers | 1.3061 | 1.2774 | 1.1801 | 1.1317 | 1.0953 | 1.0764 | 1.0579 | 1.0396 | 1.0208 | 1.0032 | 0.98595 | 0.96895 | 0.94976 | 0.93291 | 0.91662 | 0.90081 | 0.881 | 0.86575 | 0.85054 | 0.83587 | 0.81694 | 0.79721
CA | Industrial | Lumber Wood Products | Existing | Motors | Compressed Air | 0.87315 | 0.85394 | 0.78894 | 0.75654 | 0.73224 | 0.71961 | 0.70721 | 0.69501 | 0.68246 | 0.6707 | 0.65913 | 0.64777 | 0.63494 | 0.62367 | 0.61278 | 0.60222 | 0.58897 | 0.57878 | 0.56861 | 0.5588 | 0.54614 | 0.53295
CA | Industrial | Lumber Wood Products | Existing | Motors | Material Handling | 10.3654 | 10.1374 | 9.3657 | 8.9811 | 8.6926 | 8.5427 | 8.3954 | 8.2507 | 8.1017 | 7.962 | 7.8247 | 7.6898 | 7.5375 | 7.4038 | 7.2745 | 7.1491 | 6.9918 | 6.8708 | 6.7501 | 6.6337 | 6.4834 | 6.3268
CA | Industrial | Lumber Wood Products | Existing | Motors | Other Motors | 0.059368 | 0.058063 | 0.053643 | 0.05144 | 0.049787 | 0.048929 | 0.048085 | 0.047256 | 0.046403 | 0.045603 | 0.044817 | 0.044044 | 0.043172 | 0.042406 | 0.041665 | 0.040947 | 0.040046 | 0.039353 | 0.038661 | 0.037995 | 0.037134 | 0.036237
CA | Industrial | Lumber Wood Products | Existing | Process | Process Heating | 0 | 0 | 0 | 0 | 0 | 0 | 0 | 0 | 0 | 0 | 0 | 0 | 0 | 0 | 0 | 0 | 0 | 0 | 0 | 0 | 0 | 0
CA | Industrial | Lumber Wood Products | Existing | Process | Process Cooling | 0 | 0 | 0 | 0 | 0 | 0 | 0 | 0 | 0 | 0 | 0 | 0 | 0 | 0 | 0 | 0 | 0 | 0 | 0 | 0 | 0 | 0
CA | Industrial | Lumber Wood Products | Existing | Process | Process Refrigeration | 0 | 0 | 0 | 0 | 0 | 0 | 0 | 0 | 0 | 0 | 0 | 0 | 0 | 0 | 0 | 0 | 0 | 0 | 0 | 0 | 0 | 0
CA | Industrial | Lumber Wood Products | Existing | Process | Process Electrochemical | 0 | 0 | 0 | 0 | 0 | 0 | 0 | 0 | 0 | 0 | 0 | 0 | 0 | 0 | 0 | 0 | 0 | 0 | 0 | 0 | 0 | 0
CA | Industrial | Lumber Wood Products | Existing | Process | Process Other | 0 | 0 | 0 | 0 | 0 | 0 | 0 | 0 | 0 | 0 | 0 | 0 | 0 | 0 | 0 | 0 | 0 | 0 | 0 | 0 | 0 | 0
CA | Industrial | Lumber Wood Products | Existing | Miscellaneous | Miscellaneous | 0 | 0 | 0 | 0 | 0 | 0 | 0 | 0 | 0 | 0 | 0 | 0 | 0 | 0 | 0 | 0 | 0 | 0 | 0 | 0 | 0 | 0
CA | Industrial | Lumber Wood Products | New | Cooling | Air-Cooled Chiller | 0 | 0 | 0 | 0 | 0 | 0 | 0 | 0 | 0 | 0 | 0 | 0 | 0 | 0 | 0 | 0 | 0 | 0 | 0 | 0 | 0 | 0
CA | Industrial | Lumber Wood Products | New | Cooling | Water-Cooled Chiller | 0 | 0 | 0 | 0 | 0 | 0 | 0 | 0 | 0 | 0 | 0 | 0 | 0 | 0 | 0 | 0 | 0 | 0 | 0 | 0 | 0 | 0
CA | Industrial | Lumber Wood Products | New | Cooling | RTU | 0 | 0 | 0 | 0 | 0 | 0 | 0 | 0 | 0 | 0 | 0 | 0 | 0 | 0 | 0 | 0 | 0 | 0 | 0 | 0 | 0 | 0
CA | Industrial | Lumber Wood Products | New | Cooling | Air-Source Heat Pump | 0 | 0 | 0 | 0 | 0 | 0 | 0 | 0 | 0 | 0 | 0 | 0 | 0 | 0 | 0 | 0 | 0 | 0 | 0 | 0 | 0 | 0
CA | Industrial | Lumber Wood Products | New | Cooling | Geothermal Heat Pump | 0 | 0 | 0 | 0 | 0 | 0 | 0 | 0 | 0 | 0 | 0 | 0 | 0 | 0 | 0 | 0 | 0 | 0 | 0 | 0 | 0 | 0
CA | Industrial | Lumber Wood Products | New | Space Heating | Electric Furnace | 0 | 0 | 0 | 0 | 0 | 0 | 0 | 0 | 0 | 0 | 0 | 0 | 0 | 0 | 0 | 0 | 0 | 0 | 0 | 0 | 0 | 0
CA | Industrial | Lumber Wood Products | New | Space Heating | Electric Room Heat | 0 | 0 | 0 | 0 | 0 | 0 | 0 | 0 | 0 | 0 | 0 | 0 | 0 | 0 | 0 | 0 | 0 | 0 | 0 | 0 | 0 | 0
CA | Industrial | Lumber Wood Products | New | Space Heating | Air-Source Heat Pump | 0 | 0 | 0 | 0 | 0 | 0 | 0 | 0 | 0 | 0 | 0 | 0 | 0 | 0 | 0 | 0 | 0 | 0 | 0 | 0 | 0 | 0
CA | Industrial | Lumber Wood Products | New | Space Heating | Geothermal Heat Pump | 0 | 0 | 0 | 0 | 0 | 0 | 0 | 0 | 0 | 0 | 0 | 0 | 0 | 0 | 0 | 0 | 0 | 0 | 0 | 0 | 0 | 0
CA | Industrial | Lumber Wood Products | New | Ventilation | Ventilation | 0 | 0 | 0 | 0 | 0 | 0 | 0 | 0 | 0 | 0 | 0 | 0 | 0 | 0 | 0 | 0 | 0 | 0 | 0 | 0 | 0 | 0
CA | Industrial | Lumber Wood Products | New | Interior Lighting | General Service Lighting | 0 | 0.00050958 | 0.001008 | 0.0014684 | 0.0018484 | 0.0022321 | 0.0026468 | 0.0030806 | 0.0034297 | 0.0037745 | 0.0041157 | 0.0044561 | 0.0047149 | 0.0049672 | 0.0051808 | 0.0054197 | 0.0056189 | 0.0058118 | 0.0060033 | 0.0061884 | 0.0063365 | 0.0064888
CA | Industrial | Lumber Wood Products | New | Interior Lighting | High-Bay Lighting | 0 | 0.0033065 | 0.0065403 | 0.009528 | 0.012016 | 0.014528 | 0.017243 | 0.020084 | 0.022369 | 0.02466 | 0.027012 | 0.029433 | 0.031309 | 0.033091 | 0.0346 | 0.036278 | 0.037695 | 0.039059 | 0.040377 | 0.041926 | 0.043191 | 0.04443
CA | Industrial | Lumber Wood Products | New | Interior Lighting | Linear Lighting | 0 | 0.002437 | 0.0048204 | 0.0070224 | 0.0088491 | 0.010694 | 0.012687 | 0.014772 | 0.016451 | 0.018114 | 0.019821 | 0.021579 | 0.022987 | 0.024366 | 0.025615 | 0.026997 | 0.028202 | 0.029381 | 0.03054 | 0.031871 | 0.032852 | 0.0337
CA | Industrial | Lumber Wood Products | New | Exterior Lighting | General Service Lighting | 0 | 0.0005407 | 0.0010695 | 0.001558 | 0.0019613 | 0.0023684 | 0.0028084 | 0.0032687 | 0.0036391 | 0.004005 | 0.004367 | 0.0047282 | 0.0050028 | 0.0052705 | 0.0054972 | 0.0057506 | 0.005962 | 0.0061666 | 0.0063699 | 0.0065662 | 0.0067235 | 0.0068851
CA | Industrial | Lumber Wood Products | New | Exterior Lighting | Area Lighting | 0 | 0.0013987 | 0.0027667 | 0.0040305 | 0.0050843 | 0.0061485 | 0.0072984 | 0.0085016 | 0.0094697 | 0.010438 | 0.011431 | 0.012454 | 0.013247 | 0.013999 | 0.014635 | 0.015342 | 0.015938 | 0.016511 | 0.017065 | 0.017717 | 0.018248 | 0.018769
CA | Industrial | Lumber Wood Products | New | Exterior Lighting | Linear Lighting | 0 | 0.0019353 | 0.0038281 | 0.0055768 | 0.0070274 | 0.0084922 | 0.010075 | 0.011731 | 0.013064 | 0.014385 | 0.015741 | 0.017137 | 0.018255 | 0.01935 | 0.020342 | 0.021439 | 0.022397 | 0.023333 | 0.024253 | 0.02531 | 0.026089 | 0.026762
CA | Industrial | Lumber Wood Products | New | Motors | Pumps | 0 | 0.023119 | 0.045729 | 0.066618 | 0.086649 | 0.10688 | 0.12873 | 0.1516 | 0.17001 | 0.19027 | 0.21108 | 0.23249 | 0.24964 | 0.26646 | 0.28297 | 0.30126 | 0.3172 | 0.3328 | 0.34812 | 0.36573 | 0.38053 | 0.39499
CA | Industrial | Lumber Wood Products | New | Motors | Fans & Blowers | 0 | 0.022519 | 0.044542 | 0.064889 | 0.0844 | 0.1041 | 0.12539 | 0.14767 | 0.16559 | 0.18533 | 0.2056 | 0.22646 | 0.24316 | 0.25954 | 0.27562 | 0.29344 | 0.30897 | 0.32416 | 0.33909 | 0.35624 | 0.37065 | 0.38474
CA | Industrial | Lumber Wood Products | New | Motors | Compressed Air | 0 | 0.015054 | 0.029777 | 0.04338 | 0.056424 | 0.069595 | 0.083828 | 0.098721 | 0.1107 | 0.1239 | 0.13745 | 0.15139 | 0.16256 | 0.17351 | 0.18426 | 0.19617 | 0.20655 | 0.21671 | 0.22669 | 0.23816 | 0.24779 | 0.25721
CA | Industrial | Lumber Wood Products | New | Motors | Material Handling | 0 | 0.17871 | 0.3535 | 0.51497 | 0.66982 | 0.82618 | 0.99514 | 1.1719 | 1.3142 | 1.4708 | 1.6317 | 1.7972 | 1.9298 | 2.0598 | 2.1874 | 2.3288 | 2.452 | 2.5726 | 2.6911 | 2.8272 | 2.9416 | 3.0534
CA | Industrial | Lumber Wood Products | New | Motors | Other Motors | 0 | 0.0010236 | 0.0020247 | 0.0029495 | 0.0038364 | 0.004732 | 0.0056998 | 0.0067123 | 0.0075271 | 0.0084243 | 0.0093455 | 0.010294 | 0.011053 | 0.011797 | 0.012529 | 0.013338 | 0.014044 | 0.014735 | 0.015413 | 0.016193 | 0.016848 | 0.017488
CA | Industrial | Lumber Wood Products | New | Process | Process Heating | 0 | 0 | 0 | 0 | 0 | 0 | 0 | 0 | 0 | 0 | 0 | 0 | 0 | 0 | 0 | 0 | 0 | 0 | 0 | 0 | 0 | 0
CA | Industrial | Lumber Wood Products | New | Process | Process Cooling | 0 | 0 | 0 | 0 | 0 | 0 | 0 | 0 | 0 | 0 | 0 | 0 | 0 | 0 | 0 | 0 | 0 | 0 | 0 | 0 | 0 | 0
CA | Industrial | Lumber Wood Products | New | Process | Process Refrigeration | 0 | 0 | 0 | 0 | 0 | 0 | 0 | 0 | 0 | 0 | 0 | 0 | 0 | 0 | 0 | 0 | 0 | 0 | 0 | 0 | 0 | 0
CA | Industrial | Lumber Wood Products | New | Process | Process Electrochemical | 0 | 0 | 0 | 0 | 0 | 0 | 0 | 0 | 0 | 0 | 0 | 0 | 0 | 0 | 0 | 0 | 0 | 0 | 0 | 0 | 0 | 0
CA | Industrial | Lumber Wood Products | New | Process | Process Other | 0 | 0 | 0 | 0 | 0 | 0 | 0 | 0 | 0 | 0 | 0 | 0 | 0 | 0 | 0 | 0 | 0 | 0 | 0 | 0 | 0 | 0
CA | Industrial | Lumber Wood Products | New | Miscellaneous | Miscellaneous | 0 | 0 | 0 | 0 | 0 | 0 | 0 | 0 | 0 | 0 | 0 | 0 | 0 | 0 | 0 | 0 | 0 | 0 | 0 | 0 | 0 | 0
CA | Industrial | Metal Mfg | Existing | Cooling | Air-Cooled Chiller | 0.00049474 | 0.00048379 | 0.0004469 | 0.00042848 | 0.00041466 | 0.0004108 | 0.00040695 | 0.00040311 | 0.00039895 | 0.00039514 | 0.00039134 | 0.00038755 | 0.00038278 | 0.00037885 | 0.00037504 | 0.00037156 | 0.00036631 | 0.00036284 | 0.00035929 | 0.00035588 | 0.00035053 | 0.00034472
CA | Industrial | Metal Mfg | Existing | Cooling | Water-Cooled Chiller | 0.00053906 | 0.0005272 | 0.00048707 | 0.00046707 | 0.00045206 | 0.00044793 | 0.0004438 | 0.00043968 | 0.00043521 | 0.00043112 | 0.00042703 | 0.00042296 | 0.00041782 | 0.00041357 | 0.00040947 | 0.00040571 | 0.00040002 | 0.00039627 | 0.00039242 | 0.00038872 | 0.00038291 | 0.00037658
CA | Industrial | Metal Mfg | Existing | Cooling | RTU | 0.008762 | 0.0085692 | 0.0078826 | 0.0075225 | 0.0072425 | 0.0071355 | 0.007027 | 0.0069174 | 0.0068013 | 0.0066903 | 0.006579 | 0.0064675 | 0.0063395 | 0.0062289 | 0.0061264 | 0.0060344 | 0.0059183 | 0.0058352 | 0.0057543 | 0.0056786 | 0.0055749 | 0.0054664
CA | Industrial | Metal Mfg | Existing | Cooling | Air-Source Heat Pump | 0.0010339 | 0.0010079 | 0.00092522 | 0.0008812 | 0.00084681 | 0.00083285 | 0.00081891 | 0.00080504 | 0.00079064 | 0.00077708 | 0.00076374 | 0.00075065 | 0.00073611 | 0.00072376 | 0.00071219 | 0.00070171 | 0.00068832 | 0.00067868 | 0.00066923 | 0.00066034 | 0.00064815 | 0.00063538
CA | Industrial | Metal Mfg | Existing | Cooling | Geothermal Heat Pump | 0 | 0 | 0 | 0 | 0 | 0 | 0 | 0 | 0 | 0 | 0 | 0 | 0 | 0 | 0 | 0 | 0 | 0 | 0 | 0 | 0 | 0
CA | Industrial | Metal Mfg | Existing | Space Heating | Electric Furnace | 0.00023329 | 0.00022816 | 0.00021079 | 0.00020305 | 0.00019564 | 0.00019135 | 0.00018716 | 0.00018389 | 0.00017888 | 0.00017495 | 0.00017109 | 0.0001681 | 0.00016321 | 0.00015952 | 0.00015596 | 0.00015325 | 0.00014846 | 0.00014519 | 0.00014194 | 0.00013946 | 0.00013501 | 0.0001311
CA | Industrial | Metal Mfg | Existing | Space Heating | Electric Room Heat | 0.0012018 | 0.0011753 | 0.0010859 | 0.001046 | 0.0010078 | 0.00098575 | 0.00096413 | 0.00094731 | 0.00092149 | 0.00090122 | 0.00088138 | 0.00086597 | 0.00084074 | 0.00082175 | 0.0008034 | 0.00078946 | 0.00076479 | 0.00074792 | 0.00073121 | 0.00071844 | 0.00069547 | 0.00067533
CA | Industrial | Metal Mfg | Existing | Space Heating | Air-Source Heat Pump | 0.00083918 | 0.00082072 | 0.0007575 | 0.00072891 | 0.00070148 | 0.00068527 | 0.00066937 | 0.0006568 | 0.00063798 | 0.00062303 | 0.00060839 | 0.00059681 | 0.00057855 | 0.00056471 | 0.0005514 | 0.00054122 | 0.00052377 | 0.00051173 | 0.00049987 | 0.00049076 | 0.00047473 | 0.00046068
CA | Industrial | Metal Mfg | Existing | Space Heating | Geothermal Heat Pump | 0 | 0 | 0 | 0 | 0 | 0 | 0 | 0 | 0 | 0 | 0 | 0 | 0 | 0 | 0 | 0 | 0 | 0 | 0 | 0 | 0 | 0
CA | Industrial | Metal Mfg | Existing | Ventilation | Ventilation | 0.0081329 | 0.0078678 | 0.0071836 | 0.0068029 | 0.0064996 | 0.0062898 | 0.0060844 | 0.0058844 | 0.0056857 | 0.0054992 | 0.00532 | 0.0051483 | 0.0049716 | 0.0048138 | 0.0046659 | 0.0045273 | 0.0043758 | 0.0042531 | 0.0041357 | 0.0040253 | 0.0038986 | 0.0037729
CA | Industrial | Metal Mfg | Existing | Interior Lighting | General Service Lighting | 0.001067 | 0.0010101 | 0.00088949 | 0.00080177 | 0.0007109 | 0.00062892 | 0.00056669 | 0.00051904 | 0.00048177 | 0.00045113 | 0.00042615 | 0.00040499 | 0.00038537 | 0.00036908 | 0.00035326 | 0.00033899 | 0.00032442 | 0.00031259 | 0.00030183 | 0.00028997 | 0.00027678 | 0.00026371
CA | Industrial | Metal Mfg | Existing | Interior Lighting | High-Bay Lighting | 0.0064776 | 0.0063351 | 0.0058529 | 0.0056125 | 0.0054322 | 0.0053386 | 0.0052465 | 0.0051561 | 0.005063 | 0.0049757 | 0.0048899 | 0.0048056 | 0.0047104 | 0.0044992 | 0.0041806 | 0.0037888 | 0.0033271 | 0.0029721 | 0.0026861 | 0.0024561 | 0.0022567 | 0.00209
CA | Industrial | Metal Mfg | Existing | Interior Lighting | Linear Lighting | 0.0034987 | 0.0034063 | 0.0031284 | 0.0029788 | 0.0028494 | 0.0027643 | 0.002679 | 0.002594 | 0.0025076 | 0.0024163 | 0.0023263 | 0.0022379 | 0.0021456 | 0.0020599 | 0.0019711 | 0.0018848 | 0.0017919 | 0.0017101 | 0.00163 | 0.0015526 | 0.0014769 | 0.0014072
CA | Industrial | Metal Mfg | Existing | Exterior Lighting | General Service Lighting | 0.0011322 | 0.0010495 | 0.00088062 | 0.00073638 | 0.00063203 | 0.00056825 | 0.00052381 | 0.00049209 | 0.00046834 | 0.00044969 | 0.00043373 | 0.00041851 | 0.00040187 | 0.00038744 | 0.00037252 | 0.0003588 | 0.00034445 | 0.00033277 | 0.00032196 | 0.00030831 | 0.00029177 | 0.00027473
CA | Industrial | Metal Mfg | Existing | Exterior Lighting | Area Lighting | 0.0026476 | 0.0025893 | 0.0023922 | 0.002294 | 0.0022203 | 0.002182 | 0.0021444 | 0.0021074 | 0.0020694 | 0.0020337 | 0.0019986 | 0.001945 | 0.0018539 | 0.0017427 | 0.0016078 | 0.0014599 | 0.0012966 | 0.0011709 | 0.0010692 | 0.00098705 | 0.00091483 | 0.00085381
CA | Industrial | Metal Mfg | Existing | Exterior Lighting | Linear Lighting | 0.0027785 | 0.0027051 | 0.0024844 | 0.0023655 | 0.0022629 | 0.0021953 | 0.0021275 | 0.00206 | 0.0019914 | 0.0019189 | 0.0018474 | 0.0017772 | 0.0017039 | 0.0016358 | 0.0015653 | 0.0014968 | 0.001423 | 0.001358 | 0.0012944 | 0.001233 | 0.0011729 | 0.0011175
CA | Industrial | Metal Mfg | Existing | Motors | Pumps | 0.020662 | 0.020208 | 0.018669 | 0.017903 | 0.017328 | 0.017029 | 0.016735 | 0.016447 | 0.01615 | 0.015871 | 0.015598 | 0.015329 | 0.015025 | 0.014759 | 0.014501 | 0.014251 | 0.013937 | 0.013696 | 0.013455 | 0.013223 | 0.012924 | 0.012612
CA | Industrial | Metal Mfg | Existing | Motors | Fans & Blowers | 0.01094 | 0.0107 | 0.0098853 | 0.0094793 | 0.0091748 | 0.0090166 | 0.0088612 | 0.0087084 | 0.0085511 | 0.0084037 | 0.0082588 | 0.0081164 | 0.0079557 | 0.0078145 | 0.007678 | 0.0075457 | 0.0073797 | 0.0072519 | 0.0071245 | 0.0070017 | 0.0068431 | 0.0066778
CA | Industrial | Metal Mfg | Existing | Motors | Compressed Air | 0.013959 | 0.013652 | 0.012613 | 0.012095 | 0.011707 | 0.011505 | 0.011306 | 0.011111 | 0.010911 | 0.010723 | 0.010538 | 0.010356 | 0.010151 | 0.0099709 | 0.0097968 | 0.0096279 | 0.0094161 | 0.0092531 | 0.0090905 | 0.0089338 | 0.0087314 | 0.0085205
CA | Industrial | Metal Mfg | Existing | Motors | Material Handling | 0.05518 | 0.053966 | 0.049858 | 0.047811 | 0.046275 | 0.045477 | 0.044693 | 0.043922 | 0.043129 | 0.042385 | 0.041655 | 0.040936 | 0.040126 | 0.039414 | 0.038725 | 0.038058 | 0.037221 | 0.036576 | 0.035934 | 0.035314 | 0.034514 | 0.033681
CA | Industrial | Metal Mfg | Existing | Motors | Other Motors | 0.01639 | 0.016029 | 0.014809 | 0.014201 | 0.013745 | 0.013508 | 0.013275 | 0.013046 | 0.01281 | 0.01259 | 0.012372 | 0.012159 | 0.011918 | 0.011707 | 0.011502 | 0.011304 | 0.011056 | 0.010864 | 0.010673 | 0.010489 | 0.010252 | 0.010004
CA | Industrial | Metal Mfg | Existing | Process | Process Heating | 0.018855 | 0.01844 | 0.017036 | 0.016337 | 0.015812 | 0.015539 | 0.015271 | 0.015008 | 0.014737 | 0.014483 | 0.014233 | 0.013988 | 0.013711 | 0.013468 | 0.013232 | 0.013004 | 0.012718 | 0.012498 | 0.012279 | 0.012067 | 0.011793 | 0.011509
CA | Industrial | Metal Mfg | Existing | Process | Process Cooling | 0 | 0 | 0 | 0 | 0 | 0 | 0 | 0 | 0 | 0 | 0 | 0 | 0 | 0 | 0 | 0 | 0 | 0 | 0 | 0 | 0 | 0
CA | Industrial | Metal Mfg | Existing | Process | Process Refrigeration | 0 | 0 | 0 | 0 | 0 | 0 | 0 | 0 | 0 | 0 | 0 | 0 | 0 | 0 | 0 | 0 | 0 | 0 | 0 | 0 | 0 | 0
CA | Industrial | Metal Mfg | Existing | Process | Process Electrochemical | 0.0037715 | 0.0036885 | 0.0034078 | 0.0032678 | 0.0031628 | 0.0031083 | 0.0030547 | 0.003002 | 0.0029478 | 0.002897 | 0.002847 | 0.002798 | 0.0027426 | 0.0026939 | 0.0026468 | 0.0026012 | 0.002544 | 0.0025 | 0.002456 | 0.0024137 | 0.002359 | 0.002302
CA | Industrial | Metal Mfg | Existing | Process | Process Other | 0.0035129 | 0.0034356 | 0.0031741 | 0.0030437 | 0.002946 | 0.0028952 | 0.0028453 | 0.0027962 | 0.0027457 | 0.0026984 | 0.0026518 | 0.0026061 | 0.0025545 | 0.0025092 | 0.0024654 | 0.0024229 | 0.0023696 | 0.0023285 | 0.0022876 | 0.0022482 | 0.0021973 | 0.0021442
CA | Industrial | Metal Mfg | Existing | Miscellaneous | Miscellaneous | 0 | 0 | 0 | 0 | 0 | 0 | 0 | 0 | 0 | 0 | 0 | 0 | 0 | 0 | 0 | 0 | 0 | 0 | 0 | 0 | 0 | 0
CA | Industrial | Metal Mfg | New | Cooling | Air-Cooled Chiller | 0 | 8.5025e-06 | 1.6818e-05 | 2.45e-05 | 3.1867e-05 | 3.963e-05 | 4.8125e-05 | 5.7134e-05 | 6.4583e-05 | 7.2857e-05 | 8.1464e-05 | 9.0434e-05 | 9.7861e-05 | 0.00010526 | 0.00011264 | 0.0001209 | 0.00012834 | 0.00013573 | 0.00014312 | 0.00015156 | 0.00015893 | 0.00016626
CA | Industrial | Metal Mfg | New | Cooling | Water-Cooled Chiller | 0 | 9.2941e-06 | 1.8384e-05 | 2.6782e-05 | 3.4835e-05 | 4.332e-05 | 5.2606e-05 | 6.2453e-05 | 7.0596e-05 | 7.9641e-05 | 8.9048e-05 | 9.8853e-05 | 0.00010697 | 0.00011506 | 0.00012313 | 0.00013216 | 0.00014029 | 0.00014837 | 0.00015645 | 0.00016567 | 0.00017373 | 0.00018174
CA | Industrial | Metal Mfg | New | Cooling | RTU | 0 | 0.00015107 | 0.00027985 | 0.00039882 | 0.00051291 | 0.00063329 | 0.000765 | 0.00090467 | 0.0010202 | 0.0011485 | 0.0012819 | 0.001421 | 0.0015362 | 0.0016486 | 0.001761 | 0.0018872 | 0.0020008 | 0.002114 | 0.0022272 | 0.0023567 | 0.0024699 | 0.0025825
CA | Industrial | Metal Mfg | New | Cooling | Air-Source Heat Pump | 0 | 1.6712e-05 | 3.1549e-05 | 4.5256e-05 | 5.8401e-05 | 7.2264e-05 | 8.7434e-05 | 0.00010352 | 0.00011683 | 0.0001316 | 0.00014697 | 0.00016299 | 0.0001761 | 0.00018918 | 0.00020223 | 0.00021687 | 0.00023004 | 0.00024315 | 0.00025625 | 0.00027123 | 0.00028432 | 0.00029734
CA | Industrial | Metal Mfg | New | Cooling | Geothermal Heat Pump | 0 | 0 | 0 | 0 | 0 | 0 | 0 | 0 | 0 | 0 | 0 | 0 | 0 | 0 | 0 | 0 | 0 | 0 | 0 | 0 | 0 | 0
CA | Industrial | Metal Mfg | New | Space Heating | Electric Furnace | 0 | 4.0222e-06 | 7.956e-06 | 1.1643e-05 | 1.5075e-05 | 1.8506e-05 | 2.2185e-05 | 2.612e-05 | 2.9017e-05 | 3.2318e-05 | 3.5678e-05 | 3.9288e-05 | 4.1785e-05 | 4.4379e-05 | 4.6896e-05 | 4.9921e-05 | 5.2066e-05 | 5.4362e-05 | 5.6589e-05 | 5.9438e-05 | 6.1253e-05 | 6.3268e-05
CA | Industrial | Metal Mfg | New | Space Heating | Electric Room Heat | 0 | 2.072e-05 | 4.0984e-05 | 5.9978e-05 | 7.7659e-05 | 9.5333e-05 | 0.00011428 | 0.00013456 | 0.00014948 | 0.00016648 | 0.00018379 | 0.00020239 | 0.00021525 | 0.00022861 | 0.00024158 | 0.00025716 | 0.00026821 | 0.00028004 | 0.00029151 | 0.00030619 | 0.00031554 | 0.00032592
CA | Industrial | Metal Mfg | New | Space Heating | Air-Source Heat Pump | 0 | 1.4469e-05 | 2.8203e-05 | 4.1078e-05 | 5.3059e-05 | 6.5036e-05 | 7.7877e-05 | 9.1618e-05 | 0.00010173 | 0.00011325 | 0.00012498 | 0.00013758 | 0.00014626 | 0.00015528 | 0.00016404 | 0.00017457 | 0.00018203 | 0.00019002 | 0.00019778 | 0.00020771 | 0.00021403 | 0.00022104
CA | Industrial | Metal Mfg | New | Space Heating | Geothermal Heat Pump | 0 | 0 | 0 | 0 | 0 | 0 | 0 | 0 | 0 | 0 | 0 | 0 | 0 | 0 | 0 | 0 | 0 | 0 | 0 | 0 | 0 | 0
CA | Industrial | Metal Mfg | New | Ventilation | Ventilation | 0 | 0.00010582 | 0.00020931 | 0.00030492 | 0.00039703 | 0.00048229 | 0.00057441 | 0.00067081 | 0.00074837 | 0.00083407 | 0.00092205 | 0.0010126 | 0.0010852 | 0.0011563 | 0.0012261 | 0.0013034 | 0.0013709 | 0.0014361 | 0.0014995 | 0.0015719 | 0.001632 | 0.0016908
CA | Industrial | Metal Mfg | New | Interior Lighting | General Service Lighting | 0 | 9.7566e-06 | 1.9299e-05 | 2.8114e-05 | 3.539e-05 | 4.2737e-05 | 5.0676e-05 | 5.8982e-05 | 6.5666e-05 | 7.2269e-05 | 7.8801e-05 | 8.5318e-05 | 9.0273e-05 | 9.5104e-05 | 9.9194e-05 | 0.00010377 | 0.00010758 | 0.00011127 | 0.00011494 | 0.00011848 | 0.00012132 | 0.00012424
CA | Industrial | Metal Mfg | New | Interior Lighting | High-Bay Lighting | 0 | 6.3308e-05 | 0.00012522 | 0.00018243 | 0.00023006 | 0.00027816 | 0.00033014 | 0.00038453 | 0.00042829 | 0.00047215 | 0.00051718 | 0.00056354 | 0.00059946 | 0.00063357 | 0.00066247 | 0.00069459 | 0.00072173 | 0.00074784 | 0.00077307 | 0.00080273 | 0.00082695 | 0.00085067
CA | Industrial | Metal Mfg | New | Interior Lighting | Linear Lighting | 0 | 4.666e-05 | 9.2294e-05 | 0.00013445 | 0.00016943 | 0.00020474 | 0.00024291 | 0.00028284 | 0.00031497 | 0.00034681 | 0.0003795 | 0.00041316 | 0.00044011 | 0.00046653 | 0.00049043 | 0.00051689 | 0.00053997 | 0.00056254 | 0.00058472 | 0.00061021 | 0.00062899 | 0.00064522
CA | Industrial | Metal Mfg | New | Exterior Lighting | General Service Lighting | 0 | 1.0352e-05 | 2.0477e-05 | 2.9831e-05 | 3.7551e-05 | 4.5346e-05 | 5.377e-05 | 6.2584e-05 | 6.9676e-05 | 7.6682e-05 | 8.3612e-05 | 9.0527e-05 | 9.5785e-05 | 0.00010091 | 0.00010525 | 0.0001101 | 0.00011415 | 0.00011807 | 0.00012196 | 0.00012572 | 0.00012873 | 0.00013182
CA | Industrial | Metal Mfg | New | Exterior Lighting | Area Lighting | 0 | 2.678e-05 | 5.2972e-05 | 7.7169e-05 | 9.7346e-05 | 0.00011772 | 0.00013974 | 0.00016277 | 0.00018131 | 0.00019984 | 0.00021887 | 0.00023846 | 0.00025363 | 0.00026804 | 0.00028021 | 0.00029373 | 0.00030515 | 0.00031613 | 0.00032674 | 0.00033921 | 0.00034938 | 0.00035935
CA | Industrial | Metal Mfg | New | Exterior Lighting | Linear Lighting | 0 | 3.7055e-05 | 7.3294e-05 | 0.00010678 | 0.00013455 | 0.00016259 | 0.0001929 | 0.00022461 | 0.00025013 | 0.00027541 | 0.00030138 | 0.00032811 | 0.00034951 | 0.00037049 | 0.00038947 | 0.00041049 | 0.00042881 | 0.00044674 | 0.00046435 | 0.00048459 | 0.0004995 | 0.0005124
CA | Industrial | Metal Mfg | New | Motors | Pumps | 0 | 0.00035624 | 0.00070465 | 0.0010265 | 0.0013352 | 0.0016469 | 0.0019837 | 0.0023361 | 0.0026197 | 0.0029319 | 0.0032525 | 0.0035826 | 0.0038468 | 0.0041059 | 0.0043604 | 0.0046422 | 0.0048879 | 0.0051282 | 0.0053643 | 0.0056357 | 0.0058637 | 0.0060865
CA | Industrial | Metal Mfg | New | Motors | Fans & Blowers | 0 | 0.00018863 | 0.00037311 | 0.00054354 | 0.00070698 | 0.00087201 | 0.0010504 | 0.0012369 | 0.0013871 | 0.0015524 | 0.0017222 | 0.0018969 | 0.0020369 | 0.002174 | 0.0023088 | 0.002458 | 0.0025881 | 0.0027153 | 0.0028403 | 0.002984 | 0.0031048 | 0.0032228
CA | Industrial | Metal Mfg | New | Motors | Compressed Air | 0 | 0.00024068 | 0.00047606 | 0.00069353 | 0.00090207 | 0.0011126 | 0.0013402 | 0.0015783 | 0.0017699 | 0.0019808 | 0.0021974 | 0.0024204 | 0.0025989 | 0.002774 | 0.0029459 | 0.0031363 | 0.0033022 | 0.0034646 | 0.0036241 | 0.0038075 | 0.0039615 | 0.0041121
CA | Industrial | Metal Mfg | New | Motors | Material Handling | 0 | 0.00095137 | 0.0018818 | 0.0027414 | 0.0035658 | 0.0043981 | 0.0052976 | 0.0062388 | 0.006996 | 0.0078299 | 0.0086861 | 0.0095675 | 0.010273 | 0.010965 | 0.011645 | 0.012397 | 0.013053 | 0.013695 | 0.014326 | 0.015051 | 0.015659 | 0.016254
CA | Industrial | Metal Mfg | New | Motors | Other Motors | 0 | 0.00028258 | 0.00055895 | 0.00081428 | 0.0010591 | 0.0013064 | 0.0015735 | 0.0018531 | 0.002078 | 0.0023257 | 0.00258 | 0.0028418 | 0.0030514 | 0.0032569 | 0.0034588 | 0.0036823 | 0.0038772 | 0.0040678 | 0.0042551 | 0.0044704 | 0.0046513 | 0.004828
CA | Industrial | Metal Mfg | New | Process | Process Heating | 0 | 0.00032508 | 0.00064302 | 0.00093675 | 0.0012184 | 0.0015028 | 0.0018102 | 0.0021318 | 0.0023905 | 0.0026755 | 0.002968 | 0.0032692 | 0.0035104 | 0.0037468 | 0.003979 | 0.0042361 | 0.0044603 | 0.0046796 | 0.0048951 | 0.0051428 | 0.0053508 | 0.0055541
CA | Industrial | Metal Mfg | New | Process | Process Cooling | 0 | 0 | 0 | 0 | 0 | 0 | 0 | 0 | 0 | 0 | 0 | 0 | 0 | 0 | 0 | 0 | 0 | 0 | 0 | 0 | 0 | 0
CA | Industrial | Metal Mfg | New | Process | Process Refrigeration | 0 | 0 | 0 | 0 | 0 | 0 | 0 | 0 | 0 | 0 | 0 | 0 | 0 | 0 | 0 | 0 | 0 | 0 | 0 | 0 | 0 | 0
CA | Industrial | Metal Mfg | New | Process | Process Electrochemical | 0 | 6.5026e-05 | 0.00012862 | 0.00018738 | 0.00024372 | 0.00030061 | 0.00036209 | 0.00042641 | 0.00047817 | 0.00053517 | 0.00059369 | 0.00065393 | 0.00070217 | 0.00074945 | 0.0007959 | 0.00084734 | 0.00089219 | 0.00093605 | 0.00097915 | 0.0010287 | 0.0010703 | 0.001111
CA | Industrial | Metal Mfg | New | Process | Process Other | 0 | 6.0567e-05 | 0.0001198 | 0.00017453 | 0.00022701 | 0.00028 | 0.00033726 | 0.00039718 | 0.00044539 | 0.00049847 | 0.00055298 | 0.00060909 | 0.00065402 | 0.00069807 | 0.00074133 | 0.00078924 | 0.00083101 | 0.00087187 | 0.00091201 | 0.00095816 | 0.00099692 | 0.0010348
CA | Industrial | Metal Mfg | New | Miscellaneous | Miscellaneous | 0 | 0 | 0 | 0 | 0 | 0 | 0 | 0 | 0 | 0 | 0 | 0 | 0 | 0 | 0 | 0 | 0 | 0 | 0 | 0 | 0 | 0
CA | Industrial | Misc. Mfg | Existing | Cooling | Air-Cooled Chiller | 0.0014184 | 0.0013871 | 0.0012813 | 0.0012285 | 0.0011888 | 0.0011778 | 0.0011668 | 0.0011557 | 0.0011438 | 0.0011329 | 0.001122 | 0.0011111 | 0.0010975 | 0.0010862 | 0.0010753 | 0.0010653 | 0.0010502 | 0.0010403 | 0.0010301 | 0.0010203 | 0.001005 | 0.00098834
CA | Industrial | Misc. Mfg | Existing | Cooling | Water-Cooled Chiller | 0.0015455 | 0.0015115 | 0.0013965 | 0.0013391 | 0.0012961 | 0.0012842 | 0.0012724 | 0.0012606 | 0.0012478 | 0.001236 | 0.0012243 | 0.0012127 | 0.0011979 | 0.0011857 | 0.001174 | 0.0011632 | 0.0011469 | 0.0011361 | 0.0011251 | 0.0011145 | 0.0010978 | 0.0010797
CA | Industrial | Misc. Mfg | Existing | Cooling | RTU | 0.025121 | 0.024569 | 0.0226 | 0.021567 | 0.020765 | 0.020458 | 0.020147 | 0.019833 | 0.0195 | 0.019182 | 0.018862 | 0.018543 | 0.018176 | 0.017859 | 0.017565 | 0.017301 | 0.016968 | 0.01673 | 0.016498 | 0.016281 | 0.015984 | 0.015673
CA | Industrial | Misc. Mfg | Existing | Cooling | Air-Source Heat Pump | 0.0029642 | 0.0028896 | 0.0026527 | 0.0025264 | 0.0024279 | 0.0023878 | 0.0023479 | 0.0023081 | 0.0022668 | 0.0022279 | 0.0021897 | 0.0021522 | 0.0021105 | 0.0020751 | 0.0020419 | 0.0020118 | 0.0019735 | 0.0019458 | 0.0019187 | 0.0018932 | 0.0018583 | 0.0018217
CA | Industrial | Misc. Mfg | Existing | Cooling | Geothermal Heat Pump | 0 | 0 | 0 | 0 | 0 | 0 | 0 | 0 | 0 | 0 | 0 | 0 | 0 | 0 | 0 | 0 | 0 | 0 | 0 | 0 | 0 | 0
CA | Industrial | Misc. Mfg | Existing | Space Heating | Electric Furnace | 0.00066885 | 0.00065414 | 0.00060435 | 0.00058217 | 0.00056091 | 0.00054863 | 0.0005366 | 0.00052723 | 0.00051286 | 0.00050158 | 0.00049054 | 0.00048196 | 0.00046792 | 0.00045735 | 0.00044714 | 0.00043938 | 0.00042565 | 0.00041626 | 0.00040696 | 0.00039985 | 0.00038707 | 0.00037586
CA | Industrial | Misc. Mfg | Existing | Space Heating | Electric Room Heat | 0.0034455 | 0.0033698 | 0.0031132 | 0.002999 | 0.0028895 | 0.0028262 | 0.0027642 | 0.002716 | 0.002642 | 0.0025839 | 0.002527 | 0.0024828 | 0.0024105 | 0.002356 | 0.0023034 | 0.0022634 | 0.0021927 | 0.0021443 | 0.0020964 | 0.0020598 | 0.001994 | 0.0019362
CA | Industrial | Misc. Mfg | Existing | Space Heating | Air-Source Heat Pump | 0.002406 | 0.0023531 | 0.0021718 | 0.0020898 | 0.0020112 | 0.0019647 | 0.0019191 | 0.0018831 | 0.0018291 | 0.0017863 | 0.0017443 | 0.0017111 | 0.0016587 | 0.0016191 | 0.0015809 | 0.0015517 | 0.0015017 | 0.0014672 | 0.0014332 | 0.001407 | 0.0013611 | 0.0013208
CA | Industrial | Misc. Mfg | Existing | Space Heating | Geothermal Heat Pump | 0 | 0 | 0 | 0 | 0 | 0 | 0 | 0 | 0 | 0 | 0 | 0 | 0 | 0 | 0 | 0 | 0 | 0 | 0 | 0 | 0 | 0
CA | Industrial | Misc. Mfg | Existing | Ventilation | Ventilation | 0.023318 | 0.022557 | 0.020596 | 0.019504 | 0.018635 | 0.018033 | 0.017444 | 0.016871 | 0.016301 | 0.015767 | 0.015253 | 0.01476 | 0.014254 | 0.013802 | 0.013377 | 0.01298 | 0.012546 | 0.012194 | 0.011857 | 0.011541 | 0.011178 | 0.010817
CA | Industrial | Misc. Mfg | Existing | Interior Lighting | General Service Lighting | 0.0023883 | 0.0022609 | 0.001991 | 0.0017946 | 0.0015912 | 0.0014077 | 0.0012684 | 0.0011618 | 0.0010784 | 0.0010098 | 0.00095385 | 0.0009065 | 0.00086257 | 0.00082612 | 0.00079071 | 0.00075876 | 0.00072614 | 0.00069966 | 0.0006756 | 0.00064904 | 0.00061952 | 0.00059026
CA | Industrial | Misc. Mfg | Existing | Interior Lighting | High-Bay Lighting | 0.014499 | 0.01418 | 0.013101 | 0.012563 | 0.012159 | 0.011949 | 0.011743 | 0.011541 | 0.011332 | 0.011137 | 0.010945 | 0.010756 | 0.010543 | 0.01007 | 0.0093574 | 0.0084804 | 0.0074471 | 0.0066525 | 0.0060124 | 0.0054974 | 0.0050512 | 0.0046781
CA | Industrial | Misc. Mfg | Existing | Interior Lighting | Linear Lighting | 0.0078312 | 0.0076243 | 0.0070023 | 0.0066674 | 0.0063779 | 0.0061874 | 0.0059964 | 0.0058062 | 0.0056128 | 0.0054084 | 0.005207 | 0.0050092 | 0.0048026 | 0.0046107 | 0.0044118 | 0.0042187 | 0.0040107 | 0.0038277 | 0.0036484 | 0.0034751 | 0.0033058 | 0.0031498
CA | Industrial | Misc. Mfg | Existing | Exterior Lighting | General Service Lighting | 0.0025341 | 0.002349 | 0.0019711 | 0.0016483 | 0.0014147 | 0.0012719 | 0.0011725 | 0.0011014 | 0.0010483 | 0.0010065 | 0.00097083 | 0.00093676 | 0.00089952 | 0.00086721 | 0.00083381 | 0.0008031 | 0.00077098 | 0.00074484 | 0.00072064 | 0.00069008 | 0.00065308 | 0.00061493
CA | Industrial | Misc. Mfg | Existing | Exterior Lighting | Area Lighting | 0.0059261 | 0.0057957 | 0.0053545 | 0.0051346 | 0.0049697 | 0.004884 | 0.0047998 | 0.0047171 | 0.0046319 | 0.004552 | 0.0044735 | 0.0043535 | 0.0041495 | 0.0039007 | 0.0035988 | 0.0032678 | 0.0029021 | 0.0026209 | 0.0023933 | 0.0022093 | 0.0020477 | 0.0019111
CA | Industrial | Misc. Mfg | Existing | Exterior Lighting | Linear Lighting | 0.0062191 | 0.0060547 | 0.0055608 | 0.0052948 | 0.005065 | 0.0049137 | 0.004762 | 0.0046109 | 0.0044573 | 0.004295 | 0.0041351 | 0.003978 | 0.0038139 | 0.0036615 | 0.0035036 | 0.0033502 | 0.0031851 | 0.0030397 | 0.0028973 | 0.0027597 | 0.0026253 | 0.0025014
CA | Industrial | Misc. Mfg | Existing | Motors | Pumps | 0.035816 | 0.035028 | 0.032362 | 0.031033 | 0.030036 | 0.029518 | 0.029009 | 0.028509 | 0.027994 | 0.027511 | 0.027037 | 0.026571 | 0.026045 | 0.025583 | 0.025136 | 0.024703 | 0.024159 | 0.023741 | 0.023324 | 0.022922 | 0.022402 | 0.021861
CA | Industrial | Misc. Mfg | Existing | Motors | Fans & Blowers | 0.025071 | 0.02452 | 0.022653 | 0.021723 | 0.021025 | 0.020663 | 0.020306 | 0.019956 | 0.019596 | 0.019258 | 0.018926 | 0.0186 | 0.018231 | 0.017908 | 0.017595 | 0.017292 | 0.016911 | 0.016619 | 0.016327 | 0.016045 | 0.015682 | 0.015303
CA | Industrial | Misc. Mfg | Existing | Motors | Compressed Air | 0.025071 | 0.02452 | 0.022653 | 0.021723 | 0.021025 | 0.020663 | 0.020306 | 0.019956 | 0.019596 | 0.019258 | 0.018926 | 0.0186 | 0.018231 | 0.017908 | 0.017595 | 0.017292 | 0.016911 | 0.016619 | 0.016327 | 0.016045 | 0.015682 | 0.015303
CA | Industrial | Misc. Mfg | Existing | Motors | Material Handling | 0.071632 | 0.070057 | 0.064724 | 0.062066 | 0.060072 | 0.059036 | 0.058018 | 0.057018 | 0.055988 | 0.055023 | 0.054074 | 0.053142 | 0.05209 | 0.051165 | 0.050272 | 0.049405 | 0.048319 | 0.047482 | 0.046648 | 0.045843 | 0.044805 | 0.043723
CA | Industrial | Misc. Mfg | Existing | Motors | Other Motors | 0.010745 | 0.010508 | 0.0097086 | 0.0093099 | 0.0090108 | 0.0088554 | 0.0087028 | 0.0085527 | 0.0083982 | 0.0082534 | 0.0081111 | 0.0079713 | 0.0078135 | 0.0076748 | 0.0075408 | 0.0074108 | 0.0072478 | 0.0071223 | 0.0069972 | 0.0068765 | 0.0067207 | 0.0065584
CA | Industrial | Misc. Mfg | Existing | Process | Process Heating | 0.039398 | 0.038531 | 0.035598 | 0.034136 | 0.03304 | 0.03247 | 0.03191 | 0.03136 | 0.030794 | 0.030263 | 0.029741 | 0.029228 | 0.028649 | 0.028141 | 0.02765 | 0.027173 | 0.026575 | 0.026115 | 0.025656 | 0.025214 | 0.024643 | 0.024048
CA | Industrial | Misc. Mfg | Existing | Process | Process Cooling | 0.010745 | 0.010508 | 0.0097086 | 0.0093099 | 0.0090108 | 0.0088554 | 0.0087028 | 0.0085527 | 0.0083982 | 0.0082534 | 0.0081111 | 0.0079713 | 0.0078135 | 0.0076748 | 0.0075408 | 0.0074108 | 0.0072478 | 0.0071223 | 0.0069972 | 0.0068765 | 0.0067207 | 0.0065584
CA | Industrial | Misc. Mfg | Existing | Process | Process Refrigeration | 0.010745 | 0.010508 | 0.0097086 | 0.0093099 | 0.0090108 | 0.0088554 | 0.0087028 | 0.0085527 | 0.0083982 | 0.0082534 | 0.0081111 | 0.0079713 | 0.0078135 | 0.0076748 | 0.0075408 | 0.0074108 | 0.0072478 | 0.0071223 | 0.0069972 | 0.0068765 | 0.0067207 | 0.0065584
CA | Industrial | Misc. Mfg | Existing | Process | Process Electrochemical | 0.0025055 | 0.0024504 | 0.0022638 | 0.0021709 | 0.0021011 | 0.0020649 | 0.0020293 | 0.0019943 | 0.0019583 | 0.0019245 | 0.0018914 | 0.0018587 | 0.0018219 | 0.0017896 | 0.0017584 | 0.001728 | 0.00169 | 0.0016608 | 0.0016316 | 0.0016035 | 0.0015671 | 0.0015293
CA | Industrial | Misc. Mfg | Existing | Process | Process Other | 0.0067486 | 0.0066002 | 0.0060978 | 0.0058473 | 0.0056595 | 0.0055619 | 0.005466 | 0.0053718 | 0.0052748 | 0.0051838 | 0.0050944 | 0.0050066 | 0.0049075 | 0.0048204 | 0.0047362 | 0.0046546 | 0.0045522 | 0.0044734 | 0.0043948 | 0.004319 | 0.0042212 | 0.0041192
CA | Industrial | Misc. Mfg | Existing | Miscellaneous | Miscellaneous | 0.019399 | 0.018972 | 0.017528 | 0.016808 | 0.016268 | 0.015988 | 0.015712 | 0.015441 | 0.015162 | 0.014901 | 0.014644 | 0.014391 | 0.014107 | 0.013856 | 0.013614 | 0.013379 | 0.013085 | 0.012859 | 0.012633 | 0.012415 | 0.012134 | 0.011841
CA | Industrial | Misc. Mfg | New | Cooling | Air-Cooled Chiller | 0 | 2.4377e-05 | 4.8218e-05 | 7.0244e-05 | 9.1366e-05 | 0.00011362 | 0.00013798 | 0.00016381 | 0.00018516 | 0.00020889 | 0.00023356 | 0.00025928 | 0.00028057 | 0.00030178 | 0.00032294 | 0.00034663 | 0.00036795 | 0.00038916 | 0.00041034 | 0.00043453 | 0.00045567 | 0.00047669
CA | Industrial | Misc. Mfg | New | Cooling | Water-Cooled Chiller | 0 | 2.6647e-05 | 5.2708e-05 | 7.6785e-05 | 9.9873e-05 | 0.0001242 | 0.00015082 | 0.00017906 | 0.0002024 | 0.00022834 | 0.00025531 | 0.00028342 | 0.0003067 | 0.00032988 | 0.00035301 | 0.00037891 | 0.00040221 | 0.00042539 | 0.00044854 | 0.00047498 | 0.0004981 | 0.00052107
CA | Industrial | Misc. Mfg | New | Cooling | RTU | 0 | 0.00043312 | 0.00080234 | 0.0011434 | 0.0014705 | 0.0018157 | 0.0021933 | 0.0025938 | 0.002925 | 0.0032928 | 0.0036754 | 0.0040741 | 0.0044044 | 0.0047266 | 0.0050488 | 0.0054108 | 0.0057365 | 0.0060609 | 0.0063854 | 0.0067568 | 0.0070814 | 0.0074043
CA | Industrial | Misc. Mfg | New | Cooling | Air-Source Heat Pump | 0 | 4.7913e-05 | 9.0452e-05 | 0.00012975 | 0.00016744 | 0.00020719 | 0.00025068 | 0.0002968 | 0.00033495 | 0.00037731 | 0.00042137 | 0.0004673 | 0.0005049 | 0.00054238 | 0.00057981 | 0.00062178 | 0.00065954 | 0.00069713 | 0.00073469 | 0.00077764 | 0.00081517 | 0.00085249
CA | Industrial | Misc. Mfg | New | Cooling | Geothermal Heat Pump | 0 | 0 | 0 | 0 | 0 | 0 | 0 | 0 | 0 | 0 | 0 | 0 | 0 | 0 | 0 | 0 | 0 | 0 | 0 | 0 | 0 | 0
CA | Industrial | Misc. Mfg | New | Space Heating | Electric Furnace | 0 | 1.1532e-05 | 2.281e-05 | 3.3381e-05 | 4.3222e-05 | 5.3058e-05 | 6.3605e-05 | 7.4889e-05 | 8.3192e-05 | 9.2658e-05 | 0.00010229 | 0.00011264 | 0.0001198 | 0.00012724 | 0.00013445 | 0.00014313 | 0.00014928 | 0.00015586 | 0.00016224 | 0.00017041 | 0.00017562 | 0.00018139
CA | Industrial | Misc. Mfg | New | Space Heating | Electric Room Heat | 0 | 5.9406e-05 | 0.00011751 | 0.00017196 | 0.00022265 | 0.00027333 | 0.00032766 | 0.00038578 | 0.00042856 | 0.00047732 | 0.00052694 | 0.00058027 | 0.00061714 | 0.00065545 | 0.00069262 | 0.00073731 | 0.00076898 | 0.00080289 | 0.00083578 | 0.00087787 | 0.00090468 | 0.00093443
CA | Industrial | Misc. Mfg | New | Space Heating | Air-Source Heat Pump | 0 | 4.1482e-05 | 8.0859e-05 | 0.00011777 | 0.00015212 | 0.00018646 | 0.00022328 | 0.00026267 | 0.00029165 | 0.0003247 | 0.00035832 | 0.00039446 | 0.00041933 | 0.0004452 | 0.0004703 | 0.0005005 | 0.00052189 | 0.00054481 | 0.00056704 | 0.00059551 | 0.00061363 | 0.00063375
CA | Industrial | Misc. Mfg | New | Space Heating | Geothermal Heat Pump | 0 | 0 | 0 | 0 | 0 | 0 | 0 | 0 | 0 | 0 | 0 | 0 | 0 | 0 | 0 | 0 | 0 | 0 | 0 | 0 | 0 | 0
CA | Industrial | Misc. Mfg | New | Ventilation | Ventilation | 0 | 0.00030338 | 0.00060009 | 0.00087422 | 0.0011383 | 0.0013827 | 0.0016469 | 0.0019233 | 0.0021456 | 0.0023913 | 0.0026436 | 0.0029033 | 0.0031112 | 0.0033151 | 0.0035153 | 0.003737 | 0.0039304 | 0.0041173 | 0.0042992 | 0.0045069 | 0.004679 | 0.0048477
CA | Industrial | Misc. Mfg | New | Interior Lighting | General Service Lighting | 0 | 2.1838e-05 | 4.3196e-05 | 6.2928e-05 | 7.9213e-05 | 9.5657e-05 | 0.00011343 | 0.00013202 | 0.00014698 | 0.00016176 | 0.00017638 | 0.00019097 | 0.00020206 | 0.00021287 | 0.00022203 | 0.00023226 | 0.0002408 | 0.00024906 | 0.00025728 | 0.0002652 | 0.00027155 | 0.00027808
CA | Industrial | Misc. Mfg | New | Interior Lighting | High-Bay Lighting | 0 | 0.0001417 | 0.00028029 | 0.00040833 | 0.00051495 | 0.00062261 | 0.00073896 | 0.00086069 | 0.00095865 | 0.0010568 | 0.0011576 | 0.0012614 | 0.0013418 | 0.0014181 | 0.0014828 | 0.0015547 | 0.0016154 | 0.0016739 | 0.0017304 | 0.0017968 | 0.001851 | 0.0019041
CA | Industrial | Misc. Mfg | New | Interior Lighting | Linear Lighting | 0 | 0.00010444 | 0.00020658 | 0.00030095 | 0.00037923 | 0.00045828 | 0.0005437 | 0.00063308 | 0.00070499 | 0.00077627 | 0.00084944 | 0.00092477 | 0.0009851 | 0.0010442 | 0.0010977 | 0.001157 | 0.0012086 | 0.0012591 | 0.0013088 | 0.0013658 | 0.0014079 | 0.0014442
CA | Industrial | Misc. Mfg | New | Exterior Lighting | General Service Lighting | 0 | 2.3172e-05 | 4.5834e-05 | 6.6771e-05 | 8.405e-05 | 0.0001015 | 0.00012035 | 0.00014008 | 0.00015596 | 0.00017164 | 0.00018715 | 0.00020263 | 0.0002144 | 0.00022587 | 0.00023558 | 0.00024644 | 0.0002555 | 0.00026427 | 0.00027299 | 0.0002814 | 0.00028814 | 0.00029506
CA | Industrial | Misc. Mfg | New | Exterior Lighting | Area Lighting | 0 | 5.9943e-05 | 0.00011857 | 0.00017273 | 0.00021789 | 0.00026349 | 0.00031278 | 0.00036434 | 0.00040583 | 0.00044731 | 0.0004899 | 0.00053374 | 0.0005677 | 0.00059995 | 0.00062719 | 0.00065747 | 0.00068303 | 0.0007076 | 0.00073134 | 0.00075925 | 0.00078203 | 0.00080434
CA | Industrial | Misc. Mfg | New | Exterior Lighting | Linear Lighting | 0 | 8.294e-05 | 0.00016406 | 0.000239 | 0.00030116 | 0.00036394 | 0.00043177 | 0.00050275 | 0.00055986 | 0.00061646 | 0.00067458 | 0.0007344 | 0.00078231 | 0.00082926 | 0.00087175 | 0.00091879 | 0.00095982 | 0.00099993 | 0.0010394 | 0.0010847 | 0.001118 | 0.0011469
CA | Industrial | Misc. Mfg | New | Motors | Pumps | 0 | 0.00061752 | 0.0012215 | 0.0017794 | 0.0023145 | 0.0028547 | 0.0034386 | 0.0040495 | 0.004541 | 0.0050822 | 0.005638 | 0.0062101 | 0.0066682 | 0.0071172 | 0.0075583 | 0.0080468 | 0.0084727 | 0.0088892 | 0.0092986 | 0.009769 | 0.010164 | 0.01055
CA | Industrial | Misc. Mfg | New | Motors | Fans & Blowers | 0 | 0.00043226 | 0.00085502 | 0.0012456 | 0.0016201 | 0.0019983 | 0.002407 | 0.0028346 | 0.0031787 | 0.0035576 | 0.0039466 | 0.004347 | 0.0046677 | 0.0049821 | 0.0052908 | 0.0056328 | 0.0059309 | 0.0062225 | 0.006509 | 0.0068383 | 0.007115 | 0.0073853
CA | Industrial | Misc. Mfg | New | Motors | Compressed Air | 0 | 0.00043226 | 0.00085502 | 0.0012456 | 0.0016201 | 0.0019983 | 0.002407 | 0.0028346 | 0.0031787 | 0.0035576 | 0.0039466 | 0.004347 | 0.0046677 | 0.0049821 | 0.0052908 | 0.0056328 | 0.0059309 | 0.0062225 | 0.006509 | 0.0068383 | 0.007115 | 0.0073853
CA | Industrial | Misc. Mfg | New | Motors | Material Handling | 0 | 0.001235 | 0.0024429 | 0.0035588 | 0.0046289 | 0.0057095 | 0.0068772 | 0.0080989 | 0.009082 | 0.010164 | 0.011276 | 0.01242 | 0.013336 | 0.014234 | 0.015117 | 0.016094 | 0.016945 | 0.017778 | 0.018597 | 0.019538 | 0.020328 | 0.021101
CA | Industrial | Misc. Mfg | New | Motors | Other Motors | 0 | 0.00018526 | 0.00036644 | 0.00053383 | 0.00069434 | 0.00085642 | 0.0010316 | 0.0012148 | 0.0013623 | 0.0015247 | 0.0016914 | 0.001863 | 0.0020005 | 0.0021352 | 0.0022675 | 0.002414 | 0.0025418 | 0.0026668 | 0.0027896 | 0.0029307 | 0.0030493 | 0.0031651
CA | Industrial | Misc. Mfg | New | Process | Process Heating | 0 | 0.00067927 | 0.0013436 | 0.0019574 | 0.0025459 | 0.0031402 | 0.0037824 | 0.0044544 | 0.0049951 | 0.0055905 | 0.0062018 | 0.0068311 | 0.007335 | 0.007829 | 0.0083142 | 0.0088515 | 0.00932 | 0.0097782 | 0.010228 | 0.010746 | 0.011181 | 0.011606
CA | Industrial | Misc. Mfg | New | Process | Process Cooling | 0 | 0.00018526 | 0.00036644 | 0.00053383 | 0.00069434 | 0.00085642 | 0.0010316 | 0.0012148 | 0.0013623 | 0.0015247 | 0.0016914 | 0.001863 | 0.0020005 | 0.0021352 | 0.0022675 | 0.002414 | 0.0025418 | 0.0026668 | 0.0027896 | 0.0029307 | 0.0030493 | 0.0031651
CA | Industrial | Misc. Mfg | New | Process | Process Refrigeration | 0 | 0.00018526 | 0.00036644 | 0.00053383 | 0.00069434 | 0.00085642 | 0.0010316 | 0.0012148 | 0.0013623 | 0.0015247 | 0.0016914 | 0.001863 | 0.0020005 | 0.0021352 | 0.0022675 | 0.002414 | 0.0025418 | 0.0026668 | 0.0027896 | 0.0029307 | 0.0030493 | 0.0031651
CA | Industrial | Misc. Mfg | New | Process | Process Electrochemical | 0 | 4.3198e-05 | 8.5445e-05 | 0.00012448 | 0.00016191 | 0.0001997 | 0.00024054 | 0.00028327 | 0.00031766 | 0.00035552 | 0.0003944 | 0.00043442 | 0.00046646 | 0.00049788 | 0.00052873 | 0.0005629 | 0.0005927 | 0.00062184 | 0.00065047 | 0.00068338 | 0.00071103 | 0.00073805
CA | Industrial | Misc. Mfg | New | Process | Process Other | 0 | 0.00011636 | 0.00023015 | 0.00033528 | 0.0004361 | 0.0005379 | 0.00064791 | 0.00076301 | 0.00085563 | 0.00095762 | 0.0010623 | 0.0011701 | 0.0012564 | 0.0013411 | 0.0014242 | 0.0015162 | 0.0015965 | 0.0016749 | 0.0017521 | 0.0018407 | 0.0019152 | 0.001988
CA | Industrial | Misc. Mfg | New | Miscellaneous | Miscellaneous | 0 | 0.00033446 | 0.00066157 | 0.00096377 | 0.0012536 | 0.0015462 | 0.0018624 | 0.0021933 | 0.0024595 | 0.0027527 | 0.0030537 | 0.0033635 | 0.0036116 | 0.0038549 | 0.0040938 | 0.0043583 | 0.004589 | 0.0048146 | 0.0050363 | 0.0052911 | 0.0055052 | 0.0057144
ID | Industrial | Agriculture | Existing | Cooling | Air-Cooled Chiller | 0.0012338 | 0.0012106 | 0.0011007 | 0.0010816 | 0.0010628 | 0.0010523 | 0.0010418 | 0.0010314 | 0.0010199 | 0.0010096 | 0.00099932 | 0.00098912 | 0.00097547 | 0.00096282 | 0.00094933 | 0.00094273 | 0.00093175 | 0.00092509 | 0.00091838 | 0.00091164 | 0.00090357 | 0.00089485
ID | Industrial | Agriculture | Existing | Cooling | Water-Cooled Chiller | 0 | 0 | 0 | 0 | 0 | 0 | 0 | 0 | 0 | 0 | 0 | 0 | 0 | 0 | 0 | 0 | 0 | 0 | 0 | 0 | 0 | 0
ID | Industrial | Agriculture | Existing | Cooling | RTU | 1.3345 | 1.3097 | 1.1858 | 1.1597 | 1.1337 | 1.1163 | 1.0987 | 1.081 | 1.0619 | 1.044 | 1.0261 | 1.0081 | 0.9867 | 0.96686 | 0.94714 | 0.9351 | 0.91943 | 0.90863 | 0.89832 | 0.88844 | 0.87768 | 0.86666
ID | Industrial | Agriculture | Existing | Cooling | Air-Source Heat Pump | 0.15493 | 0.15155 | 0.13694 | 0.13367 | 0.13042 | 0.1282 | 0.12598 | 0.12378 | 0.12146 | 0.11931 | 0.1172 | 0.11512 | 0.11272 | 0.11053 | 0.10833 | 0.10699 | 0.10521 | 0.10398 | 0.10279 | 0.10165 | 0.1004 | 0.099111
ID | Industrial | Agriculture | Existing | Cooling | Geothermal Heat Pump | 0 | 0 | 0 | 0 | 0 | 0 | 0 | 0 | 0 | 0 | 0 | 0 | 0 | 0 | 0 | 0 | 0 | 0 | 0 | 0 | 0 | 0
ID | Industrial | Agriculture | Existing | Space Heating | Electric Furnace | 0.25044 | 0.24578 | 0.2235 | 0.22071 | 0.21586 | 0.2112 | 0.20664 | 0.20315 | 0.19757 | 0.19329 | 0.1891 | 0.18588 | 0.18032 | 0.17593 | 0.17146 | 0.16859 | 0.16344 | 0.15994 | 0.15651 | 0.15388 | 0.14964 | 0.14611
ID | Industrial | Agriculture | Existing | Space Heating | Electric Room Heat | 0.037177 | 0.036484 | 0.033177 | 0.032764 | 0.032043 | 0.031351 | 0.030674 | 0.030156 | 0.029328 | 0.028693 | 0.02807 | 0.027593 | 0.026768 | 0.026115 | 0.025452 | 0.025026 | 0.024262 | 0.023742 | 0.023233 | 0.022842 | 0.022214 | 0.02169
ID | Industrial | Agriculture | Existing | Space Heating | Air-Source Heat Pump | 0.070933 | 0.069612 | 0.06324 | 0.062384 | 0.060941 | 0.059552 | 0.05819 | 0.057129 | 0.055481 | 0.054199 | 0.052943 | 0.051961 | 0.050332 | 0.049037 | 0.047732 | 0.04688 | 0.0454 | 0.044386 | 0.043397 | 0.042635 | 0.041432 | 0.040429
ID | Industrial | Agriculture | Existing | Space Heating | Geothermal Heat Pump | 0 | 0 | 0 | 0 | 0 | 0 | 0 | 0 | 0 | 0 | 0 | 0 | 0 | 0 | 0 | 0 | 0 | 0 | 0 | 0 | 0 | 0
ID | Industrial | Agriculture | Existing | Ventilation | Ventilation | 3.8157 | 3.704 | 3.3288 | 3.2307 | 3.1342 | 3.033 | 2.934 | 2.8375 | 2.7409 | 2.651 | 2.5646 | 2.4818 | 2.3942 | 2.3132 | 2.2343 | 2.1679 | 2.0958 | 2.0372 | 1.9816 | 1.9287 | 1.8757 | 1.8241
ID | Industrial | Agriculture | Existing | Interior Lighting | General Service Lighting | 0.32178 | 0.30674 | 0.2673 | 0.24872 | 0.2247 | 0.19971 | 0.18032 | 0.16497 | 0.15237 | 0.14175 | 0.13309 | 0.12585 | 0.11957 | 0.11424 | 0.10906 | 0.1048 | 0.10046 | 0.096944 | 0.09376 | 0.090354 | 0.08691 | 0.083536
ID | Industrial | Agriculture | Existing | Interior Lighting | High-Bay Lighting | 1.9535 | 1.9171 | 1.7433 | 1.7133 | 1.6837 | 1.6547 | 1.6262 | 1.5981 | 1.5688 | 1.5418 | 1.5152 | 1.489 | 1.4581 | 1.4282 | 1.3964 | 1.3696 | 1.3366 | 1.311 | 1.2865 | 1.2628 | 1.238 | 1.2131
ID | Industrial | Agriculture | Existing | Interior Lighting | Linear Lighting | 1.0551 | 1.0347 | 0.94008 | 0.92286 | 0.90497 | 0.88725 | 0.86973 | 0.85245 | 0.83447 | 0.81707 | 0.79995 | 0.78313 | 0.76385 | 0.74567 | 0.72669 | 0.7108 | 0.692 | 0.6768 | 0.66191 | 0.64733 | 0.63261 | 0.61809
ID | Industrial | Agriculture | Existing | Exterior Lighting | General Service Lighting | 0.28627 | 0.26783 | 0.22369 | 0.19511 | 0.17125 | 0.15486 | 0.14285 | 0.13338 | 0.12523 | 0.11844 | 0.1128 | 0.10783 | 0.10355 | 0.099804 | 0.095905 | 0.092642 | 0.089176 | 0.086321 | 0.08366 | 0.080458 | 0.076929 | 0.073336
ID | Industrial | Agriculture | Existing | Exterior Lighting | Area Lighting | 0.66945 | 0.65698 | 0.59744 | 0.58714 | 0.57701 | 0.56707 | 0.55729 | 0.54768 | 0.53763 | 0.52836 | 0.51925 | 0.50987 | 0.49812 | 0.48647 | 0.47352 | 0.46214 | 0.44857 | 0.43807 | 0.42835 | 0.41926 | 0.4101 | 0.40112
ID | Industrial | Agriculture | Existing | Exterior Lighting | Linear Lighting | 0.70256 | 0.68898 | 0.62596 | 0.61449 | 0.60258 | 0.59078 | 0.57911 | 0.5676 | 0.55563 | 0.54405 | 0.53265 | 0.52145 | 0.50861 | 0.49651 | 0.48387 | 0.47329 | 0.46077 | 0.45065 | 0.44074 | 0.43102 | 0.42122 | 0.41156
ID | Industrial | Agriculture | Existing | Motors | Pumps | 0.75106 | 0.73707 | 0.67027 | 0.65871 | 0.64735 | 0.63619 | 0.62522 | 0.61444 | 0.60317 | 0.59277 | 0.58255 | 0.5725 | 0.56061 | 0.54946 | 0.53798 | 0.5287 | 0.51718 | 0.50826 | 0.4995 | 0.49089 | 0.48173 | 0.47242
ID | Industrial | Agriculture | Existing | Motors | Fans & Blowers | 0.048282 | 0.047383 | 0.043089 | 0.042346 | 0.041616 | 0.040898 | 0.040193 | 0.0395 | 0.038775 | 0.038106 | 0.037449 | 0.036804 | 0.036039 | 0.035322 | 0.034584 | 0.033988 | 0.033247 | 0.032674 | 0.032111 | 0.031557 | 0.030969 | 0.03037
ID | Industrial | Agriculture | Existing | Motors | Compressed Air | 8.8625 | 8.6974 | 7.9091 | 7.7728 | 7.6388 | 7.5071 | 7.3776 | 7.2504 | 7.1174 | 6.9946 | 6.874 | 6.7555 | 6.6152 | 6.4836 | 6.3481 | 6.2387 | 6.1027 | 5.9975 | 5.8941 | 5.7925 | 5.6845 | 5.5745
ID | Industrial | Agriculture | Existing | Motors | Material Handling | 19.6617 | 19.2954 | 17.5466 | 17.2441 | 16.9468 | 16.6546 | 16.3674 | 16.0852 | 15.79 | 15.5178 | 15.2502 | 14.9873 | 14.676 | 14.384 | 14.0835 | 13.8407 | 13.5391 | 13.3056 | 13.0762 | 12.8508 | 12.6111 | 12.3672
ID | Industrial | Agriculture | Existing | Motors | Other Motors | 0 | 0 | 0 | 0 | 0 | 0 | 0 | 0 | 0 | 0 | 0 | 0 | 0 | 0 | 0 | 0 | 0 | 0 | 0 | 0 | 0 | 0
ID | Industrial | Agriculture | Existing | Process | Process Heating | 2.9022 | 2.8482 | 2.59 | 2.5454 | 2.5015 | 2.4584 | 2.416 | 2.3743 | 2.3308 | 2.2906 | 2.2511 | 2.2123 | 2.1663 | 2.1232 | 2.0789 | 2.043 | 1.9985 | 1.964 | 1.9302 | 1.8969 | 1.8615 | 1.8255
ID | Industrial | Agriculture | Existing | Process | Process Cooling | 0 | 0 | 0 | 0 | 0 | 0 | 0 | 0 | 0 | 0 | 0 | 0 | 0 | 0 | 0 | 0 | 0 | 0 | 0 | 0 | 0 | 0
ID | Industrial | Agriculture | Existing | Process | Process Refrigeration | 17.6536 | 17.3248 | 15.7546 | 15.4829 | 15.216 | 14.9537 | 14.6958 | 14.4425 | 14.1774 | 13.9329 | 13.6927 | 13.4566 | 13.1771 | 12.915 | 12.6452 | 12.4271 | 12.1563 | 11.9467 | 11.7408 | 11.5383 | 11.3231 | 11.1041
ID | Industrial | Agriculture | Existing | Process | Process Electrochemical | 0.1501 | 0.1473 | 0.13395 | 0.13164 | 0.12937 | 0.12714 | 0.12495 | 0.1228 | 0.12054 | 0.11847 | 0.11642 | 0.11442 | 0.11204 | 0.10981 | 0.10752 | 0.10566 | 0.10336 | 0.10158 | 0.099826 | 0.098105 | 0.096276 | 0.094413
ID | Industrial | Agriculture | Existing | Process | Process Other | 1.2193 | 1.1966 | 1.0882 | 1.0694 | 1.051 | 1.0329 | 1.0151 | 0.99755 | 0.97924 | 0.96236 | 0.94577 | 0.92946 | 0.91015 | 0.89205 | 0.87341 | 0.85835 | 0.83965 | 0.82517 | 0.81094 | 0.79696 | 0.7821 | 0.76697
ID | Industrial | Agriculture | Existing | Miscellaneous | Miscellaneous | 5.8204 | 5.712 | 5.1943 | 5.1047 | 5.0167 | 4.9302 | 4.8452 | 4.7617 | 4.6743 | 4.5937 | 4.5145 | 4.4366 | 4.3445 | 4.2581 | 4.1691 | 4.0972 | 4.0079 | 3.9388 | 3.8709 | 3.8042 | 3.7332 | 3.661
ID | Industrial | Agriculture | New | Cooling | Air-Cooled Chiller | 0 | 2.1203e-05 | 4.2012e-05 | 8.0181e-05 | 0.00011029 | 0.00013924 | 0.00016411 | 0.00018939 | 0.00020868 | 0.00023063 | 0.00025384 | 0.00027942 | 0.00029859 | 0.00031766 | 0.00033663 | 0.00035837 | 0.00037852 | 0.00039933 | 0.00042046 | 0.00044596 | 0.00046631 | 0.00048667
ID | Industrial | Agriculture | New | Cooling | Water-Cooled Chiller | 0 | 0 | 0 | 0 | 0 | 0 | 0 | 0 | 0 | 0 | 0 | 0 | 0 | 0 | 0 | 0 | 0 | 0 | 0 | 0 | 0 | 0
ID | Industrial | Agriculture | New | Cooling | RTU | 0 | 0.023009 | 0.042691 | 0.078792 | 0.10728 | 0.13467 | 0.15822 | 0.18215 | 0.20042 | 0.22121 | 0.24319 | 0.2674 | 0.28556 | 0.30326 | 0.32091 | 0.34122 | 0.36005 | 0.37952 | 0.39932 | 0.42328 | 0.44237 | 0.4615
ID | Industrial | Agriculture | New | Cooling | Air-Source Heat Pump | 0 | 0.0025043 | 0.0047354 | 0.0088278 | 0.012057 | 0.015162 | 0.01783 | 0.020542 | 0.022612 | 0.024968 | 0.027458 | 0.030202 | 0.032238 | 0.034263 | 0.03628 | 0.038595 | 0.040743 | 0.04296 | 0.045214 | 0.047938 | 0.050109 | 0.052283
ID | Industrial | Agriculture | New | Cooling | Geothermal Heat Pump | 0 | 0 | 0 | 0 | 0 | 0 | 0 | 0 | 0 | 0 | 0 | 0 | 0 | 0 | 0 | 0 | 0 | 0 | 0 | 0 | 0 | 0
ID | Industrial | Agriculture | New | Space Heating | Electric Furnace | 0 | 0.0043179 | 0.0085554 | 0.016408 | 0.022461 | 0.028015 | 0.032625 | 0.037383 | 0.040507 | 0.044239 | 0.048117 | 0.052593 | 0.055278 | 0.058119 | 0.060871 | 0.064157 | 0.066463 | 0.069102 | 0.071712 | 0.075332 | 0.07728 | 0.079515
ID | Industrial | Agriculture | New | Space Heating | Electric Room Heat | 0 | 0.00064097 | 0.00127 | 0.0024356 | 0.0033342 | 0.0041587 | 0.004843 | 0.0055494 | 0.006013 | 0.006567 | 0.0071427 | 0.0078071 | 0.0082057 | 0.0086275 | 0.009036 | 0.0095238 | 0.0098661 | 0.010258 | 0.010645 | 0.011183 | 0.011472 | 0.011804
ID | Industrial | Agriculture | New | Space Heating | Air-Source Heat Pump | 0 | 0.001223 | 0.0023879 | 0.0045466 | 0.0062105 | 0.0077373 | 0.0090044 | 0.010312 | 0.011171 | 0.012196 | 0.013262 | 0.014493 | 0.015228 | 0.016006 | 0.016759 | 0.01766 | 0.018292 | 0.019015 | 0.019731 | 0.020725 | 0.021259 | 0.021872
ID | Industrial | Agriculture | New | Space Heating | Geothermal Heat Pump | 0 | 0 | 0 | 0 | 0 | 0 | 0 | 0 | 0 | 0 | 0 | 0 | 0 | 0 | 0 | 0 | 0 | 0 | 0 | 0 | 0 | 0
ID | Industrial | Agriculture | New | Ventilation | Ventilation | 0 | 0.049646 | 0.098368 | 0.18774 | 0.25858 | 0.31871 | 0.36928 | 0.41996 | 0.45736 | 0.49988 | 0.54439 | 0.5931 | 0.62806 | 0.6623 | 0.69586 | 0.73201 | 0.7643 | 0.79685 | 0.82905 | 0.8683 | 0.8966 | 0.9245
ID | Industrial | Agriculture | New | Interior Lighting | General Service Lighting | 0 | 0.0032184 | 0.0063769 | 0.01217 | 0.015864 | 0.019285 | 0.022048 | 0.024743 | 0.02654 | 0.028354 | 0.030307 | 0.032427 | 0.033938 | 0.035413 | 0.03664 | 0.037976 | 0.039113 | 0.040275 | 0.041458 | 0.042834 | 0.043749 | 0.044513
ID | Industrial | Agriculture | New | Interior Lighting | High-Bay Lighting | 0 | 0.033506 | 0.066387 | 0.1267 | 0.17388 | 0.21756 | 0.25431 | 0.29114 | 0.31831 | 0.34894 | 0.381 | 0.41609 | 0.44124 | 0.46583 | 0.48971 | 0.51544 | 0.53838 | 0.56174 | 0.58505 | 0.61389 | 0.63517 | 0.65605
ID | Industrial | Agriculture | New | Interior Lighting | Linear Lighting | 0 | 0.017547 | 0.034767 | 0.066354 | 0.090564 | 0.11299 | 0.13184 | 0.15074 | 0.16469 | 0.18019 | 0.19642 | 0.21418 | 0.22693 | 0.23942 | 0.25149 | 0.26449 | 0.27611 | 0.28793 | 0.29975 | 0.31433 | 0.3249 | 0.33511
ID | Industrial | Agriculture | New | Exterior Lighting | General Service Lighting | 0 | 0.0028633 | 0.0056733 | 0.010828 | 0.014114 | 0.017157 | 0.019615 | 0.022013 | 0.023612 | 0.025226 | 0.026963 | 0.028849 | 0.030193 | 0.031505 | 0.032597 | 0.033785 | 0.034797 | 0.035831 | 0.036883 | 0.038108 | 0.038921 | 0.039601
ID | Industrial | Agriculture | New | Exterior Lighting | Area Lighting | 0 | 0.011542 | 0.02287 | 0.043647 | 0.059574 | 0.074324 | 0.08673 | 0.099163 | 0.10834 | 0.11855 | 0.12923 | 0.14093 | 0.14927 | 0.1574 | 0.16513 | 0.17344 | 0.18082 | 0.18832 | 0.19581 | 0.20511 | 0.21194 | 0.21863
ID | Industrial | Agriculture | New | Exterior Lighting | Linear Lighting | 0 | 0.011684 | 0.02315 | 0.044182 | 0.060303 | 0.075232 | 0.087788 | 0.10037 | 0.10966 | 0.11998 | 0.13079 | 0.14261 | 0.1511 | 0.15942 | 0.16745 | 0.17611 | 0.18385 | 0.19172 | 0.19959 | 0.2093 | 0.21634 | 0.22314
ID | Industrial | Agriculture | New | Motors | Pumps | 0 | 0.012949 | 0.025657 | 0.048968 | 0.067359 | 0.08439 | 0.098714 | 0.11307 | 0.12367 | 0.13567 | 0.14823 | 0.16198 | 0.17185 | 0.18152 | 0.19099 | 0.2012 | 0.21031 | 0.2196 | 0.22887 | 0.24032 | 0.24878 | 0.25709
ID | Industrial | Agriculture | New | Motors | Fans & Blowers | 0 | 0.00083246 | 0.0016494 | 0.0031479 | 0.0043302 | 0.0054251 | 0.0063459 | 0.0072689 | 0.0079499 | 0.0087215 | 0.0095292 | 0.010413 | 0.011048 | 0.011669 | 0.012278 | 0.012934 | 0.01352 | 0.014117 | 0.014713 | 0.015449 | 0.015993 | 0.016527
ID | Industrial | Agriculture | New | Motors | Compressed Air | 0 | 0.1528 | 0.30276 | 0.57782 | 0.79483 | 0.9958 | 1.1648 | 1.3342 | 1.4593 | 1.6009 | 1.7491 | 1.9114 | 2.0279 | 2.1419 | 2.2537 | 2.3741 | 2.4817 | 2.5913 | 2.7007 | 2.8357 | 2.9356 | 3.0336
ID | Industrial | Agriculture | New | Motors | Material Handling | 0 | 0.33899 | 0.67167 | 1.2819 | 1.7634 | 2.2092 | 2.5842 | 2.9601 | 3.2374 | 3.5516 | 3.8805 | 4.2405 | 4.4989 | 4.7519 | 4.9999 | 5.2671 | 5.5057 | 5.7488 | 5.9915 | 6.2911 | 6.5127 | 6.7301
ID | Industrial | Agriculture | New | Motors | Other Motors | 0 | 0 | 0 | 0 | 0 | 0 | 0 | 0 | 0 | 0 | 0 | 0 | 0 | 0 | 0 | 0 | 0 | 0 | 0 | 0 | 0 | 0
ID | Industrial | Agriculture | New | Process | Process Heating | 0 | 0.050039 | 0.099145 | 0.18922 | 0.26029 | 0.3261 | 0.38145 | 0.43693 | 0.47787 | 0.52425 | 0.5728 | 0.62593 | 0.66408 | 0.70143 | 0.73803 | 0.77747 | 0.8127 | 0.84857 | 0.8844 | 0.92863 | 0.96133 | 0.99343
ID | Industrial | Agriculture | New | Process | Process Cooling | 0 | 0 | 0 | 0 | 0 | 0 | 0 | 0 | 0 | 0 | 0 | 0 | 0 | 0 | 0 | 0 | 0 | 0 | 0 | 0 | 0 | 0
ID | Industrial | Agriculture | New | Process | Process Refrigeration | 0 | 0.30437 | 0.60308 | 1.151 | 1.5833 | 1.9836 | 2.3203 | 2.6577 | 2.9068 | 3.1889 | 3.4842 | 3.8074 | 4.0394 | 4.2666 | 4.4893 | 4.7292 | 4.9434 | 5.1616 | 5.3796 | 5.6486 | 5.8476 | 6.0428
ID | Industrial | Agriculture | New | Process | Process Electrochemical | 0 | 0.0025879 | 0.0051277 | 0.0097863 | 0.013462 | 0.016866 | 0.019728 | 0.022598 | 0.024715 | 0.027114 | 0.029625 | 0.032373 | 0.034345 | 0.036277 | 0.03817 | 0.04021 | 0.042032 | 0.043887 | 0.04574 | 0.048028 | 0.049719 | 0.051379
ID | Industrial | Agriculture | New | Process | Process Other | 0 | 0.021023 | 0.041655 | 0.079499 | 0.10936 | 0.13701 | 0.16026 | 0.18357 | 0.20077 | 0.22026 | 0.24066 | 0.26298 | 0.27901 | 0.2947 | 0.31008 | 0.32665 | 0.34145 | 0.35652 | 0.37157 | 0.39015 | 0.40389 | 0.41738
ID | Industrial | Agriculture | New | Miscellaneous | Miscellaneous | 0 | 0.10035 | 0.19883 | 0.37948 | 0.522 | 0.65399 | 0.76499 | 0.87625 | 0.95835 | 1.0514 | 1.1487 | 1.2553 | 1.3318 | 1.4067 | 1.4801 | 1.5592 | 1.6298 | 1.7018 | 1.7736 | 1.8623 | 1.9279 | 1.9923
ID | Industrial | Mining | Existing | Cooling | Air-Cooled Chiller | 0.00018323 | 0.00017979 | 0.00016348 | 0.00016063 | 0.00015784 | 0.00015628 | 0.00015472 | 0.00015318 | 0.00015147 | 0.00014993 | 0.00014841 | 0.0001469 | 0.00014487 | 0.00014299 | 0.00014099 | 0.00014001 | 0.00013838 | 0.00013739 | 0.00013639 | 0.00013539 | 0.00013419 | 0.0001329
ID | Industrial | Mining | Existing | Cooling | Water-Cooled Chiller | 0 | 0 | 0 | 0 | 0 | 0 | 0 | 0 | 0 | 0 | 0 | 0 | 0 | 0 | 0 | 0 | 0 | 0 | 0 | 0 | 0 | 0
ID | Industrial | Mining | Existing | Cooling | RTU | 0.1982 | 0.1945 | 0.17611 | 0.17224 | 0.16838 | 0.16579 | 0.16318 | 0.16054 | 0.15771 | 0.15505 | 0.15239 | 0.14972 | 0.14654 | 0.14359 | 0.14066 | 0.13888 | 0.13655 | 0.13494 | 0.13341 | 0.13195 | 0.13035 | 0.12871
ID | Industrial | Mining | Existing | Cooling | Air-Source Heat Pump | 0.02301 | 0.022508 | 0.020337 | 0.019851 | 0.01937 | 0.019039 | 0.01871 | 0.018382 | 0.018038 | 0.017719 | 0.017405 | 0.017098 | 0.016741 | 0.016415 | 0.016088 | 0.015889 | 0.015625 | 0.015442 | 0.015266 | 0.015096 | 0.01491 | 0.014719
ID | Industrial | Mining | Existing | Cooling | Geothermal Heat Pump | 0 | 0 | 0 | 0 | 0 | 0 | 0 | 0 | 0 | 0 | 0 | 0 | 0 | 0 | 0 | 0 | 0 | 0 | 0 | 0 | 0 | 0
ID | Industrial | Mining | Existing | Space Heating | Electric Furnace | 0.037194 | 0.036501 | 0.033193 | 0.032779 | 0.032058 | 0.031366 | 0.030688 | 0.03017 | 0.029341 | 0.028706 | 0.028083 | 0.027606 | 0.02678 | 0.026127 | 0.025464 | 0.025038 | 0.024273 | 0.023753 | 0.023243 | 0.022853 | 0.022224 | 0.0217
ID | Industrial | Mining | Existing | Space Heating | Electric Room Heat | 0.0055212 | 0.0054183 | 0.0049273 | 0.0048659 | 0.0047588 | 0.0046561 | 0.0045555 | 0.0044785 | 0.0043556 | 0.0042612 | 0.0041688 | 0.0040979 | 0.0039754 | 0.0038785 | 0.00378 | 0.0037167 | 0.0036032 | 0.003526 | 0.0034504 | 0.0033924 | 0.0032991 | 0.0032212
ID | Industrial | Mining | Existing | Space Heating | Air-Source Heat Pump | 0.010534 | 0.010338 | 0.0093919 | 0.0092649 | 0.0090506 | 0.0088443 | 0.0086419 | 0.0084843 | 0.0082397 | 0.0080493 | 0.0078627 | 0.0077169 | 0.0074749 | 0.0072826 | 0.0070888 | 0.0069623 | 0.0067425 | 0.0065919 | 0.006445 | 0.0063318 | 0.0061532 | 0.0060042
ID | Industrial | Mining | Existing | Space Heating | Geothermal Heat Pump | 0 | 0 | 0 | 0 | 0 | 0 | 0 | 0 | 0 | 0 | 0 | 0 | 0 | 0 | 0 | 0 | 0 | 0 | 0 | 0 | 0 | 0
ID | Industrial | Mining | Existing | Ventilation | Ventilation | 0.56669 | 0.5501 | 0.49437 | 0.4798 | 0.46546 | 0.45044 | 0.43573 | 0.42141 | 0.40706 | 0.39371 | 0.38087 | 0.36858 | 0.35557 | 0.34354 | 0.33182 | 0.32196 | 0.31126 | 0.30255 | 0.2943 | 0.28644 | 0.27856 | 0.27091
ID | Industrial | Mining | Existing | Interior Lighting | General Service Lighting | 0.069772 | 0.066512 | 0.057959 | 0.05393 | 0.048723 | 0.043304 | 0.0391 | 0.035772 | 0.033039 | 0.030736 | 0.028858 | 0.027288 | 0.025926 | 0.024771 | 0.023648 | 0.022723 | 0.021783 | 0.021021 | 0.02033 | 0.019592 | 0.018845 | 0.018113
ID | Industrial | Mining | Existing | Interior Lighting | High-Bay Lighting | 0.42358 | 0.41569 | 0.37801 | 0.37149 | 0.36509 | 0.35879 | 0.35261 | 0.34653 | 0.34017 | 0.3343 | 0.32854 | 0.32287 | 0.31617 | 0.30969 | 0.30278 | 0.29698 | 0.28982 | 0.28428 | 0.27895 | 0.27381 | 0.26844 | 0.26304
ID | Industrial | Mining | Existing | Interior Lighting | Linear Lighting | 0.22878 | 0.22436 | 0.20384 | 0.20011 | 0.19623 | 0.19238 | 0.18859 | 0.18484 | 0.18094 | 0.17717 | 0.17345 | 0.16981 | 0.16563 | 0.16169 | 0.15757 | 0.15412 | 0.15005 | 0.14675 | 0.14352 | 0.14036 | 0.13717 | 0.13402
ID | Industrial | Mining | Existing | Exterior Lighting | General Service Lighting | 0.062073 | 0.058075 | 0.048504 | 0.042306 | 0.037132 | 0.03358 | 0.030975 | 0.028921 | 0.027155 | 0.025683 | 0.024459 | 0.023381 | 0.022454 | 0.021641 | 0.020795 | 0.020088 | 0.019336 | 0.018717 | 0.01814 | 0.017446 | 0.016681 | 0.015902
ID | Industrial | Mining | Existing | Exterior Lighting | Area Lighting | 0.14516 | 0.14246 | 0.12954 | 0.12731 | 0.12512 | 0.12296 | 0.12084 | 0.11875 | 0.11658 | 0.11457 | 0.11259 | 0.11056 | 0.10801 | 0.10548 | 0.10267 | 0.10021 | 0.097264 | 0.094989 | 0.092881 | 0.09091 | 0.088924 | 0.086976
ID | Industrial | Mining | Existing | Exterior Lighting | Linear Lighting | 0.15234 | 0.14939 | 0.13573 | 0.13324 | 0.13066 | 0.1281 | 0.12557 | 0.12308 | 0.12048 | 0.11797 | 0.1155 | 0.11307 | 0.11028 | 0.10766 | 0.10492 | 0.10262 | 0.09991 | 0.097716 | 0.095566 | 0.09346 | 0.091335 | 0.089239
ID | Industrial | Mining | Existing | Motors | Pumps | 4.8587 | 4.7682 | 4.336 | 4.2613 | 4.1878 | 4.1156 | 4.0447 | 3.9749 | 3.902 | 3.8347 | 3.7686 | 3.7036 | 3.6267 | 3.5545 | 3.4803 | 3.4203 | 3.3457 | 3.288 | 3.2313 | 3.1756 | 3.1164 | 3.0561
ID | Industrial | Mining | Existing | Motors | Fans & Blowers | 3.4011 | 3.3377 | 3.0352 | 2.9829 | 2.9315 | 2.8809 | 2.8313 | 2.7824 | 2.7314 | 2.6843 | 2.638 | 2.5925 | 2.5387 | 2.4882 | 2.4362 | 2.3942 | 2.342 | 2.3016 | 2.2619 | 2.2229 | 2.1815 | 2.1393
ID | Industrial | Mining | Existing | Motors | Compressed Air | 3.4011 | 3.3377 | 3.0352 | 2.9829 | 2.9315 | 2.8809 | 2.8313 | 2.7824 | 2.7314 | 2.6843 | 2.638 | 2.5925 | 2.5387 | 2.4882 | 2.4362 | 2.3942 | 2.342 | 2.3016 | 2.2619 | 2.2229 | 2.1815 | 2.1393
ID | Industrial | Mining | Existing | Motors | Material Handling | 9.7174 | 9.5364 | 8.6721 | 8.5226 | 8.3756 | 8.2312 | 8.0893 | 7.9498 | 7.8039 | 7.6694 | 7.5371 | 7.4072 | 7.2533 | 7.109 | 6.9605 | 6.8405 | 6.6914 | 6.5761 | 6.4627 | 6.3513 | 6.2328 | 6.1122
ID | Industrial | Mining | Existing | Motors | Other Motors | 1.4576 | 1.4305 | 1.3008 | 1.2784 | 1.2563 | 1.2347 | 1.2134 | 1.1925 | 1.1706 | 1.1504 | 1.1306 | 1.1111 | 1.088 | 1.0664 | 1.0441 | 1.0261 | 1.0037 | 0.98641 | 0.9694 | 0.95269 | 0.93492 | 0.91684
ID | Industrial | Mining | Existing | Process | Process Heating | 0.24038 | 0.2359 | 0.21452 | 0.21082 | 0.20719 | 0.20361 | 0.2001 | 0.19665 | 0.19304 | 0.18972 | 0.18644 | 0.18323 | 0.17942 | 0.17586 | 0.17218 | 0.16921 | 0.16553 | 0.16267 | 0.15987 | 0.15711 | 0.15418 | 0.1512
ID | Industrial | Mining | Existing | Process | Process Cooling | 0 | 0 | 0 | 0 | 0 | 0 | 0 | 0 | 0 | 0 | 0 | 0 | 0 | 0 | 0 | 0 | 0 | 0 | 0 | 0 | 0 | 0
ID | Industrial | Mining | Existing | Process | Process Refrigeration | 0 | 0 | 0 | 0 | 0 | 0 | 0 | 0 | 0 | 0 | 0 | 0 | 0 | 0 | 0 | 0 | 0 | 0 | 0 | 0 | 0 | 0
ID | Industrial | Mining | Existing | Process | Process Electrochemical | 0.24038 | 0.2359 | 0.21452 | 0.21082 | 0.20719 | 0.20361 | 0.2001 | 0.19665 | 0.19304 | 0.18972 | 0.18644 | 0.18323 | 0.17942 | 0.17586 | 0.17218 | 0.16921 | 0.16553 | 0.16267 | 0.15987 | 0.15711 | 0.15418 | 0.1512
ID | Industrial | Mining | Existing | Process | Process Other | 1.3221 | 1.2975 | 1.1799 | 1.1595 | 1.1395 | 1.1199 | 1.1006 | 1.0816 | 1.0617 | 1.0434 | 1.0254 | 1.0078 | 0.98684 | 0.9672 | 0.947 | 0.93067 | 0.91039 | 0.89469 | 0.87927 | 0.86411 | 0.84799 | 0.83159
ID | Industrial | Mining | Existing | Miscellaneous | Miscellaneous | 0.24038 | 0.2359 | 0.21452 | 0.21082 | 0.20719 | 0.20361 | 0.2001 | 0.19665 | 0.19304 | 0.18972 | 0.18644 | 0.18323 | 0.17942 | 0.17586 | 0.17218 | 0.16921 | 0.16553 | 0.16267 | 0.15987 | 0.15711 | 0.15418 | 0.1512
ID | Industrial | Mining | New | Cooling | Air-Cooled Chiller | 0 | 3.149e-06 | 6.2393e-06 | 1.1908e-05 | 1.638e-05 | 2.0679e-05 | 2.4372e-05 | 2.8127e-05 | 3.0992e-05 | 3.4252e-05 | 3.7699e-05 | 4.1497e-05 | 4.4345e-05 | 4.7176e-05 | 4.9993e-05 | 5.3222e-05 | 5.6216e-05 | 5.9305e-05 | 6.2443e-05 | 6.6231e-05 | 6.9253e-05 | 7.2277e-05
ID | Industrial | Mining | New | Cooling | Water-Cooled Chiller | 0 | 0 | 0 | 0 | 0 | 0 | 0 | 0 | 0 | 0 | 0 | 0 | 0 | 0 | 0 | 0 | 0 | 0 | 0 | 0 | 0 | 0
ID | Industrial | Mining | New | Cooling | RTU | 0 | 0.0034172 | 0.0063401 | 0.011702 | 0.015932 | 0.020001 | 0.023498 | 0.027052 | 0.029766 | 0.032852 | 0.036116 | 0.039712 | 0.042409 | 0.045039 | 0.047659 | 0.050675 | 0.053473 | 0.056364 | 0.059305 | 0.062863 | 0.065698 | 0.068538
ID | Industrial | Mining | New | Cooling | Air-Source Heat Pump | 0 | 0.00037192 | 0.00070327 | 0.001311 | 0.0017906 | 0.0022517 | 0.002648 | 0.0030508 | 0.0033582 | 0.003708 | 0.0040779 | 0.0044854 | 0.0047877 | 0.0050885 | 0.005388 | 0.0057319 | 0.0060508 | 0.0063802 | 0.0067149 | 0.0071194 | 0.0074419 | 0.0077647
ID | Industrial | Mining | New | Cooling | Geothermal Heat Pump | 0 | 0 | 0 | 0 | 0 | 0 | 0 | 0 | 0 | 0 | 0 | 0 | 0 | 0 | 0 | 0 | 0 | 0 | 0 | 0 | 0 | 0
ID | Industrial | Mining | New | Space Heating | Electric Furnace | 0 | 0.00064127 | 0.0012706 | 0.0024367 | 0.0033357 | 0.0041607 | 0.0048453 | 0.0055519 | 0.0060158 | 0.00657 | 0.007146 | 0.0078107 | 0.0082095 | 0.0086315 | 0.0090401 | 0.0095282 | 0.0098706 | 0.010262 | 0.01065 | 0.011188 | 0.011477 | 0.011809
ID | Industrial | Mining | New | Space Heating | Electric Room Heat | 0 | 9.5193e-05 | 0.00018861 | 0.00036172 | 0.00049517 | 0.00061763 | 0.00071925 | 0.00082415 | 0.00089301 | 0.00097528 | 0.0010608 | 0.0011595 | 0.0012187 | 0.0012813 | 0.001342 | 0.0014144 | 0.0014652 | 0.0015234 | 0.001581 | 0.0016608 | 0.0017037 | 0.001753
ID | Industrial | Mining | New | Space Heating | Air-Source Heat Pump | 0 | 0.00018163 | 0.00035463 | 0.00067523 | 0.00092234 | 0.0011491 | 0.0013373 | 0.0015315 | 0.001659 | 0.0018113 | 0.0019696 | 0.0021524 | 0.0022615 | 0.002377 | 0.002489 | 0.0026228 | 0.0027166 | 0.002824 | 0.0029303 | 0.0030779 | 0.0031572 | 0.0032482
ID | Industrial | Mining | New | Space Heating | Geothermal Heat Pump | 0 | 0 | 0 | 0 | 0 | 0 | 0 | 0 | 0 | 0 | 0 | 0 | 0 | 0 | 0 | 0 | 0 | 0 | 0 | 0 | 0 | 0
ID | Industrial | Mining | New | Ventilation | Ventilation | 0 | 0.0073731 | 0.014609 | 0.027881 | 0.038402 | 0.047332 | 0.054842 | 0.06237 | 0.067925 | 0.074239 | 0.080849 | 0.088083 | 0.093276 | 0.098361 | 0.10334 | 0.10871 | 0.11351 | 0.11834 | 0.12312 | 0.12895 | 0.13316 | 0.1373
ID | Industrial | Mining | New | Interior Lighting | General Service Lighting | 0 | 0.00069786 | 0.0013827 | 0.002639 | 0.0034399 | 0.0041816 | 0.0047806 | 0.0053651 | 0.0057548 | 0.0061482 | 0.0065715 | 0.0070313 | 0.0073589 | 0.0076786 | 0.0079447 | 0.0082344 | 0.008481 | 0.008733 | 0.0089894 | 0.0092879 | 0.0094861 | 0.0096519
ID | Industrial | Mining | New | Interior Lighting | High-Bay Lighting | 0 | 0.0072651 | 0.014395 | 0.027473 | 0.037702 | 0.047175 | 0.055142 | 0.063128 | 0.06902 | 0.075662 | 0.082614 | 0.090223 | 0.095676 | 0.10101 | 0.10619 | 0.11176 | 0.11674 | 0.1218 | 0.12686 | 0.13311 | 0.13773 | 0.14225
ID | Industrial | Mining | New | Interior Lighting | Linear Lighting | 0 | 0.0038048 | 0.0075386 | 0.014388 | 0.019637 | 0.024499 | 0.028588 | 0.032686 | 0.03571 | 0.039072 | 0.042591 | 0.046442 | 0.049207 | 0.051914 | 0.054531 | 0.05735 | 0.059869 | 0.062434 | 0.064995 | 0.068157 | 0.07045 | 0.072664
ID | Industrial | Mining | New | Exterior Lighting | General Service Lighting | 0 | 0.00062086 | 0.0012302 | 0.0023478 | 0.0030603 | 0.0037201 | 0.0042531 | 0.0047731 | 0.0051198 | 0.0054697 | 0.0058464 | 0.0062554 | 0.0065469 | 0.0068313 | 0.0070681 | 0.0073258 | 0.0075452 | 0.0077694 | 0.0079974 | 0.008263 | 0.0084394 | 0.0085868
ID | Industrial | Mining | New | Exterior Lighting | Area Lighting | 0 | 0.0025027 | 0.0049589 | 0.0094641 | 0.012918 | 0.016116 | 0.018806 | 0.021502 | 0.023491 | 0.025705 | 0.028022 | 0.030558 | 0.032367 | 0.03413 | 0.035805 | 0.037607 | 0.039207 | 0.040834 | 0.042458 | 0.044476 | 0.045955 | 0.047407
ID | Industrial | Mining | New | Exterior Lighting | Linear Lighting | 0 | 0.0025334 | 0.0050196 | 0.00958 | 0.013076 | 0.016313 | 0.019035 | 0.021764 | 0.023778 | 0.026016 | 0.028359 | 0.030924 | 0.032764 | 0.034567 | 0.03631 | 0.038187 | 0.039864 | 0.041572 | 0.043277 | 0.045383 | 0.046909 | 0.048383
ID | Industrial | Mining | New | Motors | Pumps | 0 | 0.083771 | 0.16598 | 0.31678 | 0.43575 | 0.54593 | 0.6386 | 0.73148 | 0.80001 | 0.87766 | 0.95893 | 1.0479 | 1.1117 | 1.1743 | 1.2356 | 1.3016 | 1.3606 | 1.4206 | 1.4806 | 1.5546 | 1.6094 | 1.6631
ID | Industrial | Mining | New | Motors | Fans & Blowers | 0 | 0.05864 | 0.11619 | 0.22174 | 0.30503 | 0.38215 | 0.44702 | 0.51203 | 0.56001 | 0.61436 | 0.67125 | 0.73352 | 0.77822 | 0.82199 | 0.86489 | 0.91111 | 0.95239 | 0.99443 | 1.0364 | 1.0882 | 1.1266 | 1.1642
ID | Industrial | Mining | New | Motors | Compressed Air | 0 | 0.05864 | 0.11619 | 0.22174 | 0.30503 | 0.38215 | 0.44702 | 0.51203 | 0.56001 | 0.61436 | 0.67125 | 0.73352 | 0.77822 | 0.82199 | 0.86489 | 0.91111 | 0.95239 | 0.99443 | 1.0364 | 1.0882 | 1.1266 | 1.1642
ID | Industrial | Mining | New | Motors | Material Handling | 0 | 0.16754 | 0.33196 | 0.63356 | 0.87151 | 1.0919 | 1.2772 | 1.463 | 1.6 | 1.7553 | 1.9179 | 2.0958 | 2.2235 | 2.3485 | 2.4711 | 2.6032 | 2.7211 | 2.8412 | 2.9612 | 3.1093 | 3.2188 | 3.3262
ID | Industrial | Mining | New | Motors | Other Motors | 0 | 0.025131 | 0.049794 | 0.095033 | 0.13073 | 0.16378 | 0.19158 | 0.21944 | 0.24 | 0.2633 | 0.28768 | 0.31437 | 0.33352 | 0.35228 | 0.37067 | 0.39047 | 0.40817 | 0.42618 | 0.44418 | 0.46639 | 0.48282 | 0.49894
ID | Industrial | Mining | New | Process | Process Heating | 0 | 0.0041445 | 0.0082117 | 0.015672 | 0.021558 | 0.027009 | 0.031594 | 0.036189 | 0.039579 | 0.043421 | 0.047442 | 0.051843 | 0.055002 | 0.058096 | 0.061128 | 0.064394 | 0.067312 | 0.070283 | 0.073251 | 0.076914 | 0.079622 | 0.082281
ID | Industrial | Mining | New | Process | Process Cooling | 0 | 0 | 0 | 0 | 0 | 0 | 0 | 0 | 0 | 0 | 0 | 0 | 0 | 0 | 0 | 0 | 0 | 0 | 0 | 0 | 0 | 0
ID | Industrial | Mining | New | Process | Process Refrigeration | 0 | 0 | 0 | 0 | 0 | 0 | 0 | 0 | 0 | 0 | 0 | 0 | 0 | 0 | 0 | 0 | 0 | 0 | 0 | 0 | 0 | 0
ID | Industrial | Mining | New | Process | Process Electrochemical | 0 | 0.0041445 | 0.0082117 | 0.015672 | 0.021558 | 0.027009 | 0.031594 | 0.036189 | 0.039579 | 0.043421 | 0.047442 | 0.051843 | 0.055002 | 0.058096 | 0.061128 | 0.064394 | 0.067312 | 0.070283 | 0.073251 | 0.076914 | 0.079622 | 0.082281
ID | Industrial | Mining | New | Process | Process Other | 0 | 0.022795 | 0.045164 | 0.086197 | 0.11857 | 0.14855 | 0.17377 | 0.19904 | 0.21769 | 0.23882 | 0.26093 | 0.28514 | 0.30251 | 0.31953 | 0.3362 | 0.35417 | 0.37021 | 0.38656 | 0.40288 | 0.42303 | 0.43792 | 0.45254
ID | Industrial | Mining | New | Miscellaneous | Miscellaneous | 0 | 0.0041445 | 0.0082117 | 0.015672 | 0.021558 | 0.027009 | 0.031594 | 0.036189 | 0.039579 | 0.043421 | 0.047442 | 0.051843 | 0.055002 | 0.058096 | 0.061128 | 0.064394 | 0.067312 | 0.070283 | 0.073251 | 0.076914 | 0.079622 | 0.082281
ID | Industrial | Food Mfg | Existing | Cooling | Air-Cooled Chiller | 0.40727 | 0.39963 | 0.36336 | 0.35704 | 0.35083 | 0.34736 | 0.34391 | 0.34047 | 0.33666 | 0.33326 | 0.32988 | 0.32651 | 0.32201 | 0.31783 | 0.31338 | 0.3112 | 0.30757 | 0.30537 | 0.30316 | 0.30093 | 0.29827 | 0.29539
ID | Industrial | Food Mfg | Existing | Cooling | Water-Cooled Chiller | 0.42784 | 0.41987 | 0.38181 | 0.37523 | 0.36876 | 0.36517 | 0.36159 | 0.35803 | 0.35409 | 0.35056 | 0.34705 | 0.34356 | 0.33886 | 0.33451 | 0.32987 | 0.32761 | 0.32382 | 0.32154 | 0.31923 | 0.31691 | 0.31413 | 0.31112
ID | Industrial | Food Mfg | Existing | Cooling | RTU | 2.7767 | 2.725 | 2.4673 | 2.413 | 2.3589 | 2.3227 | 2.2861 | 2.2492 | 2.2095 | 2.1722 | 2.1349 | 2.0976 | 2.053 | 2.0117 | 1.9707 | 1.9456 | 1.913 | 1.8906 | 1.8691 | 1.8485 | 1.8262 | 1.8032
ID | Industrial | Food Mfg | Existing | Cooling | Air-Source Heat Pump | 0.41893 | 0.40979 | 0.37028 | 0.36142 | 0.35266 | 0.34664 | 0.34064 | 0.33468 | 0.32841 | 0.3226 | 0.31689 | 0.31129 | 0.30479 | 0.29887 | 0.29292 | 0.28928 | 0.28448 | 0.28115 | 0.27795 | 0.27485 | 0.27147 | 0.26799
ID | Industrial | Food Mfg | Existing | Cooling | Geothermal Heat Pump | 0 | 0 | 0 | 0 | 0 | 0 | 0 | 0 | 0 | 0 | 0 | 0 | 0 | 0 | 0 | 0 | 0 | 0 | 0 | 0 | 0 | 0
ID | Industrial | Food Mfg | Existing | Space Heating | Electric Furnace | 0.67717 | 0.66456 | 0.60433 | 0.5968 | 0.58367 | 0.57107 | 0.55873 | 0.54929 | 0.53421 | 0.52264 | 0.5113 | 0.50261 | 0.48758 | 0.47569 | 0.46361 | 0.45586 | 0.44193 | 0.43246 | 0.42319 | 0.41608 | 0.40463 | 0.39508
ID | Industrial | Food Mfg | Existing | Space Heating | Electric Room Heat | 0.10052 | 0.09865 | 0.089709 | 0.088591 | 0.086642 | 0.084772 | 0.082941 | 0.081539 | 0.079301 | 0.077583 | 0.0759 | 0.074609 | 0.072379 | 0.070614 | 0.06882 | 0.067669 | 0.065602 | 0.064196 | 0.06282 | 0.061764 | 0.060065 | 0.058648
ID | Industrial | Food Mfg | Existing | Space Heating | Air-Source Heat Pump | 0.1918 | 0.18822 | 0.171 | 0.16868 | 0.16478 | 0.16103 | 0.15734 | 0.15447 | 0.15002 | 0.14655 | 0.14315 | 0.1405 | 0.13609 | 0.13259 | 0.12906 | 0.12676 | 0.12276 | 0.12002 | 0.11734 | 0.11528 | 0.11203 | 0.10932
ID | Industrial | Food Mfg | Existing | Space Heating | Geothermal Heat Pump | 0 | 0 | 0 | 0 | 0 | 0 | 0 | 0 | 0 | 0 | 0 | 0 | 0 | 0 | 0 | 0 | 0 | 0 | 0 | 0 | 0 | 0
ID | Industrial | Food Mfg | Existing | Ventilation | Ventilation | 10.3175 | 10.0155 | 9.0008 | 8.7356 | 8.4746 | 8.201 | 7.9332 | 7.6724 | 7.4112 | 7.1681 | 6.9344 | 6.7106 | 6.4738 | 6.2547 | 6.0413 | 5.8619 | 5.667 | 5.5084 | 5.3581 | 5.2151 | 5.0716 | 4.9323
ID | Industrial | Food Mfg | Existing | Interior Lighting | General Service Lighting | 0.87006 | 0.82941 | 0.72275 | 0.67251 | 0.60758 | 0.54 | 0.48759 | 0.44608 | 0.412 | 0.38328 | 0.35986 | 0.34029 | 0.3233 | 0.3089 | 0.29489 | 0.28336 | 0.27164 | 0.26213 | 0.25352 | 0.24431 | 0.235 | 0.22587
ID | Industrial | Food Mfg | Existing | Interior Lighting | High-Bay Lighting | 5.282 | 5.1836 | 4.7138 | 4.6326 | 4.5527 | 4.4742 | 4.3971 | 4.3212 | 4.2419 | 4.1688 | 4.0969 | 4.0263 | 3.9427 | 3.8618 | 3.7757 | 3.7033 | 3.614 | 3.545 | 3.4786 | 3.4144 | 3.3474 | 3.2801
ID | Industrial | Food Mfg | Existing | Interior Lighting | Linear Lighting | 2.853 | 2.7978 | 2.5419 | 2.4954 | 2.447 | 2.3991 | 2.3517 | 2.305 | 2.2563 | 2.2093 | 2.163 | 2.1175 | 2.0654 | 2.0162 | 1.9649 | 1.922 | 1.8711 | 1.83 | 1.7898 | 1.7503 | 1.7105 | 1.6713
ID | Industrial | Food Mfg | Existing | Exterior Lighting | General Service Lighting | 0.77406 | 0.7242 | 0.60485 | 0.52756 | 0.46304 | 0.41874 | 0.38626 | 0.36064 | 0.33862 | 0.32026 | 0.305 | 0.29156 | 0.28 | 0.26986 | 0.25932 | 0.2505 | 0.24113 | 0.2334 | 0.22621 | 0.21755 | 0.20801 | 0.19829
ID | Industrial | Food Mfg | Existing | Exterior Lighting | Area Lighting | 1.8102 | 1.7764 | 1.6154 | 1.5876 | 1.5602 | 1.5333 | 1.5069 | 1.4809 | 1.4537 | 1.4286 | 1.404 | 1.3787 | 1.3469 | 1.3154 | 1.2804 | 1.2496 | 1.2129 | 1.1845 | 1.1582 | 1.1337 | 1.1089 | 1.0846
ID | Industrial | Food Mfg | Existing | Exterior Lighting | Linear Lighting | 1.8997 | 1.863 | 1.6925 | 1.6615 | 1.6293 | 1.5974 | 1.5659 | 1.5348 | 1.5024 | 1.4711 | 1.4402 | 1.41 | 1.3753 | 1.3425 | 1.3084 | 1.2797 | 1.2459 | 1.2185 | 1.1917 | 1.1655 | 1.139 | 1.1128
ID | Industrial | Food Mfg | Existing | Motors | Pumps | 15.694 | 15.4016 | 14.0057 | 13.7642 | 13.5269 | 13.2937 | 13.0645 | 12.8392 | 12.6036 | 12.3863 | 12.1727 | 11.9628 | 11.7144 | 11.4813 | 11.2415 | 11.0476 | 10.8069 | 10.6206 | 10.4374 | 10.2575 | 10.0662 | 9.8715
ID | Industrial | Food Mfg | Existing | Motors | Fans & Blowers | 7.2796 | 7.144 | 6.4965 | 6.3845 | 6.2744 | 6.1663 | 6.0599 | 5.9555 | 5.8461 | 5.7454 | 5.6463 | 5.5489 | 5.4337 | 5.3256 | 5.2143 | 5.1244 | 5.0128 | 4.9263 | 4.8414 | 4.7579 | 4.6692 | 4.5789
ID | Industrial | Food Mfg | Existing | Motors | Compressed Air | 21.3035 | 20.9067 | 19.0118 | 18.684 | 18.3619 | 18.0453 | 17.7342 | 17.4284 | 17.1085 | 16.8136 | 16.5237 | 16.2388 | 15.9015 | 15.5851 | 15.2595 | 14.9964 | 14.6696 | 14.4167 | 14.1682 | 13.9239 | 13.6642 | 13.3999
ID | Industrial | Food Mfg | Existing | Motors | Material Handling | 31.6556 | 31.0659 | 28.2503 | 27.7632 | 27.2845 | 26.8141 | 26.3518 | 25.8975 | 25.4221 | 24.9838 | 24.5531 | 24.1297 | 23.6286 | 23.1585 | 22.6746 | 22.2837 | 21.7981 | 21.4223 | 21.0529 | 20.6899 | 20.3041 | 19.9113
ID | Industrial | Food Mfg | Existing | Motors | Other Motors | 3.3561 | 3.2936 | 2.9951 | 2.9435 | 2.8927 | 2.8428 | 2.7938 | 2.7456 | 2.6953 | 2.6488 | 2.6031 | 2.5582 | 2.5051 | 2.4553 | 2.404 | 2.3625 | 2.311 | 2.2712 | 2.232 | 2.1935 | 2.1526 | 2.111
ID | Industrial | Food Mfg | Existing | Process | Process Heating | 7.8475 | 7.7013 | 7.0033 | 6.8825 | 6.7639 | 6.6473 | 6.5327 | 6.42 | 6.3022 | 6.1935 | 6.0867 | 5.9818 | 5.8576 | 5.741 | 5.6211 | 5.5242 | 5.4038 | 5.3106 | 5.2191 | 5.1291 | 5.0334 | 4.936
ID | Industrial | Food Mfg | Existing | Process | Process Cooling | 31.8144 | 31.2217 | 28.392 | 27.9025 | 27.4214 | 26.9486 | 26.484 | 26.0274 | 25.5496 | 25.1091 | 24.6762 | 24.2508 | 23.7471 | 23.2746 | 22.7884 | 22.3955 | 21.9074 | 21.5297 | 21.1585 | 20.7937 | 20.4059 | 20.0112
ID | Industrial | Food Mfg | Existing | Process | Process Refrigeration | 15.9198 | 15.6233 | 14.2073 | 13.9623 | 13.7216 | 13.485 | 13.2525 | 13.024 | 12.785 | 12.5645 | 12.3479 | 12.135 | 11.883 | 11.6466 | 11.4032 | 11.2066 | 10.9624 | 10.7734 | 10.5877 | 10.4051 | 10.2111 | 10.0135
ID | Industrial | Food Mfg | Existing | Process | Process Electrochemical | 0.40586 | 0.3983 | 0.3622 | 0.35596 | 0.34982 | 0.34379 | 0.33786 | 0.33204 | 0.32594 | 0.32032 | 0.3148 | 0.30937 | 0.30295 | 0.29692 | 0.29072 | 0.2857 | 0.27948 | 0.27466 | 0.26992 | 0.26527 | 0.26032 | 0.25529
ID | Industrial | Food Mfg | Existing | Process | Process Other | 3.297 | 3.2356 | 2.9424 | 2.8916 | 2.8418 | 2.7928 | 2.7446 | 2.6973 | 2.6478 | 2.6021 | 2.5573 | 2.5132 | 2.461 | 2.412 | 2.3616 | 2.3209 | 2.2703 | 2.2312 | 2.1927 | 2.1549 | 2.1147 | 2.0738
ID | Industrial | Food Mfg | Existing | Miscellaneous | Miscellaneous | 15.7379 | 15.4447 | 14.0449 | 13.8028 | 13.5648 | 13.3309 | 13.1011 | 12.8752 | 12.6389 | 12.421 | 12.2068 | 11.9964 | 11.7472 | 11.5135 | 11.2729 | 11.0786 | 10.8372 | 10.6503 | 10.4667 | 10.2862 | 10.0944 | 9.8991
ID | Industrial | Food Mfg | New | Cooling | Air-Cooled Chiller | 0 | 0.0069993 | 0.013868 | 0.026468 | 0.036408 | 0.045963 | 0.054172 | 0.062518 | 0.068886 | 0.076132 | 0.083794 | 0.092236 | 0.098567 | 0.10486 | 0.11112 | 0.1183 | 0.12495 | 0.13182 | 0.13879 | 0.14721 | 0.15393 | 0.16065
ID | Industrial | Food Mfg | New | Cooling | Water-Cooled Chiller | 0 | 0.0073765 | 0.014616 | 0.027894 | 0.03837 | 0.048439 | 0.057091 | 0.065887 | 0.072598 | 0.080234 | 0.08831 | 0.097207 | 0.10388 | 0.11051 | 0.11711 | 0.12467 | 0.13168 | 0.13892 | 0.14627 | 0.15515 | 0.16222 | 0.16931
ID | Industrial | Food Mfg | New | Cooling | RTU | 0 | 0.047874 | 0.088825 | 0.16394 | 0.2232 | 0.28021 | 0.3292 | 0.379 | 0.41701 | 0.46026 | 0.50599 | 0.55637 | 0.59415 | 0.63099 | 0.6677 | 0.70996 | 0.74915 | 0.78966 | 0.83086 | 0.8807 | 0.92043 | 0.96022
ID | Industrial | Food Mfg | New | Cooling | Air-Source Heat Pump | 0 | 0.0067715 | 0.012804 | 0.02387 | 0.0326 | 0.040996 | 0.048211 | 0.055545 | 0.061142 | 0.067511 | 0.074246 | 0.081665 | 0.087169 | 0.092645 | 0.098097 | 0.10436 | 0.11016 | 0.11616 | 0.12226 | 0.12962 | 0.13549 | 0.14137
ID | Industrial | Food Mfg | New | Cooling | Geothermal Heat Pump | 0 | 0 | 0 | 0 | 0 | 0 | 0 | 0 | 0 | 0 | 0 | 0 | 0 | 0 | 0 | 0 | 0 | 0 | 0 | 0 | 0 | 0
ID | Industrial | Food Mfg | New | Space Heating | Electric Furnace | 0 | 0.011675 | 0.023133 | 0.044365 | 0.060732 | 0.075752 | 0.088216 | 0.10108 | 0.10953 | 0.11962 | 0.1301 | 0.14221 | 0.14947 | 0.15715 | 0.16459 | 0.17348 | 0.17971 | 0.18685 | 0.1939 | 0.20369 | 0.20896 | 0.215
ID | Industrial | Food Mfg | New | Space Heating | Electric Room Heat | 0 | 0.0017332 | 0.003434 | 0.0065857 | 0.0090154 | 0.011245 | 0.013095 | 0.015005 | 0.016259 | 0.017757 | 0.019313 | 0.02111 | 0.022188 | 0.023328 | 0.024433 | 0.025752 | 0.026677 | 0.027736 | 0.028784 | 0.030237 | 0.031019 | 0.031916
ID | Industrial | Food Mfg | New | Space Heating | Air-Source Heat Pump | 0 | 0.0033069 | 0.0064567 | 0.012294 | 0.016793 | 0.020921 | 0.024347 | 0.027884 | 0.030205 | 0.032978 | 0.035861 | 0.039188 | 0.041174 | 0.043278 | 0.045316 | 0.047753 | 0.04946 | 0.051416 | 0.053351 | 0.056038 | 0.057482 | 0.059139
ID | Industrial | Food Mfg | New | Space Heating | Geothermal Heat Pump | 0 | 0 | 0 | 0 | 0 | 0 | 0 | 0 | 0 | 0 | 0 | 0 | 0 | 0 | 0 | 0 | 0 | 0 | 0 | 0 | 0 | 0
ID | Industrial | Food Mfg | New | Ventilation | Ventilation | 0 | 0.13424 | 0.26598 | 0.50763 | 0.69917 | 0.86176 | 0.9985 | 1.1356 | 1.2367 | 1.3516 | 1.472 | 1.6037 | 1.6982 | 1.7908 | 1.8816 | 1.9793 | 2.0666 | 2.1546 | 2.2417 | 2.3478 | 2.4243 | 2.4998
ID | Industrial | Food Mfg | New | Interior Lighting | General Service Lighting | 0 | 0.0087025 | 0.017243 | 0.032908 | 0.042895 | 0.052144 | 0.059615 | 0.066904 | 0.071764 | 0.076668 | 0.081947 | 0.087681 | 0.091766 | 0.095753 | 0.099072 | 0.10268 | 0.10576 | 0.1089 | 0.1121 | 0.11582 | 0.11829 | 0.12036
ID | Industrial | Food Mfg | New | Interior Lighting | High-Bay Lighting | 0 | 0.090597 | 0.17951 | 0.34259 | 0.47015 | 0.58828 | 0.68763 | 0.78721 | 0.86069 | 0.94351 | 1.0302 | 1.1251 | 1.1931 | 1.2596 | 1.3242 | 1.3937 | 1.4557 | 1.5189 | 1.5819 | 1.6599 | 1.7174 | 1.7739
ID | Industrial | Food Mfg | New | Interior Lighting | Linear Lighting | 0 | 0.047446 | 0.094008 | 0.17942 | 0.24488 | 0.3055 | 0.35649 | 0.4076 | 0.44531 | 0.48723 | 0.53111 | 0.57914 | 0.61361 | 0.64737 | 0.68001 | 0.71517 | 0.74657 | 0.77856 | 0.8105 | 0.84993 | 0.87852 | 0.90612
ID | Industrial | Food Mfg | New | Exterior Lighting | General Service Lighting | 0 | 0.0077422 | 0.01534 | 0.029277 | 0.038162 | 0.046391 | 0.053037 | 0.059521 | 0.063845 | 0.068208 | 0.072905 | 0.078006 | 0.08164 | 0.085188 | 0.08814 | 0.091354 | 0.094089 | 0.096885 | 0.099729 | 0.10304 | 0.10524 | 0.10708
ID | Industrial | Food Mfg | New | Exterior Lighting | Area Lighting | 0 | 0.03121 | 0.061838 | 0.11802 | 0.16108 | 0.20097 | 0.23451 | 0.26813 | 0.29294 | 0.32054 | 0.34943 | 0.38106 | 0.40363 | 0.42561 | 0.44649 | 0.46897 | 0.48891 | 0.50921 | 0.52945 | 0.55462 | 0.57306 | 0.59117
ID | Industrial | Food Mfg | New | Exterior Lighting | Linear Lighting | 0 | 0.031592 | 0.062595 | 0.11946 | 0.16305 | 0.20342 | 0.23737 | 0.2714 | 0.29651 | 0.32442 | 0.35364 | 0.38562 | 0.40858 | 0.43105 | 0.45278 | 0.4762 | 0.49711 | 0.5184 | 0.53967 | 0.56593 | 0.58497 | 0.60335
ID | Industrial | Food Mfg | New | Motors | Pumps | 0 | 0.27059 | 0.53613 | 1.0232 | 1.4075 | 1.7634 | 2.0627 | 2.3627 | 2.5841 | 2.8349 | 3.0974 | 3.3848 | 3.591 | 3.793 | 3.9909 | 4.2042 | 4.3947 | 4.5887 | 4.7824 | 5.0216 | 5.1984 | 5.372
ID | Industrial | Food Mfg | New | Motors | Fans & Blowers | 0 | 0.12551 | 0.24868 | 0.47462 | 0.65287 | 0.81795 | 0.95678 | 1.0959 | 1.1986 | 1.315 | 1.4367 | 1.57 | 1.6657 | 1.7594 | 1.8512 | 1.9501 | 2.0385 | 2.1284 | 2.2183 | 2.3293 | 2.4113 | 2.4918
ID | Industrial | Food Mfg | New | Motors | Compressed Air | 0 | 0.3673 | 0.72776 | 1.3889 | 1.9106 | 2.3937 | 2.8 | 3.2072 | 3.5077 | 3.8482 | 4.2045 | 4.5946 | 4.8746 | 5.1487 | 5.4174 | 5.7069 | 5.9655 | 6.2288 | 6.4918 | 6.8165 | 7.0565 | 7.2921
ID | Industrial | Food Mfg | New | Motors | Material Handling | 0 | 0.54579 | 1.0814 | 2.0639 | 2.839 | 3.5569 | 4.1606 | 4.7657 | 5.2122 | 5.7181 | 6.2477 | 6.8272 | 7.2433 | 7.6507 | 8.0499 | 8.4801 | 8.8643 | 9.2556 | 9.6464 | 10.1288 | 10.4855 | 10.8356
ID | Industrial | Food Mfg | New | Motors | Other Motors | 0 | 0.057864 | 0.11465 | 0.21881 | 0.30099 | 0.3771 | 0.44111 | 0.50526 | 0.5526 | 0.60624 | 0.66238 | 0.72382 | 0.76793 | 0.81112 | 0.85345 | 0.89906 | 0.93979 | 0.98128 | 1.0227 | 1.0739 | 1.1117 | 1.1488
ID | Industrial | Food Mfg | New | Process | Process Heating | 0 | 0.1353 | 0.26808 | 0.51164 | 0.7038 | 0.88175 | 1.0314 | 1.1814 | 1.2921 | 1.4175 | 1.5488 | 1.6925 | 1.7956 | 1.8966 | 1.9956 | 2.1022 | 2.1975 | 2.2945 | 2.3914 | 2.5109 | 2.5994 | 2.6862
ID | Industrial | Food Mfg | New | Process | Process Cooling | 0 | 0.54852 | 1.0868 | 2.0742 | 2.8533 | 3.5747 | 4.1815 | 4.7896 | 5.2384 | 5.7468 | 6.279 | 6.8615 | 7.2796 | 7.689 | 8.0903 | 8.5226 | 8.9088 | 9.302 | 9.6948 | 10.1796 | 10.5381 | 10.8899
ID | Industrial | Food Mfg | New | Process | Process Refrigeration | 0 | 0.27448 | 0.54385 | 1.0379 | 1.4278 | 1.7888 | 2.0924 | 2.3967 | 2.6213 | 2.8757 | 3.142 | 3.4335 | 3.6427 | 3.8476 | 4.0484 | 4.2647 | 4.4579 | 4.6547 | 4.8513 | 5.0939 | 5.2732 | 5.4493
ID | Industrial | Food Mfg | New | Process | Process Electrochemical | 0 | 0.0069976 | 0.013865 | 0.026461 | 0.0364 | 0.045603 | 0.053344 | 0.061102 | 0.066827 | 0.073313 | 0.080103 | 0.087533 | 0.092867 | 0.098091 | 0.10321 | 0.10872 | 0.11365 | 0.11867 | 0.12368 | 0.12986 | 0.13444 | 0.13893
ID | Industrial | Food Mfg | New | Process | Process Other | 0 | 0.056845 | 0.11263 | 0.21496 | 0.29569 | 0.37046 | 0.43334 | 0.49637 | 0.54287 | 0.59556 | 0.65072 | 0.71108 | 0.75441 | 0.79684 | 0.83843 | 0.88323 | 0.92325 | 0.964 | 1.0047 | 1.0549 | 1.0921 | 1.1286
ID | Industrial | Food Mfg | New | Miscellaneous | Miscellaneous | 0 | 0.27134 | 0.53763 | 1.0261 | 1.4115 | 1.7683 | 2.0685 | 2.3693 | 2.5913 | 2.8428 | 3.1061 | 3.3942 | 3.6011 | 3.8036 | 4.0021 | 4.216 | 4.407 | 4.6015 | 4.7958 | 5.0356 | 5.213 | 5.387
ID | Industrial | Paper Mfg | Existing | Cooling | Air-Cooled Chiller | 0.0090576 | 0.0088877 | 0.0080811 | 0.0079406 | 0.0078025 | 0.0077253 | 0.0076485 | 0.007572 | 0.0074873 | 0.0074117 | 0.0073364 | 0.0072616 | 0.0071613 | 0.0070685 | 0.0069695 | 0.006921 | 0.0068404 | 0.0067914 | 0.0067422 | 0.0066927 | 0.0066335 | 0.0065694
ID | Industrial | Paper Mfg | Existing | Cooling | Water-Cooled Chiller | 0.009515 | 0.0093377 | 0.0084914 | 0.008345 | 0.0082011 | 0.0081213 | 0.0080418 | 0.0079626 | 0.0078748 | 0.0077964 | 0.0077184 | 0.0076407 | 0.0075363 | 0.0074395 | 0.0073362 | 0.007286 | 0.0072018 | 0.0071509 | 0.0070997 | 0.0070481 | 0.0069861 | 0.0069192
ID | Industrial | Paper Mfg | Existing | Cooling | RTU | 0.061753 | 0.060603 | 0.054872 | 0.053666 | 0.052462 | 0.051657 | 0.050842 | 0.050021 | 0.049138 | 0.04831 | 0.04748 | 0.046651 | 0.045658 | 0.04474 | 0.043827 | 0.043271 | 0.042545 | 0.042046 | 0.041569 | 0.041111 | 0.040613 | 0.040104
ID | Industrial | Paper Mfg | Existing | Cooling | Air-Source Heat Pump | 0.0093169 | 0.0091137 | 0.0082349 | 0.008038 | 0.0078431 | 0.0077093 | 0.0075758 | 0.0074432 | 0.0073038 | 0.0071746 | 0.0070476 | 0.006923 | 0.0067786 | 0.0066468 | 0.0065144 | 0.0064336 | 0.0063268 | 0.0062528 | 0.0061815 | 0.0061126 | 0.0060373 | 0.00596
ID | Industrial | Paper Mfg | Existing | Cooling | Geothermal Heat Pump | 0 | 0 | 0 | 0 | 0 | 0 | 0 | 0 | 0 | 0 | 0 | 0 | 0 | 0 | 0 | 0 | 0 | 0 | 0 | 0 | 0 | 0
ID | Industrial | Paper Mfg | Existing | Space Heating | Electric Furnace | 0.01506 | 0.01478 | 0.01344 | 0.013273 | 0.012981 | 0.0127 | 0.012426 | 0.012216 | 0.011881 | 0.011623 | 0.011371 | 0.011178 | 0.010844 | 0.010579 | 0.010311 | 0.010138 | 0.0098284 | 0.0096178 | 0.0094116 | 0.0092535 | 0.0089989 | 0.0087866
ID | Industrial | Paper Mfg | Existing | Space Heating | Electric Room Heat | 0.0022356 | 0.002194 | 0.0019951 | 0.0019703 | 0.0019269 | 0.0018853 | 0.0018446 | 0.0018134 | 0.0017636 | 0.0017254 | 0.001688 | 0.0016593 | 0.0016097 | 0.0015704 | 0.0015306 | 0.001505 | 0.001459 | 0.0014277 | 0.0013971 | 0.0013736 | 0.0013358 | 0.0013043
ID | Industrial | Paper Mfg | Existing | Space Heating | Air-Source Heat Pump | 0.0042655 | 0.0041861 | 0.0038029 | 0.0037515 | 0.0036647 | 0.0035812 | 0.0034992 | 0.0034354 | 0.0033364 | 0.0032593 | 0.0031837 | 0.0031247 | 0.0030267 | 0.0029488 | 0.0028703 | 0.0028191 | 0.0027301 | 0.0026691 | 0.0026097 | 0.0025638 | 0.0024915 | 0.0024312
ID | Industrial | Paper Mfg | Existing | Space Heating | Geothermal Heat Pump | 0 | 0 | 0 | 0 | 0 | 0 | 0 | 0 | 0 | 0 | 0 | 0 | 0 | 0 | 0 | 0 | 0 | 0 | 0 | 0 | 0 | 0
ID | Industrial | Paper Mfg | Existing | Ventilation | Ventilation | 0.22946 | 0.22274 | 0.20018 | 0.19428 | 0.18847 | 0.18239 | 0.17643 | 0.17063 | 0.16482 | 0.15942 | 0.15422 | 0.14924 | 0.14398 | 0.1391 | 0.13436 | 0.13037 | 0.12603 | 0.12251 | 0.11916 | 0.11598 | 0.11279 | 0.10969
ID | Industrial | Paper Mfg | Existing | Interior Lighting | General Service Lighting | 0.019168 | 0.018272 | 0.015922 | 0.014816 | 0.013385 | 0.011896 | 0.010742 | 0.0098271 | 0.0090763 | 0.0084436 | 0.0079277 | 0.0074966 | 0.0071223 | 0.0068051 | 0.0064965 | 0.0062424 | 0.0059843 | 0.0057748 | 0.0055851 | 0.0053822 | 0.005177 | 0.004976
ID | Industrial | Paper Mfg | Existing | Interior Lighting | High-Bay Lighting | 0.11636 | 0.1142 | 0.10385 | 0.10206 | 0.1003 | 0.098567 | 0.096868 | 0.095197 | 0.09345 | 0.091839 | 0.090255 | 0.088699 | 0.086857 | 0.085076 | 0.083179 | 0.081585 | 0.079618 | 0.078096 | 0.076633 | 0.07522 | 0.073745 | 0.072261
ID | Industrial | Paper Mfg | Existing | Interior Lighting | Linear Lighting | 0.062851 | 0.061637 | 0.055999 | 0.054973 | 0.053907 | 0.052851 | 0.051808 | 0.050778 | 0.049707 | 0.048671 | 0.047651 | 0.046649 | 0.045501 | 0.044418 | 0.043288 | 0.042341 | 0.041221 | 0.040316 | 0.039429 | 0.03856 | 0.037683 | 0.036818
ID | Industrial | Paper Mfg | Existing | Exterior Lighting | General Service Lighting | 0.017053 | 0.015954 | 0.013325 | 0.011622 | 0.010201 | 0.009225 | 0.0085094 | 0.007945 | 0.0074598 | 0.0070554 | 0.0067192 | 0.0064232 | 0.0061684 | 0.0059451 | 0.0057129 | 0.0055185 | 0.005312 | 0.0051419 | 0.0049834 | 0.0047927 | 0.0045825 | 0.0043684
ID | Industrial | Paper Mfg | Existing | Exterior Lighting | Area Lighting | 0.039878 | 0.039135 | 0.035588 | 0.034974 | 0.034371 | 0.033779 | 0.033196 | 0.032624 | 0.032025 | 0.031473 | 0.03093 | 0.030372 | 0.029672 | 0.028978 | 0.028207 | 0.027529 | 0.02672 | 0.026095 | 0.025516 | 0.024974 | 0.024429 | 0.023894
ID | Industrial | Paper Mfg | Existing | Exterior Lighting | Linear Lighting | 0.04185 | 0.041041 | 0.037287 | 0.036604 | 0.035894 | 0.035191 | 0.034496 | 0.033811 | 0.033098 | 0.032408 | 0.031729 | 0.031061 | 0.030297 | 0.029576 | 0.028823 | 0.028193 | 0.027447 | 0.026844 | 0.026254 | 0.025675 | 0.025091 | 0.024516
ID | Industrial | Paper Mfg | Existing | Motors | Pumps | 2.2545 | 2.2125 | 2.012 | 1.9773 | 1.9432 | 1.9097 | 1.8768 | 1.8444 | 1.8106 | 1.7794 | 1.7487 | 1.7185 | 1.6829 | 1.6494 | 1.6149 | 1.5871 | 1.5525 | 1.5257 | 1.4994 | 1.4736 | 1.4461 | 1.4181
ID | Industrial | Paper Mfg | Existing | Motors | Fans & Blowers | 0.62911 | 0.61739 | 0.56144 | 0.55176 | 0.54224 | 0.5329 | 0.52371 | 0.51468 | 0.50523 | 0.49652 | 0.48796 | 0.47955 | 0.46959 | 0.46024 | 0.45063 | 0.44286 | 0.43321 | 0.42574 | 0.4184 | 0.41119 | 0.40352 | 0.39571
ID | Industrial | Paper Mfg | Existing | Motors | Compressed Air | 0.36412 | 0.35733 | 0.32495 | 0.31935 | 0.31384 | 0.30843 | 0.30311 | 0.29788 | 0.29242 | 0.28738 | 0.28242 | 0.27755 | 0.27179 | 0.26638 | 0.26081 | 0.25632 | 0.25073 | 0.24641 | 0.24216 | 0.23799 | 0.23355 | 0.22903
ID | Industrial | Paper Mfg | Existing | Motors | Material Handling | 2.5314 | 2.4842 | 2.2591 | 2.2201 | 2.1818 | 2.1442 | 2.1072 | 2.0709 | 2.0329 | 1.9979 | 1.9634 | 1.9296 | 1.8895 | 1.8519 | 1.8132 | 1.7819 | 1.7431 | 1.7131 | 1.6835 | 1.6545 | 1.6236 | 1.5922
ID | Industrial | Paper Mfg | Existing | Motors | Other Motors | 0 | 0 | 0 | 0 | 0 | 0 | 0 | 0 | 0 | 0 | 0 | 0 | 0 | 0 | 0 | 0 | 0 | 0 | 0 | 0 | 0 | 0
ID | Industrial | Paper Mfg | Existing | Process | Process Heating | 0.30141 | 0.2958 | 0.26899 | 0.26435 | 0.25979 | 0.25531 | 0.25091 | 0.24659 | 0.24206 | 0.23789 | 0.23378 | 0.22975 | 0.22498 | 0.22051 | 0.2159 | 0.21218 | 0.20755 | 0.20397 | 0.20046 | 0.197 | 0.19333 | 0.18959
ID | Industrial | Paper Mfg | Existing | Process | Process Cooling | 0.070567 | 0.069252 | 0.062976 | 0.06189 | 0.060823 | 0.059774 | 0.058744 | 0.057731 | 0.056671 | 0.055694 | 0.054734 | 0.05379 | 0.052673 | 0.051625 | 0.050546 | 0.049675 | 0.048592 | 0.047755 | 0.046931 | 0.046122 | 0.045262 | 0.044386
ID | Industrial | Paper Mfg | Existing | Process | Process Refrigeration | 0.059935 | 0.058818 | 0.053487 | 0.052565 | 0.051659 | 0.050768 | 0.049893 | 0.049033 | 0.048133 | 0.047303 | 0.046487 | 0.045686 | 0.044737 | 0.043847 | 0.042931 | 0.04219 | 0.041271 | 0.040559 | 0.03986 | 0.039173 | 0.038442 | 0.037699
ID | Industrial | Paper Mfg | Existing | Process | Process Electrochemical | 0.063976 | 0.062784 | 0.057094 | 0.056109 | 0.055142 | 0.054191 | 0.053257 | 0.052339 | 0.051378 | 0.050492 | 0.049622 | 0.048766 | 0.047753 | 0.046803 | 0.045825 | 0.045035 | 0.044054 | 0.043294 | 0.042548 | 0.041814 | 0.041034 | 0.040241
ID | Industrial | Paper Mfg | Existing | Process | Process Other | 0.26324 | 0.25834 | 0.23493 | 0.23087 | 0.22689 | 0.22298 | 0.21914 | 0.21536 | 0.21141 | 0.20776 | 0.20418 | 0.20066 | 0.19649 | 0.19258 | 0.18856 | 0.18531 | 0.18127 | 0.17814 | 0.17507 | 0.17205 | 0.16885 | 0.16558
ID | Industrial | Paper Mfg | Existing | Miscellaneous | Miscellaneous | 0.5098 | 0.5003 | 0.45496 | 0.44711 | 0.4394 | 0.43183 | 0.42438 | 0.41707 | 0.40941 | 0.40235 | 0.39541 | 0.3886 | 0.38053 | 0.37296 | 0.36516 | 0.35887 | 0.35105 | 0.34499 | 0.33905 | 0.3332 | 0.32699 | 0.32066
ID | Industrial | Paper Mfg | New | Cooling | Air-Cooled Chiller | 0 | 0.00015566 | 0.00030843 | 0.00058864 | 0.00080972 | 0.0010222 | 0.0012048 | 0.0013904 | 0.001532 | 0.0016932 | 0.0018636 | 0.0020513 | 0.0021921 | 0.0023321 | 0.0024713 | 0.0026309 | 0.0027789 | 0.0029316 | 0.0030867 | 0.003274 | 0.0034234 | 0.0035728
ID | Industrial | Paper Mfg | New | Cooling | Water-Cooled Chiller | 0 | 0.00016405 | 0.00032505 | 0.00062036 | 0.00085335 | 0.0010773 | 0.0012697 | 0.0014653 | 0.0016146 | 0.0017844 | 0.001964 | 0.0021619 | 0.0023102 | 0.0024577 | 0.0026045 | 0.0027727 | 0.0029286 | 0.0030896 | 0.0032531 | 0.0034504 | 0.0036078 | 0.0037654
ID | Industrial | Paper Mfg | New | Cooling | RTU | 0 | 0.0010647 | 0.0019755 | 0.003646 | 0.004964 | 0.0062318 | 0.0073213 | 0.0084289 | 0.0092743 | 0.010236 | 0.011253 | 0.012373 | 0.013214 | 0.014033 | 0.01485 | 0.015789 | 0.016661 | 0.017562 | 0.018478 | 0.019587 | 0.02047 | 0.021355
ID | Industrial | Paper Mfg | New | Cooling | Air-Source Heat Pump | 0 | 0.0001506 | 0.00028476 | 0.00053086 | 0.00072502 | 0.00091174 | 0.0010722 | 0.0012353 | 0.0013598 | 0.0015014 | 0.0016512 | 0.0018162 | 0.0019386 | 0.0020604 | 0.0021817 | 0.0023209 | 0.00245 | 0.0025834 | 0.0027189 | 0.0028827 | 0.0030133 | 0.003144
ID | Industrial | Paper Mfg | New | Cooling | Geothermal Heat Pump | 0 | 0 | 0 | 0 | 0 | 0 | 0 | 0 | 0 | 0 | 0 | 0 | 0 | 0 | 0 | 0 | 0 | 0 | 0 | 0 | 0 | 0
ID | Industrial | Paper Mfg | New | Space Heating | Electric Furnace | 0 | 0.00025966 | 0.00051448 | 0.00098667 | 0.0013507 | 0.0016847 | 0.0019619 | 0.002248 | 0.0024359 | 0.0026603 | 0.0028935 | 0.0031626 | 0.0033241 | 0.003495 | 0.0036605 | 0.0038581 | 0.0039967 | 0.0041554 | 0.0043124 | 0.0045301 | 0.0046472 | 0.0047816
ID | Industrial | Paper Mfg | New | Space Heating | Electric Room Heat | 0 | 3.8545e-05 | 7.6372e-05 | 0.00014647 | 0.0002005 | 0.00025009 | 0.00029124 | 0.00033371 | 0.00036159 | 0.0003949 | 0.00042952 | 0.00046948 | 0.00049345 | 0.00051881 | 0.00054338 | 0.00057271 | 0.0005933 | 0.00061685 | 0.00064015 | 0.00067246 | 0.00068986 | 0.0007098
ID | Industrial | Paper Mfg | New | Space Heating | Air-Source Heat Pump | 0 | 7.3544e-05 | 0.00014359 | 0.00027341 | 0.00037347 | 0.00046528 | 0.00054148 | 0.00062014 | 0.00067175 | 0.00073343 | 0.00079754 | 0.00087152 | 0.00091571 | 0.0009625 | 0.0010078 | 0.001062 | 0.0011 | 0.0011435 | 0.0011865 | 0.0012463 | 0.0012784 | 0.0013152
ID | Industrial | Paper Mfg | New | Space Heating | Geothermal Heat Pump | 0 | 0 | 0 | 0 | 0 | 0 | 0 | 0 | 0 | 0 | 0 | 0 | 0 | 0 | 0 | 0 | 0 | 0 | 0 | 0 | 0 | 0
ID | Industrial | Paper Mfg | New | Ventilation | Ventilation | 0 | 0.0029855 | 0.0059153 | 0.011289 | 0.01555 | 0.019165 | 0.022206 | 0.025254 | 0.027504 | 0.03006 | 0.032737 | 0.035666 | 0.037769 | 0.039828 | 0.041846 | 0.04402 | 0.045961 | 0.047918 | 0.049855 | 0.052215 | 0.053917 | 0.055595
ID | Industrial | Paper Mfg | New | Interior Lighting | General Service Lighting | 0 | 0.00019172 | 0.00037986 | 0.00072497 | 0.00094499 | 0.0011487 | 0.0013133 | 0.0014739 | 0.001581 | 0.001689 | 0.0018053 | 0.0019316 | 0.0020216 | 0.0021095 | 0.0021826 | 0.0022621 | 0.0023299 | 0.0023991 | 0.0024695 | 0.0025515 | 0.002606 | 0.0026515
ID | Industrial | Paper Mfg | New | Interior Lighting | High-Bay Lighting | 0 | 0.0019959 | 0.0039545 | 0.0075473 | 0.010357 | 0.01296 | 0.015149 | 0.017342 | 0.018961 | 0.020786 | 0.022696 | 0.024786 | 0.026284 | 0.027748 | 0.029171 | 0.030704 | 0.03207 | 0.033461 | 0.03485 | 0.036568 | 0.037835 | 0.039079
ID | Industrial | Paper Mfg | New | Interior Lighting | Linear Lighting | 0 | 0.0010452 | 0.002071 | 0.0039525 | 0.0053947 | 0.0067303 | 0.0078536 | 0.0089794 | 0.0098102 | 0.010734 | 0.0117 | 0.012758 | 0.013518 | 0.014262 | 0.014981 | 0.015755 | 0.016447 | 0.017152 | 0.017855 | 0.018724 | 0.019354 | 0.019962
ID | Industrial | Paper Mfg | New | Exterior Lighting | General Service Lighting | 0 | 0.00017056 | 0.00033794 | 0.00064497 | 0.00084072 | 0.001022 | 0.0011684 | 0.0013113 | 0.0014065 | 0.0015026 | 0.0016061 | 0.0017185 | 0.0017985 | 0.0018767 | 0.0019417 | 0.0020125 | 0.0020728 | 0.0021344 | 0.002197 | 0.00227 | 0.0023185 | 0.002359
ID | Industrial | Paper Mfg | New | Exterior Lighting | Area Lighting | 0 | 0.00068755 | 0.0013623 | 0.0026 | 0.0035487 | 0.0044273 | 0.0051663 | 0.0059069 | 0.0064535 | 0.0070615 | 0.0076981 | 0.0083947 | 0.0088919 | 0.0093762 | 0.0098363 | 0.010331 | 0.010771 | 0.011218 | 0.011664 | 0.012218 | 0.012625 | 0.013024
ID | Industrial | Paper Mfg | New | Exterior Lighting | Linear Lighting | 0 | 0.00069597 | 0.001379 | 0.0026318 | 0.0035921 | 0.0044814 | 0.0052293 | 0.005979 | 0.0065321 | 0.0071471 | 0.0077908 | 0.0084952 | 0.0090009 | 0.0094961 | 0.0099749 | 0.010491 | 0.010951 | 0.01142 | 0.011889 | 0.012467 | 0.012887 | 0.013292
ID | Industrial | Paper Mfg | New | Motors | Pumps | 0 | 0.038871 | 0.077019 | 0.14699 | 0.2022 | 0.25332 | 0.29632 | 0.33942 | 0.37122 | 0.40725 | 0.44497 | 0.48624 | 0.51587 | 0.54489 | 0.57333 | 0.60396 | 0.63132 | 0.65919 | 0.68703 | 0.72138 | 0.74679 | 0.77172
ID | Industrial | Paper Mfg | New | Motors | Fans & Blowers | 0 | 0.010847 | 0.021492 | 0.041017 | 0.056422 | 0.070688 | 0.082687 | 0.094713 | 0.10359 | 0.11364 | 0.12416 | 0.13568 | 0.14395 | 0.15205 | 0.15998 | 0.16853 | 0.17617 | 0.18394 | 0.19171 | 0.2013 | 0.20839 | 0.21534
ID | Industrial | Paper Mfg | New | Motors | Compressed Air | 0 | 0.0062779 | 0.012439 | 0.02374 | 0.032656 | 0.040913 | 0.047857 | 0.054818 | 0.059954 | 0.065773 | 0.071864 | 0.07853 | 0.083315 | 0.088001 | 0.092594 | 0.097542 | 0.10196 | 0.10646 | 0.11096 | 0.11651 | 0.12061 | 0.12464
ID | Industrial | Paper Mfg | New | Motors | Material Handling | 0 | 0.043644 | 0.086476 | 0.16504 | 0.22703 | 0.28443 | 0.33271 | 0.3811 | 0.4168 | 0.45726 | 0.4996 | 0.54595 | 0.57921 | 0.61179 | 0.64372 | 0.67812 | 0.70884 | 0.74013 | 0.77139 | 0.80996 | 0.83849 | 0.86648
ID | Industrial | Paper Mfg | New | Motors | Other Motors | 0 | 0 | 0 | 0 | 0 | 0 | 0 | 0 | 0 | 0 | 0 | 0 | 0 | 0 | 0 | 0 | 0 | 0 | 0 | 0 | 0 | 0
ID | Industrial | Paper Mfg | New | Process | Process Heating | 0 | 0.0051968 | 0.010297 | 0.019651 | 0.027032 | 0.033867 | 0.039616 | 0.045377 | 0.049629 | 0.054446 | 0.059488 | 0.065006 | 0.068968 | 0.072847 | 0.076648 | 0.080744 | 0.084402 | 0.088128 | 0.09185 | 0.096443 | 0.099839 | 0.10317
ID | Industrial | Paper Mfg | New | Process | Process Cooling | 0 | 0.0012167 | 0.0024107 | 0.0046008 | 0.0063288 | 0.007929 | 0.0092748 | 0.010624 | 0.011619 | 0.012747 | 0.013927 | 0.015219 | 0.016147 | 0.017055 | 0.017945 | 0.018904 | 0.01976 | 0.020633 | 0.021504 | 0.022579 | 0.023374 | 0.024155
ID | Industrial | Paper Mfg | New | Process | Process Refrigeration | 0 | 0.0010334 | 0.0020475 | 0.0039076 | 0.0053752 | 0.0067343 | 0.0078774 | 0.0090231 | 0.0098685 | 0.010826 | 0.011829 | 0.012926 | 0.013714 | 0.014485 | 0.015241 | 0.016056 | 0.016783 | 0.017524 | 0.018264 | 0.019177 | 0.019853 | 0.020515
ID | Industrial | Paper Mfg | New | Process | Process Electrochemical | 0 | 0.001103 | 0.0021855 | 0.0041711 | 0.0057377 | 0.0071884 | 0.0084086 | 0.0096315 | 0.010534 | 0.011556 | 0.012627 | 0.013798 | 0.014639 | 0.015462 | 0.016269 | 0.017138 | 0.017915 | 0.018706 | 0.019495 | 0.02047 | 0.021191 | 0.021899
ID | Industrial | Paper Mfg | New | Process | Process Other | 0 | 0.0045387 | 0.0089928 | 0.017163 | 0.023609 | 0.029578 | 0.034599 | 0.039631 | 0.043344 | 0.047551 | 0.051955 | 0.056774 | 0.060234 | 0.063622 | 0.066942 | 0.070519 | 0.073714 | 0.076968 | 0.080218 | 0.08423 | 0.087196 | 0.090107
ID | Industrial | Paper Mfg | New | Miscellaneous | Miscellaneous | 0 | 0.0087896 | 0.017415 | 0.033238 | 0.045721 | 0.057281 | 0.067004 | 0.07675 | 0.08394 | 0.092088 | 0.10062 | 0.10995 | 0.11665 | 0.12321 | 0.12964 | 0.13657 | 0.14276 | 0.14906 | 0.15535 | 0.16312 | 0.16886 | 0.1745
ID | Industrial | Petroleum Refining | Existing | Cooling | Air-Cooled Chiller | 2.2912e-06 | 2.2482e-06 | 2.0442e-06 | 2.0086e-06 | 1.9737e-06 | 1.9542e-06 | 1.9347e-06 | 1.9154e-06 | 1.894e-06 | 1.8748e-06 | 1.8558e-06 | 1.8369e-06 | 1.8115e-06 | 1.788e-06 | 1.763e-06 | 1.7507e-06 | 1.7303e-06 | 1.7179e-06 | 1.7055e-06 | 1.693e-06 | 1.678e-06 | 1.6618e-06
ID | Industrial | Petroleum Refining | Existing | Cooling | Water-Cooled Chiller | 0 | 0 | 0 | 0 | 0 | 0 | 0 | 0 | 0 | 0 | 0 | 0 | 0 | 0 | 0 | 0 | 0 | 0 | 0 | 0 | 0 | 0
ID | Industrial | Petroleum Refining | Existing | Cooling | RTU | 0.0024783 | 0.0024321 | 0.0022021 | 0.0021537 | 0.0021054 | 0.0020731 | 0.0020404 | 0.0020074 | 0.001972 | 0.0019388 | 0.0019055 | 0.0018722 | 0.0018324 | 0.0017955 | 0.0017589 | 0.0017365 | 0.0017074 | 0.0016874 | 0.0016682 | 0.0016499 | 0.0016299 | 0.0016094
ID | Industrial | Petroleum Refining | Existing | Cooling | Air-Source Heat Pump | 0.00028772 | 0.00028144 | 0.00025431 | 0.00024823 | 0.00024221 | 0.00023807 | 0.00023395 | 0.00022986 | 0.00022555 | 0.00022156 | 0.00021764 | 0.00021379 | 0.00020933 | 0.00020526 | 0.00020117 | 0.00019868 | 0.00019538 | 0.00019309 | 0.00019089 | 0.00018877 | 0.00018644 | 0.00018406
ID | Industrial | Petroleum Refining | Existing | Cooling | Geothermal Heat Pump | 0 | 0 | 0 | 0 | 0 | 0 | 0 | 0 | 0 | 0 | 0 | 0 | 0 | 0 | 0 | 0 | 0 | 0 | 0 | 0 | 0 | 0
ID | Industrial | Petroleum Refining | Existing | Space Heating | Electric Furnace | 0.00046508 | 0.00045642 | 0.00041505 | 0.00040988 | 0.00040086 | 0.00039221 | 0.00038374 | 0.00037725 | 0.0003669 | 0.00035895 | 0.00035116 | 0.00034519 | 0.00033487 | 0.00032671 | 0.00031841 | 0.00031308 | 0.00030351 | 0.00029701 | 0.00029064 | 0.00028576 | 0.0002779 | 0.00027134
ID | Industrial | Petroleum Refining | Existing | Space Heating | Electric Room Heat | 6.9039e-05 | 6.7753e-05 | 6.1612e-05 | 6.0844e-05 | 5.9506e-05 | 5.8221e-05 | 5.6963e-05 | 5.6001e-05 | 5.4464e-05 | 5.3284e-05 | 5.2128e-05 | 5.1241e-05 | 4.971e-05 | 4.8498e-05 | 4.7266e-05 | 4.6475e-05 | 4.5055e-05 | 4.409e-05 | 4.3144e-05 | 4.242e-05 | 4.1253e-05 | 4.0279e-05
ID | Industrial | Petroleum Refining | Existing | Space Heating | Air-Source Heat Pump | 0.00013173 | 0.00012927 | 0.00011744 | 0.00011585 | 0.00011317 | 0.00011059 | 0.00010806 | 0.00010609 | 0.00010303 | 0.00010065 | 9.8318e-05 | 9.6494e-05 | 9.3469e-05 | 9.1064e-05 | 8.864e-05 | 8.7058e-05 | 8.4311e-05 | 8.2427e-05 | 8.059e-05 | 7.9175e-05 | 7.6942e-05 | 7.5078e-05
ID | Industrial | Petroleum Refining | Existing | Space Heating | Geothermal Heat Pump | 0 | 0 | 0 | 0 | 0 | 0 | 0 | 0 | 0 | 0 | 0 | 0 | 0 | 0 | 0 | 0 | 0 | 0 | 0 | 0 | 0 | 0
ID | Industrial | Petroleum Refining | Existing | Ventilation | Ventilation | 0.007086 | 0.0068786 | 0.0061818 | 0.0059996 | 0.0058203 | 0.0056324 | 0.0054485 | 0.0052694 | 0.00509 | 0.004923 | 0.0047625 | 0.0046088 | 0.0044462 | 0.0042957 | 0.0041492 | 0.004026 | 0.0038921 | 0.0037832 | 0.00368 | 0.0035818 | 0.0034832 | 0.0033875
ID | Industrial | Petroleum Refining | Existing | Interior Lighting | General Service Lighting | 0.00045151 | 0.00043041 | 0.00037506 | 0.00034899 | 0.0003153 | 0.00028022 | 0.00025302 | 0.00023148 | 0.0002138 | 0.00019889 | 0.00018674 | 0.00017659 | 0.00016777 | 0.0001603 | 0.00015303 | 0.00014704 | 0.00014096 | 0.00013603 | 0.00013156 | 0.00012678 | 0.00012195 | 0.00011721
ID | Industrial | Petroleum Refining | Existing | Interior Lighting | High-Bay Lighting | 0.002741 | 0.00269 | 0.0024462 | 0.002404 | 0.0023625 | 0.0023218 | 0.0022818 | 0.0022424 | 0.0022013 | 0.0021633 | 0.002126 | 0.0020894 | 0.002046 | 0.002004 | 0.0019593 | 0.0019218 | 0.0018754 | 0.0018396 | 0.0018051 | 0.0017718 | 0.0017371 | 0.0017022
ID | Industrial | Petroleum Refining | Existing | Interior Lighting | Linear Lighting | 0.0014805 | 0.0014519 | 0.0013191 | 0.0012949 | 0.0012698 | 0.0012449 | 0.0012204 | 0.0011961 | 0.0011709 | 0.0011465 | 0.0011225 | 0.0010988 | 0.0010718 | 0.0010463 | 0.0010197 | 0.00099737 | 0.00097099 | 0.00094966 | 0.00092877 | 0.0009083 | 0.00088765 | 0.00086728
ID | Industrial | Petroleum Refining | Existing | Exterior Lighting | General Service Lighting | 0.00040168 | 0.00037581 | 0.00031388 | 0.00027377 | 0.00024029 | 0.0002173 | 0.00020044 | 0.00018715 | 0.00017572 | 0.0001662 | 0.00015827 | 0.0001513 | 0.0001453 | 0.00014004 | 0.00013457 | 0.00012999 | 0.00012513 | 0.00012112 | 0.00011739 | 0.00011289 | 0.00010794 | 0.0001029
ID | Industrial | Petroleum Refining | Existing | Exterior Lighting | Area Lighting | 0.00093935 | 0.00092185 | 0.0008383 | 0.00082385 | 0.00080964 | 0.00079568 | 0.00078196 | 0.00076848 | 0.00075438 | 0.00074137 | 0.00072859 | 0.00071543 | 0.00069893 | 0.0006826 | 0.00066442 | 0.00064846 | 0.00062941 | 0.00061469 | 0.00060104 | 0.00058829 | 0.00057544 | 0.00056283
ID | Industrial | Petroleum Refining | Existing | Exterior Lighting | Linear Lighting | 0.0009858 | 0.00096675 | 0.00087832 | 0.00086223 | 0.00084551 | 0.00082895 | 0.00081259 | 0.00079644 | 0.00077964 | 0.00076338 | 0.00074739 | 0.00073167 | 0.00071366 | 0.00069668 | 0.00067895 | 0.0006641 | 0.00064653 | 0.00063234 | 0.00061842 | 0.0006048 | 0.00059104 | 0.00057748
ID | Industrial | Petroleum Refining | Existing | Motors | Pumps | 0.11847 | 0.11627 | 0.10573 | 0.10391 | 0.10211 | 0.10035 | 0.098624 | 0.096924 | 0.095145 | 0.093504 | 0.091892 | 0.090308 | 0.088432 | 0.086673 | 0.084862 | 0.083399 | 0.081581 | 0.080175 | 0.078792 | 0.077434 | 0.07599 | 0.07452
ID | Industrial | Petroleum Refining | Existing | Motors | Fans & Blowers | 0.022042 | 0.021631 | 0.019671 | 0.019331 | 0.018998 | 0.018671 | 0.018349 | 0.018032 | 0.017701 | 0.017396 | 0.017096 | 0.016801 | 0.016452 | 0.016125 | 0.015788 | 0.015516 | 0.015178 | 0.014916 | 0.014659 | 0.014406 | 0.014138 | 0.013864
ID | Industrial | Petroleum Refining | Existing | Motors | Compressed Air | 0.035818 | 0.03515 | 0.031965 | 0.031414 | 0.030872 | 0.03034 | 0.029817 | 0.029302 | 0.028765 | 0.028269 | 0.027781 | 0.027302 | 0.026735 | 0.026203 | 0.025656 | 0.025214 | 0.024664 | 0.024239 | 0.023821 | 0.02341 | 0.022974 | 0.022529
ID | Industrial | Petroleum Refining | Existing | Motors | Material Handling | 0.033062 | 0.032447 | 0.029506 | 0.028997 | 0.028497 | 0.028006 | 0.027523 | 0.027048 | 0.026552 | 0.026094 | 0.025644 | 0.025202 | 0.024679 | 0.024188 | 0.023682 | 0.023274 | 0.022767 | 0.022374 | 0.021989 | 0.021609 | 0.021206 | 0.020796
ID | Industrial | Petroleum Refining | Existing | Motors | Other Motors | 0.013776 | 0.013519 | 0.012294 | 0.012082 | 0.011874 | 0.011669 | 0.011468 | 0.01127 | 0.011063 | 0.010873 | 0.010685 | 0.010501 | 0.010283 | 0.010078 | 0.0098677 | 0.0096975 | 0.0094862 | 0.0093226 | 0.0091619 | 0.0090039 | 0.008836 | 0.0086651
ID | Industrial | Petroleum Refining | Existing | Process | Process Heating | 0.0093535 | 0.0091793 | 0.0083474 | 0.0082034 | 0.008062 | 0.007923 | 0.0077864 | 0.0076521 | 0.0075117 | 0.0073822 | 0.0072549 | 0.0071298 | 0.0069817 | 0.0068428 | 0.0066999 | 0.0065844 | 0.0064409 | 0.0063298 | 0.0062207 | 0.0061134 | 0.0059994 | 0.0058834
ID | Industrial | Petroleum Refining | Existing | Process | Process Cooling | 0.0058638 | 0.0057546 | 0.005233 | 0.0051428 | 0.0050541 | 0.004967 | 0.0048814 | 0.0047972 | 0.0047091 | 0.0046279 | 0.0045482 | 0.0044697 | 0.0043769 | 0.0042898 | 0.0042002 | 0.0041278 | 0.0040378 | 0.0039682 | 0.0038998 | 0.0038326 | 0.0037611 | 0.0036883
ID | Industrial | Petroleum Refining | Existing | Process | Process Refrigeration | 0.0058638 | 0.0057546 | 0.005233 | 0.0051428 | 0.0050541 | 0.004967 | 0.0048814 | 0.0047972 | 0.0047091 | 0.0046279 | 0.0045482 | 0.0044697 | 0.0043769 | 0.0042898 | 0.0042002 | 0.0041278 | 0.0040378 | 0.0039682 | 0.0038998 | 0.0038326 | 0.0037611 | 0.0036883
ID | Industrial | Petroleum Refining | Existing | Process | Process Electrochemical | 0.0040302 | 0.0039551 | 0.0035967 | 0.0035347 | 0.0034737 | 0.0034138 | 0.003355 | 0.0032971 | 0.0032366 | 0.0031808 | 0.003126 | 0.0030721 | 0.0030083 | 0.0029484 | 0.0028868 | 0.002837 | 0.0027752 | 0.0027274 | 0.0026803 | 0.0026341 | 0.002585 | 0.002535
ID | Industrial | Petroleum Refining | Existing | Process | Process Other | 0.0019784 | 0.0019415 | 0.0017656 | 0.0017351 | 0.0017052 | 0.0016758 | 0.0016469 | 0.0016185 | 0.0015888 | 0.0015614 | 0.0015345 | 0.0015081 | 0.0014767 | 0.0014473 | 0.0014171 | 0.0013927 | 0.0013623 | 0.0013388 | 0.0013158 | 0.0012931 | 0.001269 | 0.0012444
ID | Industrial | Petroleum Refining | Existing | Miscellaneous | Miscellaneous | 0.0082236 | 0.0080704 | 0.007339 | 0.0072124 | 0.0070881 | 0.0069659 | 0.0068458 | 0.0067277 | 0.0066043 | 0.0064904 | 0.0063785 | 0.0062685 | 0.0061383 | 0.0060162 | 0.0058905 | 0.0057889 | 0.0056628 | 0.0055652 | 0.0054692 | 0.0053749 | 0.0052747 | 0.0051726
ID | Industrial | Petroleum Refining | New | Cooling | Air-Cooled Chiller | 0 | 3.9376e-08 | 7.8018e-08 | 1.489e-07 | 2.0482e-07 | 2.5857e-07 | 3.0475e-07 | 3.5171e-07 | 3.8753e-07 | 4.2829e-07 | 4.714e-07 | 5.1889e-07 | 5.5451e-07 | 5.8991e-07 | 6.2513e-07 | 6.6551e-07 | 7.0294e-07 | 7.4157e-07 | 7.8081e-07 | 8.2818e-07 | 8.6596e-07 | 9.0377e-07
ID | Industrial | Petroleum Refining | New | Cooling | Water-Cooled Chiller | 0 | 0 | 0 | 0 | 0 | 0 | 0 | 0 | 0 | 0 | 0 | 0 | 0 | 0 | 0 | 0 | 0 | 0 | 0 | 0 | 0 | 0
ID | Industrial | Petroleum Refining | New | Cooling | RTU | 0 | 4.2729e-05 | 7.9279e-05 | 0.00014632 | 0.00019922 | 0.0002501 | 0.00029382 | 0.00033827 | 0.0003722 | 0.0004108 | 0.00045161 | 0.00049657 | 0.0005303 | 0.00056318 | 0.00059595 | 0.00063366 | 0.00066864 | 0.0007048 | 0.00074156 | 0.00078606 | 0.00082151 | 0.00085703
ID | Industrial | Petroleum Refining | New | Cooling | Air-Source Heat Pump | 0 | 4.6506e-06 | 8.7939e-06 | 1.6394e-05 | 2.239e-05 | 2.8156e-05 | 3.3111e-05 | 3.8148e-05 | 4.1993e-05 | 4.6367e-05 | 5.0992e-05 | 5.6087e-05 | 5.9867e-05 | 6.3628e-05 | 6.7373e-05 | 7.1673e-05 | 7.5661e-05 | 7.978e-05 | 8.3965e-05 | 8.9023e-05 | 9.3055e-05 | 9.7093e-05
ID | Industrial | Petroleum Refining | New | Cooling | Geothermal Heat Pump | 0 | 0 | 0 | 0 | 0 | 0 | 0 | 0 | 0 | 0 | 0 | 0 | 0 | 0 | 0 | 0 | 0 | 0 | 0 | 0 | 0 | 0
ID | Industrial | Petroleum Refining | New | Space Heating | Electric Furnace | 0 | 8.0187e-06 | 1.5888e-05 | 3.047e-05 | 4.1711e-05 | 5.2026e-05 | 6.0587e-05 | 6.9423e-05 | 7.5224e-05 | 8.2153e-05 | 8.9356e-05 | 9.7667e-05 | 0.00010265 | 0.00010793 | 0.00011304 | 0.00011914 | 0.00012343 | 0.00012833 | 0.00013317 | 0.0001399 | 0.00014351 | 0.00014766
ID | Industrial | Petroleum Refining | New | Space Heating | Electric Room Heat | 0 | 1.1903e-06 | 2.3585e-06 | 4.5231e-06 | 6.1917e-06 | 7.723e-06 | 8.9938e-06 | 1.0305e-05 | 1.1167e-05 | 1.2195e-05 | 1.3264e-05 | 1.4498e-05 | 1.5238e-05 | 1.6022e-05 | 1.678e-05 | 1.7686e-05 | 1.8322e-05 | 1.9049e-05 | 1.9769e-05 | 2.0767e-05 | 2.1304e-05 | 2.192e-05
ID | Industrial | Petroleum Refining | New | Space Heating | Air-Source Heat Pump | 0 | 2.2711e-06 | 4.4344e-06 | 8.4433e-06 | 1.1533e-05 | 1.4369e-05 | 1.6722e-05 | 1.9151e-05 | 2.0745e-05 | 2.2649e-05 | 2.4629e-05 | 2.6914e-05 | 2.8278e-05 | 2.9723e-05 | 3.1123e-05 | 3.2796e-05 | 3.3969e-05 | 3.5313e-05 | 3.6642e-05 | 3.8487e-05 | 3.9479e-05 | 4.0617e-05
ID | Industrial | Petroleum Refining | New | Space Heating | Geothermal Heat Pump | 0 | 0 | 0 | 0 | 0 | 0 | 0 | 0 | 0 | 0 | 0 | 0 | 0 | 0 | 0 | 0 | 0 | 0 | 0 | 0 | 0 | 0
ID | Industrial | Petroleum Refining | New | Ventilation | Ventilation | 0 | 9.2196e-05 | 0.00018267 | 0.00034864 | 0.00048019 | 0.00059185 | 0.00068577 | 0.0007799 | 0.00084935 | 0.00092831 | 0.001011 | 0.0011014 | 0.0011663 | 0.0012299 | 0.0012923 | 0.0013594 | 0.0014194 | 0.0014798 | 0.0015396 | 0.0016125 | 0.001665 | 0.0017169
ID | Industrial | Petroleum Refining | New | Interior Lighting | General Service Lighting | 0 | 4.516e-06 | 8.9479e-06 | 1.7077e-05 | 2.226e-05 | 2.7059e-05 | 3.0936e-05 | 3.4719e-05 | 3.724e-05 | 3.9786e-05 | 4.2525e-05 | 4.55e-05 | 4.762e-05 | 4.969e-05 | 5.1412e-05 | 5.3286e-05 | 5.4882e-05 | 5.6513e-05 | 5.8172e-05 | 6.0103e-05 | 6.1386e-05 | 6.2459e-05
ID | Industrial | Petroleum Refining | New | Interior Lighting | High-Bay Lighting | 0 | 4.7014e-05 | 9.3152e-05 | 0.00017778 | 0.00024398 | 0.00030528 | 0.00035683 | 0.00040851 | 0.00044664 | 0.00048962 | 0.00053461 | 0.00058385 | 0.00061913 | 0.00065363 | 0.00068715 | 0.00072325 | 0.00075543 | 0.0007882 | 0.00082092 | 0.00086139 | 0.00089124 | 0.00092054
ID | Industrial | Petroleum Refining | New | Interior Lighting | Linear Lighting | 0 | 2.4621e-05 | 4.8784e-05 | 9.3105e-05 | 0.00012708 | 0.00015854 | 0.000185 | 0.00021152 | 0.00023108 | 0.00025284 | 0.00027561 | 0.00030053 | 0.00031842 | 0.00033594 | 0.00035288 | 0.00037112 | 0.00038742 | 0.00040402 | 0.0004206 | 0.00044106 | 0.00045589 | 0.00047022
ID | Industrial | Petroleum Refining | New | Exterior Lighting | General Service Lighting | 0 | 4.0177e-06 | 7.9605e-06 | 1.5193e-05 | 1.9804e-05 | 2.4074e-05 | 2.7523e-05 | 3.0888e-05 | 3.3131e-05 | 3.5396e-05 | 3.7833e-05 | 4.048e-05 | 4.2366e-05 | 4.4207e-05 | 4.5739e-05 | 4.7406e-05 | 4.8826e-05 | 5.0277e-05 | 5.1753e-05 | 5.3471e-05 | 5.4613e-05 | 5.5567e-05
ID | Industrial | Petroleum Refining | New | Exterior Lighting | Area Lighting | 0 | 1.6196e-05 | 3.209e-05 | 6.1244e-05 | 8.3592e-05 | 0.00010429 | 0.0001217 | 0.00013914 | 0.00015202 | 0.00016634 | 0.00018133 | 0.00019774 | 0.00020945 | 0.00022086 | 0.0002317 | 0.00024336 | 0.00025371 | 0.00026425 | 0.00027475 | 0.00028781 | 0.00029738 | 0.00030678
ID | Industrial | Petroleum Refining | New | Exterior Lighting | Linear Lighting | 0 | 1.6394e-05 | 3.2483e-05 | 6.1994e-05 | 8.4614e-05 | 0.00010556 | 0.00012318 | 0.00014084 | 0.00015387 | 0.00016835 | 0.00018352 | 0.00020011 | 0.00021202 | 0.00022369 | 0.00023496 | 0.00024711 | 0.00025796 | 0.00026902 | 0.00028005 | 0.00029368 | 0.00030356 | 0.0003131
ID | Industrial | Petroleum Refining | New | Motors | Pumps | 0 | 0.0020427 | 0.0040473 | 0.0077243 | 0.010625 | 0.013312 | 0.015571 | 0.017836 | 0.019507 | 0.021401 | 0.023382 | 0.025552 | 0.027109 | 0.028633 | 0.030128 | 0.031738 | 0.033175 | 0.03464 | 0.036103 | 0.037908 | 0.039243 | 0.040553
ID | Industrial | Petroleum Refining | New | Motors | Fans & Blowers | 0 | 0.00038003 | 0.00075298 | 0.0014371 | 0.0019768 | 0.0024766 | 0.002897 | 0.0033184 | 0.0036293 | 0.0039815 | 0.0043502 | 0.0047538 | 0.0050435 | 0.0053271 | 0.0056051 | 0.0059047 | 0.0061722 | 0.0064446 | 0.0067168 | 0.0070526 | 0.007301 | 0.0075448
ID | Industrial | Petroleum Refining | New | Motors | Compressed Air | 0 | 0.00061755 | 0.0012236 | 0.0023352 | 0.0032123 | 0.0040245 | 0.0047076 | 0.0053923 | 0.0058975 | 0.00647 | 0.0070691 | 0.0077249 | 0.0081956 | 0.0086566 | 0.0091083 | 0.0095951 | 0.01003 | 0.010473 | 0.010915 | 0.011461 | 0.011864 | 0.01226
ID | Industrial | Petroleum Refining | New | Motors | Material Handling | 0 | 0.00057004 | 0.0011295 | 0.0021556 | 0.0029652 | 0.0037149 | 0.0043455 | 0.0049775 | 0.0054439 | 0.0059723 | 0.0065253 | 0.0071307 | 0.0075652 | 0.0079907 | 0.0084077 | 0.008857 | 0.0092583 | 0.009667 | 0.010075 | 0.010579 | 0.010952 | 0.011317
ID | Industrial | Petroleum Refining | New | Motors | Other Motors | 0 | 0.00023752 | 0.00047061 | 0.00089817 | 0.0012355 | 0.0015479 | 0.0018106 | 0.002074 | 0.0022683 | 0.0024884 | 0.0027189 | 0.0029711 | 0.0031522 | 0.0033294 | 0.0035032 | 0.0036904 | 0.0038576 | 0.0040279 | 0.004198 | 0.0044079 | 0.0045631 | 0.0047155
ID | Industrial | Petroleum Refining | New | Process | Process Heating | 0 | 0.00016127 | 0.00031953 | 0.00060983 | 0.00083887 | 0.001051 | 0.0012294 | 0.0014082 | 0.0015401 | 0.0016896 | 0.0018461 | 0.0020173 | 0.0021402 | 0.0022606 | 0.0023786 | 0.0025057 | 0.0026192 | 0.0027348 | 0.0028503 | 0.0029928 | 0.0030982 | 0.0032017
ID | Industrial | Petroleum Refining | New | Process | Process Cooling | 0 | 0.0001011 | 0.00020032 | 0.00038231 | 0.0005259 | 0.00065887 | 0.0007707 | 0.00088279 | 0.0009655 | 0.0010592 | 0.0011573 | 0.0012647 | 0.0013417 | 0.0014172 | 0.0014912 | 0.0015708 | 0.001642 | 0.0017145 | 0.0017869 | 0.0018762 | 0.0019423 | 0.0020072
ID | Industrial | Petroleum Refining | New | Process | Process Refrigeration | 0 | 0.0001011 | 0.00020032 | 0.00038231 | 0.0005259 | 0.00065887 | 0.0007707 | 0.00088279 | 0.0009655 | 0.0010592 | 0.0011573 | 0.0012647 | 0.0013417 | 0.0014172 | 0.0014912 | 0.0015708 | 0.001642 | 0.0017145 | 0.0017869 | 0.0018762 | 0.0019423 | 0.0020072
ID | Industrial | Petroleum Refining | New | Process | Process Electrochemical | 0 | 6.9487e-05 | 0.00013768 | 0.00026276 | 0.00036145 | 0.00045284 | 0.00052971 | 0.00060675 | 0.00066359 | 0.000728 | 0.00079542 | 0.00086921 | 0.00092218 | 0.00097404 | 0.0010249 | 0.0010796 | 0.0011286 | 0.0011784 | 0.0012281 | 0.0012895 | 0.001335 | 0.0013795
ID | Industrial | Petroleum Refining | New | Process | Process Other | 0 | 3.411e-05 | 6.7585e-05 | 0.00012899 | 0.00017743 | 0.0002223 | 0.00026003 | 0.00029785 | 0.00032575 | 0.00035737 | 0.00039046 | 0.00042669 | 0.00045269 | 0.00047815 | 0.0005031 | 0.00052999 | 0.000554 | 0.00057845 | 0.00060288 | 0.00063303 | 0.00065532 | 0.0006772
ID | Industrial | Petroleum Refining | New | Miscellaneous | Miscellaneous | 0 | 0.00014179 | 0.00028093 | 0.00053616 | 0.00073753 | 0.00092402 | 0.0010809 | 0.0012381 | 0.0013541 | 0.0014855 | 0.001623 | 0.0017736 | 0.0018817 | 0.0019875 | 0.0020912 | 0.002203 | 0.0023028 | 0.0024045 | 0.002506 | 0.0026313 | 0.002724 | 0.0028149
ID | Industrial | Stone Clay Glass Products | Existing | Cooling | Air-Cooled Chiller | 0.00016721 | 0.00016408 | 0.00014919 | 0.00014659 | 0.00014404 | 0.00014262 | 0.0001412 | 0.00013979 | 0.00013822 | 0.00013683 | 0.00013544 | 0.00013406 | 0.00013221 | 0.00013049 | 0.00012866 | 0.00012777 | 0.00012628 | 0.00012538 | 0.00012447 | 0.00012356 | 0.00012246 | 0.00012128
ID | Industrial | Stone Clay Glass Products | Existing | Cooling | Water-Cooled Chiller | 0 | 0 | 0 | 0 | 0 | 0 | 0 | 0 | 0 | 0 | 0 | 0 | 0 | 0 | 0 | 0 | 0 | 0 | 0 | 0 | 0 | 0
ID | Industrial | Stone Clay Glass Products | Existing | Cooling | RTU | 0.18087 | 0.1775 | 0.16071 | 0.15718 | 0.15366 | 0.1513 | 0.14891 | 0.14651 | 0.14392 | 0.1415 | 0.13906 | 0.13663 | 0.13373 | 0.13104 | 0.12837 | 0.12674 | 0.12461 | 0.12315 | 0.12175 | 0.12041 | 0.11895 | 0.11746
ID | Industrial | Stone Clay Glass Products | Existing | Cooling | Air-Source Heat Pump | 0.020998 | 0.02054 | 0.01856 | 0.018116 | 0.017677 | 0.017375 | 0.017074 | 0.016775 | 0.016461 | 0.01617 | 0.015884 | 0.015603 | 0.015277 | 0.01498 | 0.014682 | 0.0145 | 0.014259 | 0.014092 | 0.013932 | 0.013777 | 0.013607 | 0.013433
ID | Industrial | Stone Clay Glass Products | Existing | Cooling | Geothermal Heat Pump | 0 | 0 | 0 | 0 | 0 | 0 | 0 | 0 | 0 | 0 | 0 | 0 | 0 | 0 | 0 | 0 | 0 | 0 | 0 | 0 | 0 | 0
ID | Industrial | Stone Clay Glass Products | Existing | Space Heating | Electric Furnace | 0.033942 | 0.03331 | 0.030291 | 0.029914 | 0.029256 | 0.028624 | 0.028006 | 0.027532 | 0.026777 | 0.026196 | 0.025628 | 0.025192 | 0.024439 | 0.023843 | 0.023238 | 0.022849 | 0.022151 | 0.021676 | 0.021212 | 0.020855 | 0.020281 | 0.019803
ID | Industrial | Stone Clay Glass Products | Existing | Space Heating | Electric Room Heat | 0.0050386 | 0.0049447 | 0.0044965 | 0.0044405 | 0.0043428 | 0.0042491 | 0.0041573 | 0.004087 | 0.0039748 | 0.0038887 | 0.0038044 | 0.0037397 | 0.0036279 | 0.0035394 | 0.0034495 | 0.0033918 | 0.0032882 | 0.0032177 | 0.0031487 | 0.0030959 | 0.0030107 | 0.0029397
ID | Industrial | Stone Clay Glass Products | Existing | Space Heating | Air-Source Heat Pump | 0.0096136 | 0.0094345 | 0.0085709 | 0.008455 | 0.0082594 | 0.0080712 | 0.0078865 | 0.0077427 | 0.0075194 | 0.0073456 | 0.0071754 | 0.0070423 | 0.0068215 | 0.006646 | 0.0064691 | 0.0063537 | 0.0061531 | 0.0060156 | 0.0058816 | 0.0057783 | 0.0056153 | 0.0054793
ID | Industrial | Stone Clay Glass Products | Existing | Space Heating | Geothermal Heat Pump | 0 | 0 | 0 | 0 | 0 | 0 | 0 | 0 | 0 | 0 | 0 | 0 | 0 | 0 | 0 | 0 | 0 | 0 | 0 | 0 | 0 | 0
ID | Industrial | Stone Clay Glass Products | Existing | Ventilation | Ventilation | 0.51715 | 0.50201 | 0.45115 | 0.43786 | 0.42478 | 0.41106 | 0.39764 | 0.38457 | 0.37147 | 0.35929 | 0.34758 | 0.33636 | 0.32449 | 0.31351 | 0.30281 | 0.29382 | 0.28405 | 0.2761 | 0.26857 | 0.2614 | 0.25421 | 0.24723
ID | Industrial | Stone Clay Glass Products | Existing | Interior Lighting | General Service Lighting | 0.037841 | 0.036073 | 0.031434 | 0.029249 | 0.026425 | 0.023486 | 0.021206 | 0.019401 | 0.017918 | 0.016669 | 0.015651 | 0.0148 | 0.014061 | 0.013435 | 0.012825 | 0.012324 | 0.011814 | 0.011401 | 0.011026 | 0.010626 | 0.010221 | 0.0098237
ID | Industrial | Stone Clay Glass Products | Existing | Interior Lighting | High-Bay Lighting | 0.22973 | 0.22545 | 0.20501 | 0.20148 | 0.198 | 0.19459 | 0.19124 | 0.18794 | 0.18449 | 0.18131 | 0.17818 | 0.17511 | 0.17147 | 0.16796 | 0.16421 | 0.16106 | 0.15718 | 0.15418 | 0.15129 | 0.1485 | 0.14559 | 0.14266
ID | Industrial | Stone Clay Glass Products | Existing | Interior Lighting | Linear Lighting | 0.12408 | 0.12168 | 0.11055 | 0.10853 | 0.10642 | 0.10434 | 0.10228 | 0.10025 | 0.098133 | 0.096086 | 0.094073 | 0.092095 | 0.089828 | 0.08769 | 0.085458 | 0.083589 | 0.081378 | 0.079591 | 0.07784 | 0.076125 | 0.074394 | 0.072687
ID | Industrial | Stone Clay Glass Products | Existing | Exterior Lighting | General Service Lighting | 0.033665 | 0.031497 | 0.026306 | 0.022944 | 0.020138 | 0.018212 | 0.016799 | 0.015685 | 0.014727 | 0.013929 | 0.013265 | 0.012681 | 0.012178 | 0.011737 | 0.011278 | 0.010895 | 0.010487 | 0.010151 | 0.0098383 | 0.0094617 | 0.0090468 | 0.0086242
ID | Industrial | Stone Clay Glass Products | Existing | Exterior Lighting | Area Lighting | 0.078727 | 0.07726 | 0.070258 | 0.069047 | 0.067856 | 0.066686 | 0.065536 | 0.064406 | 0.063224 | 0.062134 | 0.061063 | 0.05996 | 0.058578 | 0.057209 | 0.055685 | 0.054348 | 0.052751 | 0.051517 | 0.050374 | 0.049305 | 0.048228 | 0.047171
ID | Industrial | Stone Clay Glass Products | Existing | Exterior Lighting | Linear Lighting | 0.08262 | 0.081023 | 0.073612 | 0.072264 | 0.070862 | 0.069475 | 0.068103 | 0.066749 | 0.065342 | 0.063979 | 0.062639 | 0.061321 | 0.059812 | 0.058389 | 0.056903 | 0.055658 | 0.054186 | 0.052996 | 0.05183 | 0.050688 | 0.049535 | 0.048399
ID | Industrial | Stone Clay Glass Products | Existing | Motors | Pumps | 0 | 0 | 0 | 0 | 0 | 0 | 0 | 0 | 0 | 0 | 0 | 0 | 0 | 0 | 0 | 0 | 0 | 0 | 0 | 0 | 0 | 0
ID | Industrial | Stone Clay Glass Products | Existing | Motors | Fans & Blowers | 0 | 0 | 0 | 0 | 0 | 0 | 0 | 0 | 0 | 0 | 0 | 0 | 0 | 0 | 0 | 0 | 0 | 0 | 0 | 0 | 0 | 0
ID | Industrial | Stone Clay Glass Products | Existing | Motors | Compressed Air | 0 | 0 | 0 | 0 | 0 | 0 | 0 | 0 | 0 | 0 | 0 | 0 | 0 | 0 | 0 | 0 | 0 | 0 | 0 | 0 | 0 | 0
ID | Industrial | Stone Clay Glass Products | Existing | Motors | Material Handling | 6.3058 | 6.1884 | 5.6275 | 5.5305 | 5.4351 | 5.3414 | 5.2493 | 5.1588 | 5.0641 | 4.9768 | 4.891 | 4.8067 | 4.7068 | 4.6132 | 4.5168 | 4.4389 | 4.3422 | 4.2673 | 4.1938 | 4.1215 | 4.0446 | 3.9664
ID | Industrial | Stone Clay Glass Products | Existing | Motors | Other Motors | 0 | 0 | 0 | 0 | 0 | 0 | 0 | 0 | 0 | 0 | 0 | 0 | 0 | 0 | 0 | 0 | 0 | 0 | 0 | 0 | 0 | 0
ID | Industrial | Stone Clay Glass Products | Existing | Process | Process Heating | 2.9961 | 2.9403 | 2.6738 | 2.6277 | 2.5824 | 2.5379 | 2.4941 | 2.4511 | 2.4061 | 2.3646 | 2.3239 | 2.2838 | 2.2364 | 2.1919 | 2.1461 | 2.1091 | 2.0631 | 2.0275 | 1.9926 | 1.9582 | 1.9217 | 1.8845
ID | Industrial | Stone Clay Glass Products | Existing | Process | Process Cooling | 0.24931 | 0.24467 | 0.22249 | 0.21866 | 0.21489 | 0.21118 | 0.20754 | 0.20396 | 0.20022 | 0.19677 | 0.19338 | 0.19004 | 0.18609 | 0.18239 | 0.17858 | 0.1755 | 0.17168 | 0.16872 | 0.16581 | 0.16295 | 0.15991 | 0.15682
ID | Industrial | Stone Clay Glass Products | Existing | Process | Process Refrigeration | 0.21175 | 0.20781 | 0.18897 | 0.18571 | 0.18251 | 0.17936 | 0.17627 | 0.17323 | 0.17005 | 0.16712 | 0.16424 | 0.16141 | 0.15806 | 0.15491 | 0.15167 | 0.14906 | 0.14581 | 0.1433 | 0.14083 | 0.1384 | 0.13582 | 0.13319
ID | Industrial | Stone Clay Glass Products | Existing | Process | Process Electrochemical | 0.21021 | 0.20629 | 0.18759 | 0.18436 | 0.18118 | 0.17806 | 0.17499 | 0.17197 | 0.16881 | 0.1659 | 0.16304 | 0.16023 | 0.1569 | 0.15378 | 0.15057 | 0.14797 | 0.14475 | 0.14225 | 0.1398 | 0.13739 | 0.13483 | 0.13222
ID | Industrial | Stone Clay Glass Products | Existing | Process | Process Other | 0.25582 | 0.25105 | 0.2283 | 0.22436 | 0.22049 | 0.21669 | 0.21296 | 0.20928 | 0.20544 | 0.2019 | 0.19842 | 0.195 | 0.19095 | 0.18715 | 0.18324 | 0.18008 | 0.17616 | 0.17312 | 0.17013 | 0.1672 | 0.16408 | 0.16091
ID | Industrial | Stone Clay Glass Products | Existing | Miscellaneous | Miscellaneous | 0.92345 | 0.90625 | 0.82411 | 0.8099 | 0.79594 | 0.78222 | 0.76873 | 0.75548 | 0.74161 | 0.72882 | 0.71626 | 0.70391 | 0.68929 | 0.67557 | 0.66146 | 0.65006 | 0.63589 | 0.62493 | 0.61415 | 0.60356 | 0.59231 | 0.58085
ID | Industrial | Stone Clay Glass Products | New | Cooling | Air-Cooled Chiller | 0 | 2.8737e-06 | 5.6939e-06 | 1.0867e-05 | 1.4948e-05 | 1.8871e-05 | 2.2241e-05 | 2.5668e-05 | 2.8283e-05 | 3.1258e-05 | 3.4404e-05 | 3.787e-05 | 4.0469e-05 | 4.3053e-05 | 4.5623e-05 | 4.857e-05 | 5.1302e-05 | 5.4121e-05 | 5.6985e-05 | 6.0442e-05 | 6.3199e-05 | 6.5959e-05
ID | Industrial | Stone Clay Glass Products | New | Cooling | Water-Cooled Chiller | 0 | 0 | 0 | 0 | 0 | 0 | 0 | 0 | 0 | 0 | 0 | 0 | 0 | 0 | 0 | 0 | 0 | 0 | 0 | 0 | 0 | 0
ID | Industrial | Stone Clay Glass Products | New | Cooling | RTU | 0 | 0.0031184 | 0.0057859 | 0.010679 | 0.014539 | 0.018252 | 0.021444 | 0.024688 | 0.027164 | 0.029981 | 0.032959 | 0.036241 | 0.038702 | 0.041102 | 0.043493 | 0.046245 | 0.048798 | 0.051437 | 0.05412 | 0.057368 | 0.059955 | 0.062547
ID | Industrial | Stone Clay Glass Products | New | Cooling | Air-Source Heat Pump | 0 | 0.00033941 | 0.00064179 | 0.0011964 | 0.001634 | 0.0020549 | 0.0024165 | 0.0027841 | 0.0030647 | 0.0033839 | 0.0037215 | 0.0040933 | 0.0043692 | 0.0046437 | 0.004917 | 0.0052308 | 0.0055219 | 0.0058224 | 0.0061279 | 0.006497 | 0.0067913 | 0.007086
ID | Industrial | Stone Clay Glass Products | New | Cooling | Geothermal Heat Pump | 0 | 0 | 0 | 0 | 0 | 0 | 0 | 0 | 0 | 0 | 0 | 0 | 0 | 0 | 0 | 0 | 0 | 0 | 0 | 0 | 0 | 0
ID | Industrial | Stone Clay Glass Products | New | Space Heating | Electric Furnace | 0 | 0.00058521 | 0.0011595 | 0.0022237 | 0.0030441 | 0.0037969 | 0.0044217 | 0.0050666 | 0.0054899 | 0.0059957 | 0.0065213 | 0.0071279 | 0.0074918 | 0.0078769 | 0.0082499 | 0.0086953 | 0.0090078 | 0.0093654 | 0.0097191 | 0.01021 | 0.010474 | 0.010777
ID | Industrial | Stone Clay Glass Products | New | Space Heating | Electric Room Heat | 0 | 8.6872e-05 | 0.00017213 | 0.0003301 | 0.00045188 | 0.00056364 | 0.00065638 | 0.00075211 | 0.00081495 | 0.00089003 | 0.00096805 | 0.0010581 | 0.0011121 | 0.0011693 | 0.0012246 | 0.0012908 | 0.0013372 | 0.0013902 | 0.0014428 | 0.0015156 | 0.0015548 | 0.0015997
ID | Industrial | Stone Clay Glass Products | New | Space Heating | Air-Source Heat Pump | 0 | 0.00016575 | 0.00032363 | 0.00061621 | 0.00084171 | 0.0010486 | 0.0012204 | 0.0013977 | 0.001514 | 0.001653 | 0.0017975 | 0.0019642 | 0.0020638 | 0.0021693 | 0.0022714 | 0.0023935 | 0.0024791 | 0.0025772 | 0.0026742 | 0.0028088 | 0.0028812 | 0.0029643
ID | Industrial | Stone Clay Glass Products | New | Space Heating | Geothermal Heat Pump | 0 | 0 | 0 | 0 | 0 | 0 | 0 | 0 | 0 | 0 | 0 | 0 | 0 | 0 | 0 | 0 | 0 | 0 | 0 | 0 | 0 | 0
ID | Industrial | Stone Clay Glass Products | New | Ventilation | Ventilation | 0 | 0.0067286 | 0.013332 | 0.025444 | 0.035045 | 0.043194 | 0.050048 | 0.056918 | 0.061987 | 0.067749 | 0.073781 | 0.080383 | 0.085122 | 0.089762 | 0.094311 | 0.09921 | 0.10359 | 0.108 | 0.11236 | 0.11768 | 0.12152 | 0.1253
ID | Industrial | Stone Clay Glass Products | New | Interior Lighting | General Service Lighting | 0 | 0.00037849 | 0.00074992 | 0.0014312 | 0.0018656 | 0.0022679 | 0.0025928 | 0.0029098 | 0.0031211 | 0.0033344 | 0.003564 | 0.0038134 | 0.0039911 | 0.0041645 | 0.0043088 | 0.0044659 | 0.0045996 | 0.0047363 | 0.0048754 | 0.0050372 | 0.0051448 | 0.0052347
ID | Industrial | Stone Clay Glass Products | New | Interior Lighting | High-Bay Lighting | 0 | 0.0039402 | 0.007807 | 0.0149 | 0.020448 | 0.025585 | 0.029906 | 0.034237 | 0.037433 | 0.041035 | 0.044805 | 0.048932 | 0.051889 | 0.054781 | 0.05759 | 0.060615 | 0.063313 | 0.066059 | 0.068802 | 0.072193 | 0.074695 | 0.077151
ID | Industrial | Stone Clay Glass Products | New | Interior Lighting | Linear Lighting | 0 | 0.0020635 | 0.0040886 | 0.0078031 | 0.01065 | 0.013287 | 0.015505 | 0.017727 | 0.019367 | 0.02119 | 0.023099 | 0.025188 | 0.026687 | 0.028155 | 0.029575 | 0.031104 | 0.03247 | 0.033861 | 0.03525 | 0.036965 | 0.038208 | 0.039409
ID | Industrial | Stone Clay Glass Products | New | Exterior Lighting | General Service Lighting | 0 | 0.00033672 | 0.00066717 | 0.0012733 | 0.0016597 | 0.0020176 | 0.0023067 | 0.0025887 | 0.0027767 | 0.0029665 | 0.0031708 | 0.0033926 | 0.0035507 | 0.003705 | 0.0038334 | 0.0039731 | 0.0040921 | 0.0042137 | 0.0043374 | 0.0044814 | 0.0045771 | 0.0046571
ID | Industrial | Stone Clay Glass Products | New | Exterior Lighting | Area Lighting | 0 | 0.0013574 | 0.0026894 | 0.0051328 | 0.0070059 | 0.0087404 | 0.010199 | 0.011661 | 0.01274 | 0.013941 | 0.015198 | 0.016573 | 0.017554 | 0.01851 | 0.019419 | 0.020396 | 0.021264 | 0.022146 | 0.023027 | 0.024121 | 0.024923 | 0.025711
ID | Industrial | Stone Clay Glass Products | New | Exterior Lighting | Linear Lighting | 0 | 0.001374 | 0.0027224 | 0.0051957 | 0.0070915 | 0.0088471 | 0.010324 | 0.011804 | 0.012896 | 0.01411 | 0.015381 | 0.016771 | 0.01777 | 0.018747 | 0.019692 | 0.020711 | 0.02162 | 0.022546 | 0.023471 | 0.024613 | 0.025441 | 0.026241
ID | Industrial | Stone Clay Glass Products | New | Motors | Pumps | 0 | 0 | 0 | 0 | 0 | 0 | 0 | 0 | 0 | 0 | 0 | 0 | 0 | 0 | 0 | 0 | 0 | 0 | 0 | 0 | 0 | 0
ID | Industrial | Stone Clay Glass Products | New | Motors | Fans & Blowers | 0 | 0 | 0 | 0 | 0 | 0 | 0 | 0 | 0 | 0 | 0 | 0 | 0 | 0 | 0 | 0 | 0 | 0 | 0 | 0 | 0 | 0
ID | Industrial | Stone Clay Glass Products | New | Motors | Compressed Air | 0 | 0 | 0 | 0 | 0 | 0 | 0 | 0 | 0 | 0 | 0 | 0 | 0 | 0 | 0 | 0 | 0 | 0 | 0 | 0 | 0 | 0
ID | Industrial | Stone Clay Glass Products | New | Motors | Material Handling | 0 | 0.10872 | 0.21542 | 0.41113 | 0.56554 | 0.70853 | 0.8288 | 0.94934 | 1.0383 | 1.1391 | 1.2445 | 1.36 | 1.4429 | 1.524 | 1.6036 | 1.6892 | 1.7658 | 1.8437 | 1.9216 | 2.0177 | 2.0887 | 2.1585
ID | Industrial | Stone Clay Glass Products | New | Motors | Other Motors | 0 | 0 | 0 | 0 | 0 | 0 | 0 | 0 | 0 | 0 | 0 | 0 | 0 | 0 | 0 | 0 | 0 | 0 | 0 | 0 | 0 | 0
ID | Industrial | Stone Clay Glass Products | New | Process | Process Heating | 0 | 0.051657 | 0.10235 | 0.19534 | 0.2687 | 0.33664 | 0.39379 | 0.45106 | 0.49332 | 0.5412 | 0.59132 | 0.64617 | 0.68555 | 0.72411 | 0.7619 | 0.80261 | 0.83898 | 0.87601 | 0.913 | 0.95866 | 0.99242 | 1.0256
ID | Industrial | Stone Clay Glass Products | New | Process | Process Cooling | 0 | 0.0042985 | 0.008517 | 0.016255 | 0.02236 | 0.028013 | 0.032768 | 0.037534 | 0.041051 | 0.045035 | 0.049206 | 0.05377 | 0.057047 | 0.060255 | 0.0634 | 0.066788 | 0.069814 | 0.072896 | 0.075974 | 0.079773 | 0.082582 | 0.085339
ID | Industrial | Stone Clay Glass Products | New | Process | Process Refrigeration | 0 | 0.0036509 | 0.0072337 | 0.013806 | 0.018991 | 0.023793 | 0.027831 | 0.031879 | 0.034866 | 0.03825 | 0.041792 | 0.045669 | 0.048452 | 0.051177 | 0.053848 | 0.056725 | 0.059295 | 0.061912 | 0.064527 | 0.067754 | 0.07014 | 0.072481
ID | Industrial | Stone Clay Glass Products | New | Process | Process Electrochemical | 0 | 0.0036242 | 0.007181 | 0.013705 | 0.018852 | 0.023619 | 0.027628 | 0.031646 | 0.034611 | 0.037971 | 0.041487 | 0.045336 | 0.048098 | 0.050803 | 0.053455 | 0.056311 | 0.058862 | 0.061461 | 0.064056 | 0.067259 | 0.069628 | 0.071953
ID | Industrial | Stone Clay Glass Products | New | Process | Process Other | 0 | 0.0044106 | 0.0087391 | 0.016679 | 0.022943 | 0.028744 | 0.033623 | 0.038513 | 0.042121 | 0.04621 | 0.050489 | 0.055173 | 0.058535 | 0.061827 | 0.065053 | 0.06853 | 0.071635 | 0.074797 | 0.077955 | 0.081853 | 0.084736 | 0.087565
ID | Industrial | Stone Clay Glass Products | New | Miscellaneous | Miscellaneous | 0 | 0.015922 | 0.031547 | 0.060207 | 0.08282 | 0.10376 | 0.12137 | 0.13902 | 0.15205 | 0.16681 | 0.18226 | 0.19916 | 0.2113 | 0.22318 | 0.23483 | 0.24738 | 0.25859 | 0.27 | 0.2814 | 0.29548 | 0.30588 | 0.31609
ID | Industrial | Transportation Equipment Mfg | Existing | Cooling | Air-Cooled Chiller | 0.017327 | 0.017002 | 0.015459 | 0.01519 | 0.014926 | 0.014778 | 0.014631 | 0.014485 | 0.014323 | 0.014178 | 0.014034 | 0.013891 | 0.013699 | 0.013522 | 0.013332 | 0.01324 | 0.013085 | 0.012992 | 0.012898 | 0.012803 | 0.01269 | 0.012567
ID | Industrial | Transportation Equipment Mfg | Existing | Cooling | Water-Cooled Chiller | 0.018202 | 0.017863 | 0.016244 | 0.015964 | 0.015689 | 0.015536 | 0.015384 | 0.015232 | 0.015064 | 0.014914 | 0.014765 | 0.014616 | 0.014417 | 0.014232 | 0.014034 | 0.013938 | 0.013777 | 0.01368 | 0.013582 | 0.013483 | 0.013364 | 0.013236
ID | Industrial | Transportation Equipment Mfg | Existing | Cooling | RTU | 0.11813 | 0.11593 | 0.10497 | 0.10266 | 0.10036 | 0.098819 | 0.09726 | 0.095688 | 0.094 | 0.092415 | 0.090828 | 0.089241 | 0.087342 | 0.085586 | 0.08384 | 0.082775 | 0.081387 | 0.080432 | 0.079519 | 0.078645 | 0.077692 | 0.076717
ID | Industrial | Transportation Equipment Mfg | Existing | Cooling | Air-Source Heat Pump | 0.017823 | 0.017434 | 0.015753 | 0.015376 | 0.015004 | 0.014748 | 0.014492 | 0.014239 | 0.013972 | 0.013725 | 0.013482 | 0.013244 | 0.012967 | 0.012715 | 0.012462 | 0.012307 | 0.012103 | 0.011961 | 0.011825 | 0.011693 | 0.011549 | 0.011401
ID | Industrial | Transportation Equipment Mfg | Existing | Cooling | Geothermal Heat Pump | 0 | 0 | 0 | 0 | 0 | 0 | 0 | 0 | 0 | 0 | 0 | 0 | 0 | 0 | 0 | 0 | 0 | 0 | 0 | 0 | 0 | 0
ID | Industrial | Transportation Equipment Mfg | Existing | Space Heating | Electric Furnace | 0.02881 | 0.028273 | 0.025711 | 0.02539 | 0.024832 | 0.024296 | 0.023771 | 0.023369 | 0.022728 | 0.022235 | 0.021753 | 0.021383 | 0.020744 | 0.020238 | 0.019724 | 0.019394 | 0.018801 | 0.018399 | 0.018004 | 0.017702 | 0.017215 | 0.016808
ID | Industrial | Transportation Equipment Mfg | Existing | Space Heating | Electric Room Heat | 0.0042766 | 0.004197 | 0.0038166 | 0.003769 | 0.0036861 | 0.0036066 | 0.0035286 | 0.003469 | 0.0033738 | 0.0033007 | 0.0032291 | 0.0031742 | 0.0030793 | 0.0030042 | 0.0029279 | 0.0028789 | 0.002791 | 0.0027312 | 0.0026726 | 0.0026277 | 0.0025554 | 0.0024951
ID | Industrial | Transportation Equipment Mfg | Existing | Space Heating | Air-Source Heat Pump | 0.0081599 | 0.0080078 | 0.0072749 | 0.0071765 | 0.0070105 | 0.0068507 | 0.0066939 | 0.0065718 | 0.0063823 | 0.0062349 | 0.0060904 | 0.0059774 | 0.00579 | 0.005641 | 0.0054909 | 0.0053929 | 0.0052227 | 0.005106 | 0.0049922 | 0.0049045 | 0.0047662 | 0.0046507
ID | Industrial | Transportation Equipment Mfg | Existing | Space Heating | Geothermal Heat Pump | 0 | 0 | 0 | 0 | 0 | 0 | 0 | 0 | 0 | 0 | 0 | 0 | 0 | 0 | 0 | 0 | 0 | 0 | 0 | 0 | 0 | 0
ID | Industrial | Transportation Equipment Mfg | Existing | Ventilation | Ventilation | 0.43895 | 0.4261 | 0.38293 | 0.37165 | 0.36054 | 0.3489 | 0.33751 | 0.32642 | 0.3153 | 0.30496 | 0.29502 | 0.2855 | 0.27542 | 0.2661 | 0.25702 | 0.24939 | 0.2411 | 0.23435 | 0.22796 | 0.22187 | 0.21577 | 0.20984
ID | Industrial | Transportation Equipment Mfg | Existing | Interior Lighting | General Service Lighting | 0.028148 | 0.026833 | 0.023382 | 0.021757 | 0.019657 | 0.01747 | 0.015774 | 0.014431 | 0.013329 | 0.0124 | 0.011642 | 0.011009 | 0.010459 | 0.0099936 | 0.0095404 | 0.0091672 | 0.0087881 | 0.0084804 | 0.0082019 | 0.0079039 | 0.0076027 | 0.0073075
ID | Industrial | Transportation Equipment Mfg | Existing | Interior Lighting | High-Bay Lighting | 0.17088 | 0.1677 | 0.1525 | 0.14987 | 0.14729 | 0.14475 | 0.14225 | 0.1398 | 0.13723 | 0.13487 | 0.13254 | 0.13026 | 0.12755 | 0.12494 | 0.12215 | 0.11981 | 0.11692 | 0.11469 | 0.11254 | 0.11046 | 0.1083 | 0.10612
ID | Industrial | Transportation Equipment Mfg | Existing | Interior Lighting | Linear Lighting | 0.092299 | 0.090516 | 0.082236 | 0.08073 | 0.079164 | 0.077614 | 0.076082 | 0.07457 | 0.072997 | 0.071475 | 0.069977 | 0.068506 | 0.06682 | 0.06523 | 0.063569 | 0.062179 | 0.060534 | 0.059205 | 0.057902 | 0.056626 | 0.055339 | 0.054069
ID | Industrial | Transportation Equipment Mfg | Existing | Exterior Lighting | General Service Lighting | 0.025042 | 0.023429 | 0.019568 | 0.017068 | 0.01498 | 0.013547 | 0.012496 | 0.011667 | 0.010955 | 0.010361 | 0.0098674 | 0.0094327 | 0.0090585 | 0.0087306 | 0.0083895 | 0.0081041 | 0.0078009 | 0.0075511 | 0.0073184 | 0.0070382 | 0.0067295 | 0.0064152
ID | Industrial | Transportation Equipment Mfg | Existing | Exterior Lighting | Area Lighting | 0.058562 | 0.057471 | 0.052262 | 0.051361 | 0.050476 | 0.049605 | 0.04875 | 0.04791 | 0.04703 | 0.046219 | 0.045422 | 0.044602 | 0.043574 | 0.042556 | 0.041422 | 0.040427 | 0.039239 | 0.038321 | 0.037471 | 0.036676 | 0.035875 | 0.035089
ID | Industrial | Transportation Equipment Mfg | Existing | Exterior Lighting | Linear Lighting | 0.061458 | 0.06027 | 0.054757 | 0.053754 | 0.052712 | 0.05168 | 0.050659 | 0.049652 | 0.048605 | 0.047592 | 0.046595 | 0.045615 | 0.044492 | 0.043433 | 0.042328 | 0.041402 | 0.040307 | 0.039422 | 0.038555 | 0.037705 | 0.036847 | 0.036002
ID | Industrial | Transportation Equipment Mfg | Existing | Motors | Pumps | 0.2338 | 0.22945 | 0.20865 | 0.20505 | 0.20152 | 0.19804 | 0.19463 | 0.19127 | 0.18776 | 0.18453 | 0.18134 | 0.17822 | 0.17452 | 0.17104 | 0.16747 | 0.16458 | 0.161 | 0.15822 | 0.15549 | 0.15281 | 0.14996 | 0.14706
ID | Industrial | Transportation Equipment Mfg | Existing | Motors | Fans & Blowers | 0.17535 | 0.17208 | 0.15649 | 0.15379 | 0.15114 | 0.14853 | 0.14597 | 0.14345 | 0.14082 | 0.13839 | 0.13601 | 0.13366 | 0.13089 | 0.12828 | 0.1256 | 0.12344 | 0.12075 | 0.11867 | 0.11662 | 0.11461 | 0.11247 | 0.1103
ID | Industrial | Transportation Equipment Mfg | Existing | Motors | Compressed Air | 0.17535 | 0.17208 | 0.15649 | 0.15379 | 0.15114 | 0.14853 | 0.14597 | 0.14345 | 0.14082 | 0.13839 | 0.13601 | 0.13366 | 0.13089 | 0.12828 | 0.1256 | 0.12344 | 0.12075 | 0.11867 | 0.11662 | 0.11461 | 0.11247 | 0.1103
ID | Industrial | Transportation Equipment Mfg | Existing | Motors | Material Handling | 0.7014 | 0.68834 | 0.62595 | 0.61516 | 0.60455 | 0.59413 | 0.58389 | 0.57382 | 0.56329 | 0.55358 | 0.54403 | 0.53465 | 0.52355 | 0.51313 | 0.50241 | 0.49375 | 0.48299 | 0.47466 | 0.46648 | 0.45843 | 0.44988 | 0.44118
ID | Industrial | Transportation Equipment Mfg | Existing | Motors | Other Motors | 0.05845 | 0.057362 | 0.052163 | 0.051263 | 0.050379 | 0.049511 | 0.048657 | 0.047818 | 0.046941 | 0.046131 | 0.045336 | 0.044554 | 0.043629 | 0.042761 | 0.041868 | 0.041146 | 0.040249 | 0.039555 | 0.038873 | 0.038203 | 0.03749 | 0.036765
ID | Industrial | Transportation Equipment Mfg | Existing | Process | Process Heating | 0.3819 | 0.37479 | 0.34082 | 0.33494 | 0.32917 | 0.32349 | 0.31792 | 0.31243 | 0.3067 | 0.30141 | 0.29622 | 0.29111 | 0.28506 | 0.27939 | 0.27355 | 0.26884 | 0.26298 | 0.25844 | 0.25399 | 0.24961 | 0.24495 | 0.24022
ID | Industrial | Transportation Equipment Mfg | Existing | Process | Process Cooling | 0.094613 | 0.092851 | 0.084435 | 0.08298 | 0.081549 | 0.080143 | 0.078761 | 0.077403 | 0.075983 | 0.074673 | 0.073385 | 0.07212 | 0.070622 | 0.069217 | 0.067771 | 0.066602 | 0.065151 | 0.064028 | 0.062924 | 0.061839 | 0.060685 | 0.059512
ID | Industrial | Transportation Equipment Mfg | Existing | Process | Process Refrigeration | 0.080358 | 0.078861 | 0.071714 | 0.070477 | 0.069262 | 0.068068 | 0.066894 | 0.065741 | 0.064534 | 0.063422 | 0.062328 | 0.061254 | 0.059981 | 0.058788 | 0.05756 | 0.056567 | 0.055335 | 0.054381 | 0.053443 | 0.052522 | 0.051542 | 0.050545
ID | Industrial | Transportation Equipment Mfg | Existing | Process | Process Electrochemical | 0.022456 | 0.022037 | 0.02004 | 0.019695 | 0.019355 | 0.019021 | 0.018693 | 0.018371 | 0.018034 | 0.017723 | 0.017417 | 0.017117 | 0.016762 | 0.016428 | 0.016085 | 0.015808 | 0.015463 | 0.015197 | 0.014934 | 0.014677 | 0.014403 | 0.014125
ID | Industrial | Transportation Equipment Mfg | Existing | Process | Process Other | 0.17068 | 0.1675 | 0.15232 | 0.14969 | 0.14711 | 0.14458 | 0.14208 | 0.13963 | 0.13707 | 0.13471 | 0.13238 | 0.1301 | 0.1274 | 0.12487 | 0.12226 | 0.12015 | 0.11753 | 0.1155 | 0.11351 | 0.11156 | 0.10947 | 0.10736
ID | Industrial | Transportation Equipment Mfg | Existing | Miscellaneous | Miscellaneous | 0.31116 | 0.30537 | 0.27769 | 0.2729 | 0.2682 | 0.26357 | 0.25903 | 0.25456 | 0.24989 | 0.24558 | 0.24135 | 0.23719 | 0.23226 | 0.22764 | 0.22288 | 0.21904 | 0.21427 | 0.21057 | 0.20694 | 0.20337 | 0.19958 | 0.19572
ID | Industrial | Transportation Equipment Mfg | New | Cooling | Air-Cooled Chiller | 0 | 0.00029778 | 0.00059001 | 0.001126 | 0.001549 | 0.0019554 | 0.0023047 | 0.0026598 | 0.0029307 | 0.003239 | 0.003565 | 0.0039241 | 0.0041934 | 0.0044612 | 0.0047275 | 0.0050329 | 0.0053159 | 0.0056081 | 0.0059048 | 0.0062631 | 0.0065488 | 0.0068347
ID | Industrial | Transportation Equipment Mfg | New | Cooling | Water-Cooled Chiller | 0 | 0.00031383 | 0.0006218 | 0.0011867 | 0.0016324 | 0.0020608 | 0.0024289 | 0.0028031 | 0.0030886 | 0.0034135 | 0.0037571 | 0.0041356 | 0.0044194 | 0.0047016 | 0.0049823 | 0.0053041 | 0.0056024 | 0.0059103 | 0.006223 | 0.0066005 | 0.0069017 | 0.007203
ID | Industrial | Transportation Equipment Mfg | New | Cooling | RTU | 0 | 0.0020368 | 0.003779 | 0.0069747 | 0.009496 | 0.011921 | 0.014006 | 0.016124 | 0.017741 | 0.019581 | 0.021527 | 0.02367 | 0.025278 | 0.026845 | 0.028407 | 0.030204 | 0.031872 | 0.033595 | 0.035348 | 0.037469 | 0.039159 | 0.040852
ID | Industrial | Transportation Equipment Mfg | New | Cooling | Air-Source Heat Pump | 0 | 0.00028809 | 0.00054474 | 0.0010155 | 0.0013869 | 0.0017441 | 0.0020511 | 0.0023631 | 0.0026012 | 0.0028722 | 0.0031587 | 0.0034743 | 0.0037085 | 0.0039415 | 0.0041735 | 0.0044398 | 0.0046869 | 0.004942 | 0.0052012 | 0.0055146 | 0.0057644 | 0.0060144
ID | Industrial | Transportation Equipment Mfg | New | Cooling | Geothermal Heat Pump | 0 | 0 | 0 | 0 | 0 | 0 | 0 | 0 | 0 | 0 | 0 | 0 | 0 | 0 | 0 | 0 | 0 | 0 | 0 | 0 | 0 | 0
ID | Industrial | Transportation Equipment Mfg | New | Space Heating | Electric Furnace | 0 | 0.00049672 | 0.00098419 | 0.0018875 | 0.0025838 | 0.0032228 | 0.0037531 | 0.0043004 | 0.0046598 | 0.005089 | 0.0055352 | 0.00605 | 0.0063589 | 0.0066858 | 0.0070024 | 0.0073804 | 0.0076457 | 0.0079492 | 0.0082494 | 0.0086659 | 0.00889 | 0.0091471
ID | Industrial | Transportation Equipment Mfg | New | Space Heating | Electric Room Heat | 0 | 7.3735e-05 | 0.0001461 | 0.00028018 | 0.00038355 | 0.0004784 | 0.00055712 | 0.00063838 | 0.00069172 | 0.00075544 | 0.00082167 | 0.0008981 | 0.00094395 | 0.00099247 | 0.0010395 | 0.0010956 | 0.001135 | 0.00118 | 0.0012246 | 0.0012864 | 0.0013197 | 0.0013578
ID | Industrial | Transportation Equipment Mfg | New | Space Heating | Air-Source Heat Pump | 0 | 0.00014069 | 0.00027469 | 0.00052303 | 0.00071443 | 0.00089007 | 0.0010358 | 0.0011863 | 0.001285 | 0.001403 | 0.0015257 | 0.0016672 | 0.0017517 | 0.0018412 | 0.0019279 | 0.0020316 | 0.0021042 | 0.0021875 | 0.0022698 | 0.0023841 | 0.0024455 | 0.002516
ID | Industrial | Transportation Equipment Mfg | New | Space Heating | Geothermal Heat Pump | 0 | 0 | 0 | 0 | 0 | 0 | 0 | 0 | 0 | 0 | 0 | 0 | 0 | 0 | 0 | 0 | 0 | 0 | 0 | 0 | 0 | 0
ID | Industrial | Transportation Equipment Mfg | New | Ventilation | Ventilation | 0 | 0.0057111 | 0.011316 | 0.021596 | 0.029746 | 0.036663 | 0.04248 | 0.048311 | 0.052613 | 0.057505 | 0.062624 | 0.068228 | 0.07225 | 0.076189 | 0.080049 | 0.084208 | 0.087923 | 0.091666 | 0.09537 | 0.099886 | 0.10314 | 0.10635
ID | Industrial | Transportation Equipment Mfg | New | Interior Lighting | General Service Lighting | 0 | 0.00028154 | 0.00055784 | 0.0010646 | 0.0013878 | 0.001687 | 0.0019287 | 0.0021645 | 0.0023217 | 0.0024804 | 0.0026512 | 0.0028366 | 0.0029688 | 0.0030978 | 0.0032052 | 0.003322 | 0.0034215 | 0.0035232 | 0.0036266 | 0.003747 | 0.003827 | 0.0038939
ID | Industrial | Transportation Equipment Mfg | New | Interior Lighting | High-Bay Lighting | 0 | 0.002931 | 0.0058074 | 0.011083 | 0.01521 | 0.019032 | 0.022246 | 0.025468 | 0.027845 | 0.030524 | 0.033329 | 0.036399 | 0.038599 | 0.040749 | 0.042839 | 0.045089 | 0.047096 | 0.049139 | 0.051179 | 0.053702 | 0.055563 | 0.057389
ID | Industrial | Transportation Equipment Mfg | New | Interior Lighting | Linear Lighting | 0 | 0.001535 | 0.0030413 | 0.0058044 | 0.0079223 | 0.0098837 | 0.011533 | 0.013187 | 0.014407 | 0.015763 | 0.017182 | 0.018736 | 0.019852 | 0.020944 | 0.022 | 0.023137 | 0.024153 | 0.025188 | 0.026221 | 0.027497 | 0.028422 | 0.029315
ID | Industrial | Transportation Equipment Mfg | New | Exterior Lighting | General Service Lighting | 0 | 0.00025047 | 0.00049628 | 0.00094717 | 0.0012346 | 0.0015008 | 0.0017158 | 0.0019256 | 0.0020655 | 0.0022067 | 0.0023586 | 0.0025236 | 0.0026412 | 0.002756 | 0.0028515 | 0.0029555 | 0.003044 | 0.0031344 | 0.0032264 | 0.0033336 | 0.0034047 | 0.0034642
ID | Industrial | Transportation Equipment Mfg | New | Exterior Lighting | Area Lighting | 0 | 0.0010097 | 0.0020006 | 0.0038181 | 0.0052114 | 0.0065017 | 0.0075869 | 0.0086745 | 0.0094771 | 0.01037 | 0.011305 | 0.012328 | 0.013058 | 0.013769 | 0.014445 | 0.015172 | 0.015817 | 0.016474 | 0.017129 | 0.017943 | 0.01854 | 0.019126
ID | Industrial | Transportation Equipment Mfg | New | Exterior Lighting | Linear Lighting | 0 | 0.0010221 | 0.0020251 | 0.0038649 | 0.0052751 | 0.0065811 | 0.0076794 | 0.0087803 | 0.0095927 | 0.010496 | 0.011441 | 0.012476 | 0.013218 | 0.013945 | 0.014648 | 0.015406 | 0.016082 | 0.016771 | 0.017459 | 0.018309 | 0.018925 | 0.019519
ID | Industrial | Transportation Equipment Mfg | New | Motors | Pumps | 0 | 0.0040311 | 0.007987 | 0.015243 | 0.020968 | 0.02627 | 0.030729 | 0.035199 | 0.038496 | 0.042233 | 0.046144 | 0.050425 | 0.053497 | 0.056506 | 0.059455 | 0.062632 | 0.06547 | 0.06836 | 0.071247 | 0.074809 | 0.077444 | 0.08003
ID | Industrial | Transportation Equipment Mfg | New | Motors | Fans & Blowers | 0 | 0.0030233 | 0.0059903 | 0.011433 | 0.015726 | 0.019703 | 0.023047 | 0.026399 | 0.028872 | 0.031675 | 0.034608 | 0.037818 | 0.040123 | 0.04238 | 0.044591 | 0.046974 | 0.049102 | 0.05127 | 0.053435 | 0.056107 | 0.058083 | 0.060022
ID | Industrial | Transportation Equipment Mfg | New | Motors | Compressed Air | 0 | 0.0030233 | 0.0059903 | 0.011433 | 0.015726 | 0.019703 | 0.023047 | 0.026399 | 0.028872 | 0.031675 | 0.034608 | 0.037818 | 0.040123 | 0.04238 | 0.044591 | 0.046974 | 0.049102 | 0.05127 | 0.053435 | 0.056107 | 0.058083 | 0.060022
ID | Industrial | Transportation Equipment Mfg | New | Motors | Material Handling | 0 | 0.012093 | 0.023961 | 0.04573 | 0.062905 | 0.078811 | 0.092188 | 0.1056 | 0.11549 | 0.1267 | 0.13843 | 0.15127 | 0.16049 | 0.16952 | 0.17837 | 0.1879 | 0.19641 | 0.20508 | 0.21374 | 0.22443 | 0.23233 | 0.24009
ID | Industrial | Transportation Equipment Mfg | New | Motors | Other Motors | 0 | 0.0010078 | 0.0019968 | 0.0038108 | 0.0052421 | 0.0065676 | 0.0076823 | 0.0087997 | 0.0096241 | 0.010558 | 0.011536 | 0.012606 | 0.013374 | 0.014127 | 0.014864 | 0.015658 | 0.016367 | 0.01709 | 0.017812 | 0.018702 | 0.019361 | 0.020007
ID | Industrial | Transportation Equipment Mfg | New | Process | Process Heating | 0 | 0.0065845 | 0.013046 | 0.024899 | 0.034251 | 0.042911 | 0.050195 | 0.057495 | 0.062882 | 0.068985 | 0.075374 | 0.082366 | 0.087385 | 0.0923 | 0.097117 | 0.10231 | 0.10694 | 0.11166 | 0.11638 | 0.1222 | 0.1265 | 0.13072
ID | Industrial | Transportation Equipment Mfg | New | Process | Process Cooling | 0 | 0.0016313 | 0.0032321 | 0.0061686 | 0.0084854 | 0.010631 | 0.012435 | 0.014244 | 0.015579 | 0.017091 | 0.018673 | 0.020405 | 0.021649 | 0.022867 | 0.02406 | 0.025346 | 0.026494 | 0.027663 | 0.028832 | 0.030273 | 0.03134 | 0.032386
ID | Industrial | Transportation Equipment Mfg | New | Process | Process Refrigeration | 0 | 0.0013855 | 0.0027452 | 0.0052392 | 0.0072069 | 0.0090291 | 0.010562 | 0.012098 | 0.013231 | 0.014516 | 0.01586 | 0.017331 | 0.018387 | 0.019421 | 0.020435 | 0.021527 | 0.022502 | 0.023495 | 0.024488 | 0.025712 | 0.026618 | 0.027506
ID | Industrial | Transportation Equipment Mfg | New | Process | Process Electrochemical | 0 | 0.00038717 | 0.00076713 | 0.0014641 | 0.0020139 | 0.0025232 | 0.0029514 | 0.0033807 | 0.0036974 | 0.0040563 | 0.004432 | 0.0048431 | 0.0051382 | 0.0054272 | 0.0057105 | 0.0060156 | 0.0062881 | 0.0065657 | 0.006843 | 0.0071852 | 0.0074382 | 0.0076865
ID | Industrial | Transportation Equipment Mfg | New | Process | Process Other | 0 | 0.0029427 | 0.0058307 | 0.011128 | 0.015307 | 0.019178 | 0.022433 | 0.025696 | 0.028103 | 0.030831 | 0.033686 | 0.036811 | 0.039054 | 0.041251 | 0.043403 | 0.045723 | 0.047794 | 0.049904 | 0.052011 | 0.054612 | 0.056536 | 0.058423
ID | Industrial | Transportation Equipment Mfg | New | Miscellaneous | Miscellaneous | 0 | 0.0053649 | 0.01063 | 0.020287 | 0.027907 | 0.034963 | 0.040897 | 0.046845 | 0.051234 | 0.056207 | 0.061412 | 0.067109 | 0.071199 | 0.075203 | 0.079128 | 0.083356 | 0.087133 | 0.090979 | 0.094821 | 0.099562 | 0.10307 | 0.10651
ID | Industrial | Wastewater | Existing | Cooling | Air-Cooled Chiller | 0 | 0 | 0 | 0 | 0 | 0 | 0 | 0 | 0 | 0 | 0 | 0 | 0 | 0 | 0 | 0 | 0 | 0 | 0 | 0 | 0 | 0
ID | Industrial | Wastewater | Existing | Cooling | Water-Cooled Chiller | 0 | 0 | 0 | 0 | 0 | 0 | 0 | 0 | 0 | 0 | 0 | 0 | 0 | 0 | 0 | 0 | 0 | 0 | 0 | 0 | 0 | 0
ID | Industrial | Wastewater | Existing | Cooling | RTU | 0 | 0 | 0 | 0 | 0 | 0 | 0 | 0 | 0 | 0 | 0 | 0 | 0 | 0 | 0 | 0 | 0 | 0 | 0 | 0 | 0 | 0
ID | Industrial | Wastewater | Existing | Cooling | Air-Source Heat Pump | 0 | 0 | 0 | 0 | 0 | 0 | 0 | 0 | 0 | 0 | 0 | 0 | 0 | 0 | 0 | 0 | 0 | 0 | 0 | 0 | 0 | 0
ID | Industrial | Wastewater | Existing | Cooling | Geothermal Heat Pump | 0 | 0 | 0 | 0 | 0 | 0 | 0 | 0 | 0 | 0 | 0 | 0 | 0 | 0 | 0 | 0 | 0 | 0 | 0 | 0 | 0 | 0
ID | Industrial | Wastewater | Existing | Space Heating | Electric Furnace | 0 | 0 | 0 | 0 | 0 | 0 | 0 | 0 | 0 | 0 | 0 | 0 | 0 | 0 | 0 | 0 | 0 | 0 | 0 | 0 | 0 | 0
ID | Industrial | Wastewater | Existing | Space Heating | Electric Room Heat | 0 | 0 | 0 | 0 | 0 | 0 | 0 | 0 | 0 | 0 | 0 | 0 | 0 | 0 | 0 | 0 | 0 | 0 | 0 | 0 | 0 | 0
ID | Industrial | Wastewater | Existing | Space Heating | Air-Source Heat Pump | 0 | 0 | 0 | 0 | 0 | 0 | 0 | 0 | 0 | 0 | 0 | 0 | 0 | 0 | 0 | 0 | 0 | 0 | 0 | 0 | 0 | 0
ID | Industrial | Wastewater | Existing | Space Heating | Geothermal Heat Pump | 0 | 0 | 0 | 0 | 0 | 0 | 0 | 0 | 0 | 0 | 0 | 0 | 0 | 0 | 0 | 0 | 0 | 0 | 0 | 0 | 0 | 0
ID | Industrial | Wastewater | Existing | Ventilation | Ventilation | 0 | 0 | 0 | 0 | 0 | 0 | 0 | 0 | 0 | 0 | 0 | 0 | 0 | 0 | 0 | 0 | 0 | 0 | 0 | 0 | 0 | 0
ID | Industrial | Wastewater | Existing | Interior Lighting | General Service Lighting | 0.030466 | 0.029043 | 0.025308 | 0.023549 | 0.021275 | 0.018909 | 0.017073 | 0.01562 | 0.014427 | 0.013421 | 0.012601 | 0.011916 | 0.011321 | 0.010817 | 0.010326 | 0.0099222 | 0.0095119 | 0.0091788 | 0.0088774 | 0.0085549 | 0.0082288 | 0.0079093
ID | Industrial | Wastewater | Existing | Interior Lighting | High-Bay Lighting | 0.18496 | 0.18151 | 0.16506 | 0.16222 | 0.15942 | 0.15667 | 0.15397 | 0.15131 | 0.14854 | 0.14598 | 0.14346 | 0.14099 | 0.13806 | 0.13523 | 0.13221 | 0.12968 | 0.12655 | 0.12413 | 0.12181 | 0.11956 | 0.11722 | 0.11486
ID | Industrial | Wastewater | Existing | Interior Lighting | Linear Lighting | 0.0999 | 0.09797 | 0.089008 | 0.087378 | 0.085684 | 0.084006 | 0.082347 | 0.080711 | 0.079009 | 0.077361 | 0.07574 | 0.074147 | 0.072323 | 0.070602 | 0.068805 | 0.0673 | 0.06552 | 0.064081 | 0.062671 | 0.06129 | 0.059896 | 0.058522
ID | Industrial | Wastewater | Existing | Exterior Lighting | General Service Lighting | 0.027105 | 0.025359 | 0.02118 | 0.018473 | 0.016214 | 0.014663 | 0.013525 | 0.012628 | 0.011857 | 0.011214 | 0.01068 | 0.010209 | 0.0098045 | 0.0094496 | 0.0090804 | 0.0087715 | 0.0084433 | 0.008173 | 0.0079211 | 0.0076179 | 0.0072837 | 0.0069435
ID | Industrial | Wastewater | Existing | Exterior Lighting | Area Lighting | 0.063385 | 0.062204 | 0.056566 | 0.055591 | 0.054633 | 0.053691 | 0.052765 | 0.051855 | 0.050903 | 0.050026 | 0.049163 | 0.048275 | 0.047162 | 0.04606 | 0.044834 | 0.043757 | 0.042471 | 0.041477 | 0.040557 | 0.039696 | 0.038829 | 0.037979
ID | Industrial | Wastewater | Existing | Exterior Lighting | Linear Lighting | 0.066519 | 0.065234 | 0.059267 | 0.058181 | 0.057053 | 0.055936 | 0.054831 | 0.053742 | 0.052608 | 0.051511 | 0.050432 | 0.049371 | 0.048156 | 0.04701 | 0.045814 | 0.044812 | 0.043626 | 0.042668 | 0.04173 | 0.04081 | 0.039882 | 0.038967
ID | Industrial | Wastewater | Existing | Motors | Pumps | 4.1565 | 4.0791 | 3.7094 | 3.6454 | 3.5826 | 3.5208 | 3.4601 | 3.4005 | 3.338 | 3.2805 | 3.2239 | 3.1683 | 3.1025 | 3.0408 | 2.9773 | 2.926 | 2.8622 | 2.8128 | 2.7643 | 2.7167 | 2.666 | 2.6144
ID | Industrial | Wastewater | Existing | Motors | Fans & Blowers | 2.834 | 2.7812 | 2.5291 | 2.4855 | 2.4427 | 2.4006 | 2.3592 | 2.3185 | 2.2759 | 2.2367 | 2.1981 | 2.1602 | 2.1154 | 2.0733 | 2.03 | 1.995 | 1.9515 | 1.9178 | 1.8848 | 1.8523 | 1.8177 | 1.7826
ID | Industrial | Wastewater | Existing | Motors | Compressed Air | 0 | 0 | 0 | 0 | 0 | 0 | 0 | 0 | 0 | 0 | 0 | 0 | 0 | 0 | 0 | 0 | 0 | 0 | 0 | 0 | 0 | 0
ID | Industrial | Wastewater | Existing | Motors | Material Handling | 0 | 0 | 0 | 0 | 0 | 0 | 0 | 0 | 0 | 0 | 0 | 0 | 0 | 0 | 0 | 0 | 0 | 0 | 0 | 0 | 0 | 0
ID | Industrial | Wastewater | Existing | Motors | Other Motors | 1.417 | 1.3906 | 1.2646 | 1.2428 | 1.2213 | 1.2003 | 1.1796 | 1.1592 | 1.138 | 1.1183 | 1.0991 | 1.0801 | 1.0577 | 1.0366 | 1.015 | 0.99748 | 0.97575 | 0.95892 | 0.94239 | 0.92614 | 0.90887 | 0.89129
ID | Industrial | Wastewater | Existing | Process | Process Heating | 0 | 0 | 0 | 0 | 0 | 0 | 0 | 0 | 0 | 0 | 0 | 0 | 0 | 0 | 0 | 0 | 0 | 0 | 0 | 0 | 0 | 0
ID | Industrial | Wastewater | Existing | Process | Process Cooling | 0 | 0 | 0 | 0 | 0 | 0 | 0 | 0 | 0 | 0 | 0 | 0 | 0 | 0 | 0 | 0 | 0 | 0 | 0 | 0 | 0 | 0
ID | Industrial | Wastewater | Existing | Process | Process Refrigeration | 0 | 0 | 0 | 0 | 0 | 0 | 0 | 0 | 0 | 0 | 0 | 0 | 0 | 0 | 0 | 0 | 0 | 0 | 0 | 0 | 0 | 0
ID | Industrial | Wastewater | Existing | Process | Process Electrochemical | 0 | 0 | 0 | 0 | 0 | 0 | 0 | 0 | 0 | 0 | 0 | 0 | 0 | 0 | 0 | 0 | 0 | 0 | 0 | 0 | 0 | 0
ID | Industrial | Wastewater | Existing | Process | Process Other | 0 | 0 | 0 | 0 | 0 | 0 | 0 | 0 | 0 | 0 | 0 | 0 | 0 | 0 | 0 | 0 | 0 | 0 | 0 | 0 | 0 | 0
ID | Industrial | Wastewater | Existing | Miscellaneous | Miscellaneous | 0.5668 | 0.55624 | 0.50583 | 0.49711 | 0.48853 | 0.48011 | 0.47183 | 0.4637 | 0.45519 | 0.44734 | 0.43963 | 0.43205 | 0.42307 | 0.41466 | 0.40599 | 0.39899 | 0.3903 | 0.38357 | 0.37696 | 0.37046 | 0.36355 | 0.35652
ID | Industrial | Wastewater | New | Cooling | Air-Cooled Chiller | 0 | 0 | 0 | 0 | 0 | 0 | 0 | 0 | 0 | 0 | 0 | 0 | 0 | 0 | 0 | 0 | 0 | 0 | 0 | 0 | 0 | 0
ID | Industrial | Wastewater | New | Cooling | Water-Cooled Chiller | 0 | 0 | 0 | 0 | 0 | 0 | 0 | 0 | 0 | 0 | 0 | 0 | 0 | 0 | 0 | 0 | 0 | 0 | 0 | 0 | 0 | 0
ID | Industrial | Wastewater | New | Cooling | RTU | 0 | 0 | 0 | 0 | 0 | 0 | 0 | 0 | 0 | 0 | 0 | 0 | 0 | 0 | 0 | 0 | 0 | 0 | 0 | 0 | 0 | 0
ID | Industrial | Wastewater | New | Cooling | Air-Source Heat Pump | 0 | 0 | 0 | 0 | 0 | 0 | 0 | 0 | 0 | 0 | 0 | 0 | 0 | 0 | 0 | 0 | 0 | 0 | 0 | 0 | 0 | 0
ID | Industrial | Wastewater | New | Cooling | Geothermal Heat Pump | 0 | 0 | 0 | 0 | 0 | 0 | 0 | 0 | 0 | 0 | 0 | 0 | 0 | 0 | 0 | 0 | 0 | 0 | 0 | 0 | 0 | 0
ID | Industrial | Wastewater | New | Space Heating | Electric Furnace | 0 | 0 | 0 | 0 | 0 | 0 | 0 | 0 | 0 | 0 | 0 | 0 | 0 | 0 | 0 | 0 | 0 | 0 | 0 | 0 | 0 | 0
ID | Industrial | Wastewater | New | Space Heating | Electric Room Heat | 0 | 0 | 0 | 0 | 0 | 0 | 0 | 0 | 0 | 0 | 0 | 0 | 0 | 0 | 0 | 0 | 0 | 0 | 0 | 0 | 0 | 0
ID | Industrial | Wastewater | New | Space Heating | Air-Source Heat Pump | 0 | 0 | 0 | 0 | 0 | 0 | 0 | 0 | 0 | 0 | 0 | 0 | 0 | 0 | 0 | 0 | 0 | 0 | 0 | 0 | 0 | 0
ID | Industrial | Wastewater | New | Space Heating | Geothermal Heat Pump | 0 | 0 | 0 | 0 | 0 | 0 | 0 | 0 | 0 | 0 | 0 | 0 | 0 | 0 | 0 | 0 | 0 | 0 | 0 | 0 | 0 | 0
ID | Industrial | Wastewater | New | Ventilation | Ventilation | 0 | 0 | 0 | 0 | 0 | 0 | 0 | 0 | 0 | 0 | 0 | 0 | 0 | 0 | 0 | 0 | 0 | 0 | 0 | 0 | 0 | 0
ID | Industrial | Wastewater | New | Interior Lighting | General Service Lighting | 0 | 0.00030473 | 0.00060378 | 0.0011523 | 0.001502 | 0.0018259 | 0.0020875 | 0.0023427 | 0.0025129 | 0.0026846 | 0.0028695 | 0.0030703 | 0.0032133 | 0.0033529 | 0.0034691 | 0.0035956 | 0.0037033 | 0.0038133 | 0.0039253 | 0.0040556 | 0.0041422 | 0.0042146
ID | Industrial | Wastewater | New | Interior Lighting | High-Bay Lighting | 0 | 0.0031724 | 0.0062856 | 0.011996 | 0.016463 | 0.020599 | 0.024078 | 0.027565 | 0.030138 | 0.033038 | 0.036074 | 0.039396 | 0.041777 | 0.044105 | 0.046367 | 0.048803 | 0.050975 | 0.053186 | 0.055394 | 0.058124 | 0.060139 | 0.062116
ID | Industrial | Wastewater | New | Interior Lighting | Linear Lighting | 0 | 0.0016614 | 0.0032918 | 0.0062825 | 0.0085748 | 0.010698 | 0.012483 | 0.014273 | 0.015593 | 0.017061 | 0.018597 | 0.020279 | 0.021486 | 0.022668 | 0.023811 | 0.025042 | 0.026142 | 0.027262 | 0.028381 | 0.029761 | 0.030762 | 0.031729
ID | Industrial | Wastewater | New | Exterior Lighting | General Service Lighting | 0 | 0.0002711 | 0.00053715 | 0.0010252 | 0.0013363 | 0.0016244 | 0.0018572 | 0.0020842 | 0.0022356 | 0.0023884 | 0.0025529 | 0.0027315 | 0.0028587 | 0.0029829 | 0.0030863 | 0.0031989 | 0.0032946 | 0.0033926 | 0.0034921 | 0.0036081 | 0.0036851 | 0.0037495
ID | Industrial | Wastewater | New | Exterior Lighting | Area Lighting | 0 | 0.0010928 | 0.0021653 | 0.0041326 | 0.0056406 | 0.0070371 | 0.0082117 | 0.0093889 | 0.010258 | 0.011224 | 0.012236 | 0.013343 | 0.014133 | 0.014903 | 0.015634 | 0.016421 | 0.01712 | 0.017831 | 0.018539 | 0.019421 | 0.020066 | 0.020701
ID | Industrial | Wastewater | New | Exterior Lighting | Linear Lighting | 0 | 0.0011062 | 0.0021919 | 0.0041832 | 0.0057095 | 0.007123 | 0.0083119 | 0.0095034 | 0.010383 | 0.01136 | 0.012383 | 0.013503 | 0.014307 | 0.015094 | 0.015855 | 0.016675 | 0.017407 | 0.018153 | 0.018897 | 0.019817 | 0.020483 | 0.021127
ID | Industrial | Wastewater | New | Motors | Pumps | 0 | 0.071664 | 0.14199 | 0.271 | 0.37278 | 0.46703 | 0.54631 | 0.62576 | 0.68439 | 0.75082 | 0.82035 | 0.89645 | 0.95108 | 1.0046 | 1.057 | 1.1135 | 1.1639 | 1.2153 | 1.2666 | 1.33 | 1.3768 | 1.4228
ID | Industrial | Wastewater | New | Motors | Fans & Blowers | 0 | 0.048862 | 0.096814 | 0.18477 | 0.25417 | 0.31843 | 0.37248 | 0.42666 | 0.46663 | 0.51192 | 0.55933 | 0.61121 | 0.64846 | 0.68493 | 0.72068 | 0.75919 | 0.79358 | 0.82862 | 0.86361 | 0.90679 | 0.93873 | 0.97007
ID | Industrial | Wastewater | New | Motors | Compressed Air | 0 | 0 | 0 | 0 | 0 | 0 | 0 | 0 | 0 | 0 | 0 | 0 | 0 | 0 | 0 | 0 | 0 | 0 | 0 | 0 | 0 | 0
ID | Industrial | Wastewater | New | Motors | Material Handling | 0 | 0 | 0 | 0 | 0 | 0 | 0 | 0 | 0 | 0 | 0 | 0 | 0 | 0 | 0 | 0 | 0 | 0 | 0 | 0 | 0 | 0
ID | Industrial | Wastewater | New | Motors | Other Motors | 0 | 0.024431 | 0.048407 | 0.092385 | 0.12708 | 0.15922 | 0.18624 | 0.21333 | 0.23332 | 0.25596 | 0.27966 | 0.30561 | 0.32423 | 0.34247 | 0.36034 | 0.37959 | 0.39679 | 0.41431 | 0.4318 | 0.4534 | 0.46936 | 0.48503
ID | Industrial | Wastewater | New | Process | Process Heating | 0 | 0 | 0 | 0 | 0 | 0 | 0 | 0 | 0 | 0 | 0 | 0 | 0 | 0 | 0 | 0 | 0 | 0 | 0 | 0 | 0 | 0
ID | Industrial | Wastewater | New | Process | Process Cooling | 0 | 0 | 0 | 0 | 0 | 0 | 0 | 0 | 0 | 0 | 0 | 0 | 0 | 0 | 0 | 0 | 0 | 0 | 0 | 0 | 0 | 0
ID | Industrial | Wastewater | New | Process | Process Refrigeration | 0 | 0 | 0 | 0 | 0 | 0 | 0 | 0 | 0 | 0 | 0 | 0 | 0 | 0 | 0 | 0 | 0 | 0 | 0 | 0 | 0 | 0
ID | Industrial | Wastewater | New | Process | Process Electrochemical | 0 | 0 | 0 | 0 | 0 | 0 | 0 | 0 | 0 | 0 | 0 | 0 | 0 | 0 | 0 | 0 | 0 | 0 | 0 | 0 | 0 | 0
ID | Industrial | Wastewater | New | Process | Process Other | 0 | 0 | 0 | 0 | 0 | 0 | 0 | 0 | 0 | 0 | 0 | 0 | 0 | 0 | 0 | 0 | 0 | 0 | 0 | 0 | 0 | 0
ID | Industrial | Wastewater | New | Miscellaneous | Miscellaneous | 0 | 0.0097724 | 0.019363 | 0.036954 | 0.050833 | 0.063686 | 0.074496 | 0.085331 | 0.093326 | 0.10238 | 0.11187 | 0.12224 | 0.12969 | 0.13699 | 0.14414 | 0.15184 | 0.15872 | 0.16572 | 0.17272 | 0.18136 | 0.18775 | 0.19401
ID | Industrial | Water | Existing | Cooling | Air-Cooled Chiller | 0.00020049 | 0.00019673 | 0.00017887 | 0.00017576 | 0.00017271 | 0.000171 | 0.0001693 | 0.0001676 | 0.00016573 | 0.00016406 | 0.00016239 | 0.00016073 | 0.00015851 | 0.00015646 | 0.00015427 | 0.00015319 | 0.00015141 | 0.00015033 | 0.00014924 | 0.00014814 | 0.00014683 | 0.00014541
ID | Industrial | Water | Existing | Cooling | Water-Cooled Chiller | 0 | 0 | 0 | 0 | 0 | 0 | 0 | 0 | 0 | 0 | 0 | 0 | 0 | 0 | 0 | 0 | 0 | 0 | 0 | 0 | 0 | 0
ID | Industrial | Water | Existing | Cooling | RTU | 0.21686 | 0.21282 | 0.1927 | 0.18846 | 0.18423 | 0.18141 | 0.17855 | 0.17566 | 0.17256 | 0.16965 | 0.16674 | 0.16382 | 0.16034 | 0.15711 | 0.15391 | 0.15196 | 0.14941 | 0.14765 | 0.14598 | 0.14437 | 0.14262 | 0.14083
ID | Industrial | Water | Existing | Cooling | Air-Source Heat Pump | 0.025177 | 0.024628 | 0.022253 | 0.021721 | 0.021194 | 0.020833 | 0.020472 | 0.020114 | 0.019737 | 0.019388 | 0.019044 | 0.018708 | 0.018318 | 0.017962 | 0.017604 | 0.017385 | 0.017097 | 0.016897 | 0.016704 | 0.016518 | 0.016315 | 0.016106
ID | Industrial | Water | Existing | Cooling | Geothermal Heat Pump | 0 | 0 | 0 | 0 | 0 | 0 | 0 | 0 | 0 | 0 | 0 | 0 | 0 | 0 | 0 | 0 | 0 | 0 | 0 | 0 | 0 | 0
ID | Industrial | Water | Existing | Space Heating | Electric Furnace | 0.040697 | 0.039939 | 0.036319 | 0.035866 | 0.035077 | 0.03432 | 0.033579 | 0.033011 | 0.032105 | 0.03141 | 0.030728 | 0.030206 | 0.029303 | 0.028588 | 0.027862 | 0.027396 | 0.026559 | 0.02599 | 0.025433 | 0.025005 | 0.024317 | 0.023744
ID | Industrial | Water | Existing | Space Heating | Electric Room Heat | 0.0060412 | 0.0059287 | 0.0053913 | 0.0053242 | 0.005207 | 0.0050946 | 0.0049846 | 0.0049003 | 0.0047658 | 0.0046626 | 0.0045615 | 0.0044839 | 0.0043498 | 0.0042438 | 0.004136 | 0.0040668 | 0.0039425 | 0.0038581 | 0.0037753 | 0.0037119 | 0.0036098 | 0.0035246
ID | Industrial | Water | Existing | Space Heating | Air-Source Heat Pump | 0.011527 | 0.011312 | 0.010277 | 0.010138 | 0.009903 | 0.0096773 | 0.0094559 | 0.0092834 | 0.0090157 | 0.0088074 | 0.0086033 | 0.0084437 | 0.008179 | 0.0079685 | 0.0077564 | 0.007618 | 0.0073776 | 0.0072127 | 0.007052 | 0.0069282 | 0.0067327 | 0.0065697
ID | Industrial | Water | Existing | Space Heating | Geothermal Heat Pump | 0 | 0 | 0 | 0 | 0 | 0 | 0 | 0 | 0 | 0 | 0 | 0 | 0 | 0 | 0 | 0 | 0 | 0 | 0 | 0 | 0 | 0
ID | Industrial | Water | Existing | Ventilation | Ventilation | 0.62006 | 0.60191 | 0.54093 | 0.52499 | 0.5093 | 0.49286 | 0.47677 | 0.4611 | 0.4454 | 0.43079 | 0.41674 | 0.40329 | 0.38906 | 0.3759 | 0.36307 | 0.35229 | 0.34057 | 0.33104 | 0.32201 | 0.31342 | 0.3048 | 0.29642
ID | Industrial | Water | Existing | Interior Lighting | General Service Lighting | 0.03393 | 0.032345 | 0.028185 | 0.026226 | 0.023694 | 0.021059 | 0.019015 | 0.017396 | 0.016067 | 0.014947 | 0.014034 | 0.01327 | 0.012608 | 0.012046 | 0.0115 | 0.01105 | 0.010593 | 0.010222 | 0.0098867 | 0.0095275 | 0.0091644 | 0.0088086
ID | Industrial | Water | Existing | Interior Lighting | High-Bay Lighting | 0.20599 | 0.20215 | 0.18383 | 0.18066 | 0.17754 | 0.17448 | 0.17147 | 0.16852 | 0.16543 | 0.16257 | 0.15977 | 0.15702 | 0.15375 | 0.1506 | 0.14724 | 0.14442 | 0.14094 | 0.13825 | 0.13566 | 0.13315 | 0.13054 | 0.12792
ID | Industrial | Water | Existing | Interior Lighting | Linear Lighting | 0.11126 | 0.10911 | 0.099129 | 0.097313 | 0.095426 | 0.093557 | 0.09171 | 0.089888 | 0.087992 | 0.086157 | 0.084352 | 0.082578 | 0.080546 | 0.078629 | 0.076628 | 0.074952 | 0.072969 | 0.071367 | 0.069797 | 0.068259 | 0.066706 | 0.065176
ID | Industrial | Water | Existing | Exterior Lighting | General Service Lighting | 0.030186 | 0.028242 | 0.023588 | 0.020574 | 0.018057 | 0.01633 | 0.015063 | 0.014064 | 0.013205 | 0.01249 | 0.011894 | 0.01137 | 0.010919 | 0.010524 | 0.010113 | 0.0097688 | 0.0094034 | 0.0091022 | 0.0088217 | 0.008484 | 0.0081119 | 0.007733
ID | Industrial | Water | Existing | Exterior Lighting | Area Lighting | 0.070592 | 0.069277 | 0.062998 | 0.061912 | 0.060844 | 0.059795 | 0.058764 | 0.057751 | 0.056691 | 0.055714 | 0.054753 | 0.053764 | 0.052525 | 0.051297 | 0.049931 | 0.048732 | 0.0473 | 0.046193 | 0.045168 | 0.04421 | 0.043244 | 0.042297
ID | Industrial | Water | Existing | Exterior Lighting | Linear Lighting | 0.074082 | 0.072651 | 0.066005 | 0.064796 | 0.06354 | 0.062295 | 0.061066 | 0.059852 | 0.05859 | 0.057368 | 0.056166 | 0.054985 | 0.053632 | 0.052355 | 0.051023 | 0.049907 | 0.048587 | 0.04752 | 0.046474 | 0.04545 | 0.044417 | 0.043398
ID | Industrial | Water | Existing | Motors | Pumps | 9.3372 | 9.1632 | 8.3327 | 8.1891 | 8.0479 | 7.9091 | 7.7727 | 7.6387 | 7.4985 | 7.3692 | 7.2422 | 7.1173 | 6.9695 | 6.8308 | 6.6881 | 6.5728 | 6.4296 | 6.3187 | 6.2098 | 6.1027 | 5.9889 | 5.8731
ID | Industrial | Water | Existing | Motors | Fans & Blowers | 0 | 0 | 0 | 0 | 0 | 0 | 0 | 0 | 0 | 0 | 0 | 0 | 0 | 0 | 0 | 0 | 0 | 0 | 0 | 0 | 0 | 0
ID | Industrial | Water | Existing | Motors | Compressed Air | 1.5781 | 1.5487 | 1.4083 | 1.3841 | 1.3602 | 1.3368 | 1.3137 | 1.2911 | 1.2674 | 1.2455 | 1.224 | 1.2029 | 1.1779 | 1.1545 | 1.1304 | 1.1109 | 1.0867 | 1.068 | 1.0495 | 1.0314 | 1.0122 | 0.99263
ID | Industrial | Water | Existing | Motors | Material Handling | 0 | 0 | 0 | 0 | 0 | 0 | 0 | 0 | 0 | 0 | 0 | 0 | 0 | 0 | 0 | 0 | 0 | 0 | 0 | 0 | 0 | 0
ID | Industrial | Water | Existing | Motors | Other Motors | 0 | 0 | 0 | 0 | 0 | 0 | 0 | 0 | 0 | 0 | 0 | 0 | 0 | 0 | 0 | 0 | 0 | 0 | 0 | 0 | 0 | 0
ID | Industrial | Water | Existing | Process | Process Heating | 0 | 0 | 0 | 0 | 0 | 0 | 0 | 0 | 0 | 0 | 0 | 0 | 0 | 0 | 0 | 0 | 0 | 0 | 0 | 0 | 0 | 0
ID | Industrial | Water | Existing | Process | Process Cooling | 0 | 0 | 0 | 0 | 0 | 0 | 0 | 0 | 0 | 0 | 0 | 0 | 0 | 0 | 0 | 0 | 0 | 0 | 0 | 0 | 0 | 0
ID | Industrial | Water | Existing | Process | Process Refrigeration | 0 | 0 | 0 | 0 | 0 | 0 | 0 | 0 | 0 | 0 | 0 | 0 | 0 | 0 | 0 | 0 | 0 | 0 | 0 | 0 | 0 | 0
ID | Industrial | Water | Existing | Process | Process Electrochemical | 0 | 0 | 0 | 0 | 0 | 0 | 0 | 0 | 0 | 0 | 0 | 0 | 0 | 0 | 0 | 0 | 0 | 0 | 0 | 0 | 0 | 0
ID | Industrial | Water | Existing | Process | Process Other | 0 | 0 | 0 | 0 | 0 | 0 | 0 | 0 | 0 | 0 | 0 | 0 | 0 | 0 | 0 | 0 | 0 | 0 | 0 | 0 | 0 | 0
ID | Industrial | Water | Existing | Miscellaneous | Miscellaneous | 0.78906 | 0.77436 | 0.70417 | 0.69203 | 0.6801 | 0.66838 | 0.65685 | 0.64553 | 0.63368 | 0.62275 | 0.61202 | 0.60146 | 0.58897 | 0.57725 | 0.56519 | 0.55545 | 0.54335 | 0.53398 | 0.52477 | 0.51572 | 0.5061 | 0.49631
ID | Industrial | Water | New | Cooling | Air-Cooled Chiller | 0 | 3.4456e-06 | 6.827e-06 | 1.3029e-05 | 1.7923e-05 | 2.2626e-05 | 2.6667e-05 | 3.0776e-05 | 3.3911e-05 | 3.7478e-05 | 4.125e-05 | 4.5406e-05 | 4.8522e-05 | 5.162e-05 | 5.4702e-05 | 5.8235e-05 | 6.151e-05 | 6.4891e-05 | 6.8324e-05 | 7.2469e-05 | 7.5775e-05 | 7.9084e-05
ID | Industrial | Water | New | Cooling | Water-Cooled Chiller | 0 | 0 | 0 | 0 | 0 | 0 | 0 | 0 | 0 | 0 | 0 | 0 | 0 | 0 | 0 | 0 | 0 | 0 | 0 | 0 | 0 | 0
ID | Industrial | Water | New | Cooling | RTU | 0 | 0.003739 | 0.0069373 | 0.012804 | 0.017432 | 0.021885 | 0.025711 | 0.0296 | 0.032569 | 0.035947 | 0.039518 | 0.043453 | 0.046404 | 0.049281 | 0.052148 | 0.055448 | 0.058509 | 0.061673 | 0.06489 | 0.068783 | 0.071886 | 0.074994
ID | Industrial | Water | New | Cooling | Air-Source Heat Pump | 0 | 0.00040695 | 0.0007695 | 0.0014345 | 0.0019592 | 0.0024638 | 0.0028974 | 0.0033381 | 0.0036745 | 0.0040573 | 0.004462 | 0.0049079 | 0.0052387 | 0.0055678 | 0.0058955 | 0.0062718 | 0.0066207 | 0.0069811 | 0.0073473 | 0.0077899 | 0.0081428 | 0.008496
ID | Industrial | Water | New | Cooling | Geothermal Heat Pump | 0 | 0 | 0 | 0 | 0 | 0 | 0 | 0 | 0 | 0 | 0 | 0 | 0 | 0 | 0 | 0 | 0 | 0 | 0 | 0 | 0 | 0
ID | Industrial | Water | New | Space Heating | Electric Furnace | 0 | 0.00070167 | 0.0013903 | 0.0026663 | 0.0036499 | 0.0045525 | 0.0053016 | 0.0060748 | 0.0065824 | 0.0071888 | 0.007819 | 0.0085463 | 0.0089827 | 0.0094444 | 0.0098916 | 0.010426 | 0.0108 | 0.011229 | 0.011653 | 0.012241 | 0.012558 | 0.012921
ID | Industrial | Water | New | Space Heating | Electric Room Heat | 0 | 0.00010416 | 0.00020638 | 0.00039579 | 0.00054181 | 0.0006758 | 0.000787 | 0.00090178 | 0.00097712 | 0.0010671 | 0.0011607 | 0.0012687 | 0.0013334 | 0.001402 | 0.0014683 | 0.0015476 | 0.0016032 | 0.0016669 | 0.0017299 | 0.0018172 | 0.0018642 | 0.0019181
ID | Industrial | Water | New | Space Heating | Air-Source Heat Pump | 0 | 0.00019874 | 0.00038803 | 0.00073883 | 0.0010092 | 0.0012573 | 0.0014632 | 0.0016758 | 0.0018153 | 0.0019819 | 0.0021552 | 0.0023551 | 0.0024745 | 0.0026009 | 0.0027234 | 0.0028698 | 0.0029725 | 0.00309 | 0.0032063 | 0.0033678 | 0.0034546 | 0.0035542
ID | Industrial | Water | New | Space Heating | Geothermal Heat Pump | 0 | 0 | 0 | 0 | 0 | 0 | 0 | 0 | 0 | 0 | 0 | 0 | 0 | 0 | 0 | 0 | 0 | 0 | 0 | 0 | 0 | 0
ID | Industrial | Water | New | Ventilation | Ventilation | 0 | 0.0080676 | 0.015985 | 0.030507 | 0.042019 | 0.05179 | 0.060008 | 0.068244 | 0.074322 | 0.081231 | 0.088464 | 0.096379 | 0.10206 | 0.10762 | 0.11308 | 0.11895 | 0.1242 | 0.12949 | 0.13472 | 0.1411 | 0.1457 | 0.15023
ID | Industrial | Water | New | Interior Lighting | General Service Lighting | 0 | 0.00033937 | 0.00067243 | 0.0012833 | 0.0016728 | 0.0020335 | 0.0023248 | 0.0026091 | 0.0027986 | 0.0029899 | 0.0031958 | 0.0034193 | 0.0035786 | 0.0037342 | 0.0038636 | 0.0040044 | 0.0041243 | 0.0042469 | 0.0043716 | 0.0045167 | 0.0046132 | 0.0046937
ID | Industrial | Water | New | Interior Lighting | High-Bay Lighting | 0 | 0.0035331 | 0.0070003 | 0.01336 | 0.018335 | 0.022941 | 0.026816 | 0.030699 | 0.033565 | 0.036795 | 0.040176 | 0.043876 | 0.046527 | 0.04912 | 0.051639 | 0.054352 | 0.05677 | 0.059233 | 0.061692 | 0.064733 | 0.066976 | 0.069178
ID | Industrial | Water | New | Interior Lighting | Linear Lighting | 0 | 0.0018503 | 0.0036661 | 0.0069968 | 0.0095497 | 0.011914 | 0.013902 | 0.015895 | 0.017366 | 0.019001 | 0.020712 | 0.022585 | 0.023929 | 0.025246 | 0.026519 | 0.02789 | 0.029114 | 0.030362 | 0.031608 | 0.033145 | 0.03426 | 0.035337
ID | Industrial | Water | New | Exterior Lighting | General Service Lighting | 0 | 0.00030193 | 0.00059823 | 0.0011417 | 0.0014882 | 0.0018091 | 0.0020683 | 0.0023212 | 0.0024898 | 0.00266 | 0.0028431 | 0.003042 | 0.0031838 | 0.0033221 | 0.0034372 | 0.0035626 | 0.0036692 | 0.0037783 | 0.0038892 | 0.0040183 | 0.0041041 | 0.0041758
ID | Industrial | Water | New | Exterior Lighting | Area Lighting | 0 | 0.0012171 | 0.0024115 | 0.0046024 | 0.0062819 | 0.0078372 | 0.0091453 | 0.010456 | 0.011424 | 0.0125 | 0.013627 | 0.01486 | 0.01574 | 0.016598 | 0.017412 | 0.018289 | 0.019066 | 0.019858 | 0.020647 | 0.021629 | 0.022348 | 0.023054
ID | Industrial | Water | New | Exterior Lighting | Linear Lighting | 0 | 0.001232 | 0.0024411 | 0.0046588 | 0.0063587 | 0.0079329 | 0.0092569 | 0.010584 | 0.011563 | 0.012652 | 0.013791 | 0.015038 | 0.015933 | 0.01681 | 0.017658 | 0.018571 | 0.019386 | 0.020216 | 0.021046 | 0.02207 | 0.022812 | 0.023529
ID | Industrial | Water | New | Motors | Pumps | 0 | 0.16099 | 0.31897 | 0.60876 | 0.8374 | 1.0491 | 1.2272 | 1.4057 | 1.5374 | 1.6866 | 1.8428 | 2.0138 | 2.1365 | 2.2566 | 2.3744 | 2.5013 | 2.6146 | 2.73 | 2.8453 | 2.9876 | 3.0928 | 3.1961
ID | Industrial | Water | New | Motors | Fans & Blowers | 0 | 0 | 0 | 0 | 0 | 0 | 0 | 0 | 0 | 0 | 0 | 0 | 0 | 0 | 0 | 0 | 0 | 0 | 0 | 0 | 0 | 0
ID | Industrial | Water | New | Motors | Compressed Air | 0 | 0.027209 | 0.053911 | 0.10289 | 0.14153 | 0.17732 | 0.20742 | 0.23758 | 0.25984 | 0.28506 | 0.31146 | 0.34036 | 0.3611 | 0.3814 | 0.40131 | 0.42275 | 0.44191 | 0.46142 | 0.4809 | 0.50495 | 0.52273 | 0.54018
ID | Industrial | Water | New | Motors | Material Handling | 0 | 0 | 0 | 0 | 0 | 0 | 0 | 0 | 0 | 0 | 0 | 0 | 0 | 0 | 0 | 0 | 0 | 0 | 0 | 0 | 0 | 0
ID | Industrial | Water | New | Motors | Other Motors | 0 | 0 | 0 | 0 | 0 | 0 | 0 | 0 | 0 | 0 | 0 | 0 | 0 | 0 | 0 | 0 | 0 | 0 | 0 | 0 | 0 | 0
ID | Industrial | Water | New | Process | Process Heating | 0 | 0 | 0 | 0 | 0 | 0 | 0 | 0 | 0 | 0 | 0 | 0 | 0 | 0 | 0 | 0 | 0 | 0 | 0 | 0 | 0 | 0
ID | Industrial | Water | New | Process | Process Cooling | 0 | 0 | 0 | 0 | 0 | 0 | 0 | 0 | 0 | 0 | 0 | 0 | 0 | 0 | 0 | 0 | 0 | 0 | 0 | 0 | 0 | 0
ID | Industrial | Water | New | Process | Process Refrigeration | 0 | 0 | 0 | 0 | 0 | 0 | 0 | 0 | 0 | 0 | 0 | 0 | 0 | 0 | 0 | 0 | 0 | 0 | 0 | 0 | 0 | 0
ID | Industrial | Water | New | Process | Process Electrochemical | 0 | 0 | 0 | 0 | 0 | 0 | 0 | 0 | 0 | 0 | 0 | 0 | 0 | 0 | 0 | 0 | 0 | 0 | 0 | 0 | 0 | 0
ID | Industrial | Water | New | Process | Process Other | 0 | 0 | 0 | 0 | 0 | 0 | 0 | 0 | 0 | 0 | 0 | 0 | 0 | 0 | 0 | 0 | 0 | 0 | 0 | 0 | 0 | 0
ID | Industrial | Water | New | Miscellaneous | Miscellaneous | 0 | 0.013604 | 0.026955 | 0.051445 | 0.070766 | 0.088659 | 0.10371 | 0.11879 | 0.12992 | 0.14253 | 0.15573 | 0.17018 | 0.18055 | 0.1907 | 0.20065 | 0.21138 | 0.22095 | 0.23071 | 0.24045 | 0.25247 | 0.26137 | 0.27009
ID | Industrial | Chemical Mfg | Existing | Cooling | Air-Cooled Chiller | 0.085059 | 0.083464 | 0.075888 | 0.074569 | 0.073272 | 0.072548 | 0.071826 | 0.071108 | 0.070313 | 0.069602 | 0.068895 | 0.068193 | 0.067251 | 0.066379 | 0.065449 | 0.064994 | 0.064237 | 0.063778 | 0.063316 | 0.062851 | 0.062294 | 0.061693
ID | Industrial | Chemical Mfg | Existing | Cooling | Water-Cooled Chiller | 0.089354 | 0.08769 | 0.079742 | 0.078367 | 0.077016 | 0.076266 | 0.07552 | 0.074776 | 0.073952 | 0.073216 | 0.072483 | 0.071753 | 0.070773 | 0.069864 | 0.068893 | 0.068422 | 0.067631 | 0.067154 | 0.066673 | 0.066188 | 0.065606 | 0.064977
ID | Industrial | Chemical Mfg | Existing | Cooling | RTU | 0.57992 | 0.56912 | 0.51529 | 0.50397 | 0.49267 | 0.48511 | 0.47746 | 0.46974 | 0.46145 | 0.45367 | 0.44588 | 0.43809 | 0.42877 | 0.42015 | 0.41158 | 0.40635 | 0.39954 | 0.39485 | 0.39037 | 0.38607 | 0.3814 | 0.37661
ID | Industrial | Chemical Mfg | Existing | Cooling | Air-Source Heat Pump | 0.087494 | 0.085586 | 0.077333 | 0.075484 | 0.073654 | 0.072397 | 0.071144 | 0.069899 | 0.068589 | 0.067376 | 0.066183 | 0.065013 | 0.063657 | 0.06242 | 0.061176 | 0.060418 | 0.059414 | 0.058719 | 0.058049 | 0.057403 | 0.056696 | 0.05597
ID | Industrial | Chemical Mfg | Existing | Cooling | Geothermal Heat Pump | 0 | 0 | 0 | 0 | 0 | 0 | 0 | 0 | 0 | 0 | 0 | 0 | 0 | 0 | 0 | 0 | 0 | 0 | 0 | 0 | 0 | 0
ID | Industrial | Chemical Mfg | Existing | Space Heating | Electric Furnace | 0.14143 | 0.13879 | 0.12622 | 0.12464 | 0.1219 | 0.11927 | 0.11669 | 0.11472 | 0.11157 | 0.10915 | 0.10679 | 0.10497 | 0.10183 | 0.099349 | 0.096826 | 0.095206 | 0.092297 | 0.09032 | 0.088383 | 0.086899 | 0.084508 | 0.082514
ID | Industrial | Chemical Mfg | Existing | Space Heating | Electric Room Heat | 0.020994 | 0.020603 | 0.018736 | 0.018502 | 0.018095 | 0.017705 | 0.017322 | 0.01703 | 0.016562 | 0.016203 | 0.015852 | 0.015582 | 0.015117 | 0.014748 | 0.014373 | 0.014133 | 0.013701 | 0.013407 | 0.01312 | 0.0129 | 0.012545 | 0.012249
ID | Industrial | Chemical Mfg | Existing | Space Heating | Air-Source Heat Pump | 0.040057 | 0.039311 | 0.035713 | 0.03523 | 0.034415 | 0.03363 | 0.032861 | 0.032262 | 0.031331 | 0.030607 | 0.029898 | 0.029343 | 0.028423 | 0.027692 | 0.026955 | 0.026474 | 0.025639 | 0.025066 | 0.024507 | 0.024077 | 0.023398 | 0.022831
ID | Industrial | Chemical Mfg | Existing | Space Heating | Geothermal Heat Pump | 0 | 0 | 0 | 0 | 0 | 0 | 0 | 0 | 0 | 0 | 0 | 0 | 0 | 0 | 0 | 0 | 0 | 0 | 0 | 0 | 0 | 0
ID | Industrial | Chemical Mfg | Existing | Ventilation | Ventilation | 2.1548 | 2.0917 | 1.8798 | 1.8244 | 1.7699 | 1.7128 | 1.6569 | 1.6024 | 1.5478 | 1.4971 | 1.4483 | 1.4015 | 1.3521 | 1.3063 | 1.2617 | 1.2243 | 1.1836 | 1.1504 | 1.1191 | 1.0892 | 1.0592 | 1.0301
ID | Industrial | Chemical Mfg | Existing | Interior Lighting | General Service Lighting | 0.13271 | 0.12651 | 0.11024 | 0.10258 | 0.092677 | 0.082369 | 0.074373 | 0.068042 | 0.062843 | 0.058463 | 0.05489 | 0.051905 | 0.049314 | 0.047118 | 0.044981 | 0.043222 | 0.041435 | 0.039984 | 0.038671 | 0.037266 | 0.035845 | 0.034454
ID | Industrial | Chemical Mfg | Existing | Interior Lighting | High-Bay Lighting | 0.80569 | 0.79068 | 0.71902 | 0.70662 | 0.69444 | 0.68247 | 0.6707 | 0.65914 | 0.64704 | 0.63588 | 0.62492 | 0.61414 | 0.60139 | 0.58906 | 0.57592 | 0.56488 | 0.55126 | 0.54073 | 0.5306 | 0.52081 | 0.5106 | 0.50033
ID | Industrial | Chemical Mfg | Existing | Interior Lighting | Linear Lighting | 0.43518 | 0.42677 | 0.38773 | 0.38063 | 0.37325 | 0.36594 | 0.35871 | 0.35158 | 0.34417 | 0.33699 | 0.32993 | 0.32299 | 0.31504 | 0.30755 | 0.29972 | 0.29316 | 0.28541 | 0.27914 | 0.273 | 0.26698 | 0.26091 | 0.25493
ID | Industrial | Chemical Mfg | Existing | Exterior Lighting | General Service Lighting | 0.11807 | 0.11046 | 0.09226 | 0.080471 | 0.070629 | 0.063873 | 0.058918 | 0.05501 | 0.051651 | 0.048851 | 0.046523 | 0.044473 | 0.042709 | 0.041163 | 0.039555 | 0.038209 | 0.03678 | 0.035602 | 0.034505 | 0.033184 | 0.031729 | 0.030247
ID | Industrial | Chemical Mfg | Existing | Exterior Lighting | Area Lighting | 0.27611 | 0.27097 | 0.24641 | 0.24216 | 0.23798 | 0.23388 | 0.22985 | 0.22589 | 0.22174 | 0.21792 | 0.21416 | 0.21029 | 0.20544 | 0.20064 | 0.1953 | 0.19061 | 0.18501 | 0.18068 | 0.17667 | 0.17292 | 0.16914 | 0.16544
ID | Industrial | Chemical Mfg | Existing | Exterior Lighting | Linear Lighting | 0.28976 | 0.28416 | 0.25817 | 0.25344 | 0.24853 | 0.24366 | 0.23885 | 0.2341 | 0.22917 | 0.22439 | 0.21969 | 0.21507 | 0.20977 | 0.20478 | 0.19957 | 0.1952 | 0.19004 | 0.18587 | 0.18178 | 0.17777 | 0.17373 | 0.16974
ID | Industrial | Chemical Mfg | Existing | Motors | Pumps | 7.8189 | 7.6733 | 6.9778 | 6.8575 | 6.7393 | 6.6231 | 6.5089 | 6.3967 | 6.2792 | 6.171 | 6.0646 | 5.96 | 5.8362 | 5.7201 | 5.6006 | 5.5041 | 5.3841 | 5.2913 | 5.2001 | 5.1104 | 5.0151 | 4.9181
ID | Industrial | Chemical Mfg | Existing | Motors | Fans & Blowers | 3.5729 | 3.5063 | 3.1885 | 3.1336 | 3.0795 | 3.0264 | 2.9743 | 2.923 | 2.8693 | 2.8199 | 2.7712 | 2.7235 | 2.6669 | 2.6138 | 2.5592 | 2.5151 | 2.4603 | 2.4179 | 2.3762 | 2.3352 | 2.2917 | 2.2473
ID | Industrial | Chemical Mfg | Existing | Motors | Compressed Air | 8.2849 | 8.1306 | 7.3937 | 7.2662 | 7.1409 | 7.0178 | 6.8968 | 6.7779 | 6.6535 | 6.5388 | 6.4261 | 6.3153 | 6.1841 | 6.0611 | 5.9344 | 5.8321 | 5.705 | 5.6067 | 5.51 | 5.415 | 5.314 | 5.2112
ID | Industrial | Chemical Mfg | Existing | Motors | Material Handling | 7.5082 | 7.3684 | 6.7005 | 6.585 | 6.4715 | 6.3599 | 6.2502 | 6.1425 | 6.0297 | 5.9258 | 5.8236 | 5.7232 | 5.6043 | 5.4928 | 5.3781 | 5.2854 | 5.1702 | 5.081 | 4.9934 | 4.9073 | 4.8158 | 4.7227
ID | Industrial | Chemical Mfg | Existing | Motors | Other Motors | 0.98426 | 0.96592 | 0.87838 | 0.86324 | 0.84835 | 0.83372 | 0.81935 | 0.80522 | 0.79044 | 0.77682 | 0.76342 | 0.75026 | 0.73468 | 0.72006 | 0.70502 | 0.69286 | 0.67776 | 0.66608 | 0.65459 | 0.64331 | 0.63131 | 0.6191
ID | Industrial | Chemical Mfg | Existing | Process | Process Heating | 1.8224 | 1.7885 | 1.6264 | 1.5983 | 1.5708 | 1.5437 | 1.5171 | 1.4909 | 1.4636 | 1.4383 | 1.4135 | 1.3892 | 1.3603 | 1.3332 | 1.3054 | 1.2829 | 1.2549 | 1.2333 | 1.212 | 1.1911 | 1.1689 | 1.1463
ID | Industrial | Chemical Mfg | Existing | Process | Process Cooling | 2.4345 | 2.3892 | 2.1726 | 2.1352 | 2.0983 | 2.0622 | 2.0266 | 1.9917 | 1.9551 | 1.9214 | 1.8883 | 1.8557 | 1.8172 | 1.781 | 1.7438 | 1.7137 | 1.6764 | 1.6475 | 1.6191 | 1.5912 | 1.5615 | 1.5313
ID | Industrial | Chemical Mfg | Existing | Process | Process Refrigeration | 2.4345 | 2.3892 | 2.1726 | 2.1352 | 2.0983 | 2.0622 | 2.0266 | 1.9917 | 1.9551 | 1.9214 | 1.8883 | 1.8557 | 1.8172 | 1.781 | 1.7438 | 1.7137 | 1.6764 | 1.6475 | 1.6191 | 1.5912 | 1.5615 | 1.5313
ID | Industrial | Chemical Mfg | Existing | Process | Process Electrochemical | 8.585 | 8.4251 | 7.6615 | 7.5294 | 7.3996 | 7.272 | 7.1466 | 7.0234 | 6.8945 | 6.7756 | 6.6588 | 6.544 | 6.4081 | 6.2806 | 6.1494 | 6.0434 | 5.9117 | 5.8097 | 5.7096 | 5.6111 | 5.5065 | 5.4
ID | Industrial | Chemical Mfg | Existing | Process | Process Other | 0.7773 | 0.76282 | 0.69368 | 0.68172 | 0.66997 | 0.65842 | 0.64707 | 0.63591 | 0.62424 | 0.61347 | 0.6029 | 0.5925 | 0.5802 | 0.56865 | 0.55677 | 0.54717 | 0.53525 | 0.52602 | 0.51695 | 0.50804 | 0.49856 | 0.48892
ID | Industrial | Chemical Mfg | Existing | Miscellaneous | Miscellaneous | 2.6333 | 2.5843 | 2.35 | 2.3095 | 2.2697 | 2.2306 | 2.1921 | 2.1543 | 2.1148 | 2.0783 | 2.0425 | 2.0073 | 1.9656 | 1.9265 | 1.8862 | 1.8537 | 1.8133 | 1.782 | 1.7513 | 1.7211 | 1.689 | 1.6563
ID | Industrial | Chemical Mfg | New | Cooling | Air-Cooled Chiller | 0 | 0.0014618 | 0.0028964 | 0.0055278 | 0.007604 | 0.0095994 | 0.011314 | 0.013057 | 0.014387 | 0.0159 | 0.017501 | 0.019264 | 0.020586 | 0.0219 | 0.023208 | 0.024707 | 0.026096 | 0.027531 | 0.028987 | 0.030746 | 0.032148 | 0.033552
ID | Industrial | Chemical Mfg | New | Cooling | Water-Cooled Chiller | 0 | 0.0015406 | 0.0030525 | 0.0058257 | 0.0080137 | 0.010117 | 0.011924 | 0.013761 | 0.015162 | 0.016757 | 0.018444 | 0.020302 | 0.021695 | 0.02308 | 0.024458 | 0.026038 | 0.027503 | 0.029014 | 0.030549 | 0.032403 | 0.033881 | 0.03536
ID | Industrial | Chemical Mfg | New | Cooling | RTU | 0 | 0.0099986 | 0.018551 | 0.034239 | 0.046617 | 0.058523 | 0.068754 | 0.079155 | 0.087094 | 0.096126 | 0.10568 | 0.1162 | 0.12409 | 0.13178 | 0.13945 | 0.14828 | 0.15646 | 0.16492 | 0.17353 | 0.18394 | 0.19223 | 0.20054
ID | Industrial | Chemical Mfg | New | Cooling | Air-Source Heat Pump | 0 | 0.0014142 | 0.0026742 | 0.0049852 | 0.0068086 | 0.0085621 | 0.010069 | 0.011601 | 0.01277 | 0.0141 | 0.015506 | 0.017056 | 0.018205 | 0.019349 | 0.020488 | 0.021796 | 0.023008 | 0.024261 | 0.025533 | 0.027071 | 0.028298 | 0.029525
ID | Industrial | Chemical Mfg | New | Cooling | Geothermal Heat Pump | 0 | 0 | 0 | 0 | 0 | 0 | 0 | 0 | 0 | 0 | 0 | 0 | 0 | 0 | 0 | 0 | 0 | 0 | 0 | 0 | 0 | 0
ID | Industrial | Chemical Mfg | New | Space Heating | Electric Furnace | 0 | 0.0024384 | 0.0048314 | 0.0092657 | 0.012684 | 0.015821 | 0.018424 | 0.021111 | 0.022875 | 0.024982 | 0.027173 | 0.0297 | 0.031217 | 0.032821 | 0.034375 | 0.036231 | 0.037533 | 0.039023 | 0.040497 | 0.042541 | 0.043642 | 0.044904
ID | Industrial | Chemical Mfg | New | Space Heating | Electric Room Heat | 0 | 0.00036197 | 0.0007172 | 0.0013754 | 0.0018829 | 0.0023485 | 0.002735 | 0.0031338 | 0.0033957 | 0.0037085 | 0.0040336 | 0.0044088 | 0.0046339 | 0.0048721 | 0.0051028 | 0.0053783 | 0.0055716 | 0.0057928 | 0.0060116 | 0.006315 | 0.0064784 | 0.0066657
ID | Industrial | Chemical Mfg | New | Space Heating | Air-Source Heat Pump | 0 | 0.00069064 | 0.0013485 | 0.0025676 | 0.0035072 | 0.0043694 | 0.005085 | 0.0058237 | 0.0063084 | 0.0068876 | 0.0074896 | 0.0081844 | 0.0085993 | 0.0090387 | 0.0094644 | 0.0099732 | 0.01033 | 0.010738 | 0.011143 | 0.011704 | 0.012005 | 0.012351
ID | Industrial | Chemical Mfg | New | Space Heating | Geothermal Heat Pump | 0 | 0 | 0 | 0 | 0 | 0 | 0 | 0 | 0 | 0 | 0 | 0 | 0 | 0 | 0 | 0 | 0 | 0 | 0 | 0 | 0 | 0
ID | Industrial | Chemical Mfg | New | Ventilation | Ventilation | 0 | 0.028036 | 0.05555 | 0.10602 | 0.14602 | 0.17998 | 0.20854 | 0.23716 | 0.25828 | 0.28229 | 0.30743 | 0.33494 | 0.35468 | 0.37402 | 0.39297 | 0.41338 | 0.43162 | 0.45 | 0.46818 | 0.49035 | 0.50633 | 0.52209
ID | Industrial | Chemical Mfg | New | Interior Lighting | General Service Lighting | 0 | 0.0013274 | 0.0026301 | 0.0050196 | 0.006543 | 0.0079538 | 0.0090933 | 0.010205 | 0.010946 | 0.011695 | 0.0125 | 0.013374 | 0.013997 | 0.014606 | 0.015112 | 0.015663 | 0.016132 | 0.016611 | 0.017099 | 0.017667 | 0.018044 | 0.018359
ID | Industrial | Chemical Mfg | New | Interior Lighting | High-Bay Lighting | 0 | 0.013819 | 0.027381 | 0.052257 | 0.071714 | 0.089732 | 0.10489 | 0.12008 | 0.13128 | 0.14392 | 0.15714 | 0.17161 | 0.18199 | 0.19213 | 0.20198 | 0.21259 | 0.22205 | 0.23168 | 0.2413 | 0.25319 | 0.26197 | 0.27058
ID | Industrial | Chemical Mfg | New | Interior Lighting | Linear Lighting | 0 | 0.0072371 | 0.014339 | 0.027367 | 0.037352 | 0.0466 | 0.054377 | 0.062173 | 0.067924 | 0.074319 | 0.081012 | 0.088338 | 0.093597 | 0.098746 | 0.10372 | 0.10909 | 0.11388 | 0.11876 | 0.12363 | 0.12964 | 0.134 | 0.13821
ID | Industrial | Chemical Mfg | New | Exterior Lighting | General Service Lighting | 0 | 0.0011809 | 0.0023399 | 0.0044657 | 0.005821 | 0.0070761 | 0.0080899 | 0.009079 | 0.0097385 | 0.010404 | 0.01112 | 0.011899 | 0.012453 | 0.012994 | 0.013444 | 0.013935 | 0.014352 | 0.014778 | 0.015212 | 0.015717 | 0.016053 | 0.016333
ID | Industrial | Chemical Mfg | New | Exterior Lighting | Area Lighting | 0 | 0.0047605 | 0.0094323 | 0.018002 | 0.024571 | 0.030654 | 0.035771 | 0.040899 | 0.044683 | 0.048893 | 0.053301 | 0.058124 | 0.061567 | 0.06492 | 0.068105 | 0.071533 | 0.074576 | 0.077672 | 0.080759 | 0.084598 | 0.087411 | 0.090174
ID | Industrial | Chemical Mfg | New | Exterior Lighting | Linear Lighting | 0 | 0.0048188 | 0.0095479 | 0.018222 | 0.024871 | 0.031029 | 0.036207 | 0.041398 | 0.045228 | 0.049486 | 0.053942 | 0.05882 | 0.062322 | 0.06575 | 0.069065 | 0.072636 | 0.075826 | 0.079074 | 0.082319 | 0.086323 | 0.089227 | 0.092031
ID | Industrial | Chemical Mfg | New | Motors | Pumps | 0 | 0.13481 | 0.26711 | 0.50978 | 0.70124 | 0.87854 | 1.0277 | 1.1771 | 1.2874 | 1.4124 | 1.5432 | 1.6863 | 1.7891 | 1.8897 | 1.9883 | 2.0946 | 2.1895 | 2.2861 | 2.3827 | 2.5018 | 2.5899 | 2.6764
ID | Industrial | Chemical Mfg | New | Motors | Fans & Blowers | 0 | 0.061601 | 0.12206 | 0.23294 | 0.32043 | 0.40145 | 0.4696 | 0.53789 | 0.58829 | 0.64539 | 0.70516 | 0.77057 | 0.81753 | 0.86351 | 0.90857 | 0.95712 | 1.0005 | 1.0447 | 1.0888 | 1.1432 | 1.1835 | 1.223
ID | Industrial | Chemical Mfg | New | Motors | Compressed Air | 0 | 0.14284 | 0.28303 | 0.54016 | 0.74303 | 0.93091 | 1.0889 | 1.2473 | 1.3642 | 1.4966 | 1.6351 | 1.7868 | 1.8957 | 2.0023 | 2.1068 | 2.2194 | 2.32 | 2.4224 | 2.5247 | 2.6509 | 2.7443 | 2.8359
ID | Industrial | Chemical Mfg | New | Motors | Material Handling | 0 | 0.12945 | 0.25649 | 0.48952 | 0.67337 | 0.84363 | 0.98683 | 1.1304 | 1.2363 | 1.3563 | 1.4819 | 1.6193 | 1.718 | 1.8146 | 1.9093 | 2.0113 | 2.1025 | 2.1953 | 2.288 | 2.4024 | 2.487 | 2.57
ID | Industrial | Chemical Mfg | New | Motors | Other Motors | 0 | 0.01697 | 0.033624 | 0.064172 | 0.088273 | 0.11059 | 0.12936 | 0.14818 | 0.16206 | 0.17779 | 0.19426 | 0.21228 | 0.22521 | 0.23788 | 0.25029 | 0.26367 | 0.27562 | 0.28778 | 0.29993 | 0.31493 | 0.32602 | 0.33691
ID | Industrial | Chemical Mfg | New | Process | Process Heating | 0 | 0.031421 | 0.062257 | 0.11882 | 0.16344 | 0.20477 | 0.23953 | 0.27436 | 0.30007 | 0.3292 | 0.35968 | 0.39305 | 0.417 | 0.44045 | 0.46344 | 0.4882 | 0.51032 | 0.53285 | 0.55535 | 0.58312 | 0.60366 | 0.62381
ID | Industrial | Chemical Mfg | New | Process | Process Cooling | 0 | 0.041974 | 0.083166 | 0.15872 | 0.21834 | 0.27354 | 0.31998 | 0.36651 | 0.40085 | 0.43976 | 0.48048 | 0.52506 | 0.55705 | 0.58838 | 0.61909 | 0.65217 | 0.68172 | 0.71181 | 0.74187 | 0.77897 | 0.8064 | 0.83332
ID | Industrial | Chemical Mfg | New | Process | Process Refrigeration | 0 | 0.041974 | 0.083166 | 0.15872 | 0.21834 | 0.27354 | 0.31998 | 0.36651 | 0.40085 | 0.43976 | 0.48048 | 0.52506 | 0.55705 | 0.58838 | 0.61909 | 0.65217 | 0.68172 | 0.71181 | 0.74187 | 0.77897 | 0.8064 | 0.83332
ID | Industrial | Chemical Mfg | New | Process | Process Electrochemical | 0 | 0.14802 | 0.29328 | 0.55973 | 0.76995 | 0.96462 | 1.1284 | 1.2925 | 1.4136 | 1.5508 | 1.6944 | 1.8516 | 1.9644 | 2.0749 | 2.1831 | 2.2998 | 2.404 | 2.5101 | 2.6161 | 2.7469 | 2.8437 | 2.9386
ID | Industrial | Chemical Mfg | New | Process | Process Other | 0 | 0.013402 | 0.026554 | 0.050678 | 0.069712 | 0.087338 | 0.10216 | 0.11702 | 0.12799 | 0.14041 | 0.15341 | 0.16764 | 0.17786 | 0.18786 | 0.19767 | 0.20823 | 0.21766 | 0.22727 | 0.23687 | 0.24871 | 0.25747 | 0.26607
ID | Industrial | Chemical Mfg | New | Miscellaneous | Miscellaneous | 0 | 0.045402 | 0.089958 | 0.17169 | 0.23617 | 0.29588 | 0.34611 | 0.39644 | 0.43359 | 0.47567 | 0.51972 | 0.56793 | 0.60254 | 0.63643 | 0.66964 | 0.70543 | 0.73739 | 0.76994 | 0.80245 | 0.84258 | 0.87225 | 0.90137
ID | Industrial | Electronic Equipment Mfg | Existing | Cooling | Air-Cooled Chiller | 0.0086571 | 0.0084947 | 0.0077237 | 0.0075894 | 0.0074574 | 0.0073837 | 0.0073103 | 0.0072371 | 0.0071563 | 0.0070839 | 0.007012 | 0.0069405 | 0.0068447 | 0.0067559 | 0.0066613 | 0.006615 | 0.0065379 | 0.0064911 | 0.0064441 | 0.0063968 | 0.0063401 | 0.0062789
ID | Industrial | Electronic Equipment Mfg | Existing | Cooling | Water-Cooled Chiller | 0.0090942 | 0.0089248 | 0.0081159 | 0.007976 | 0.0078385 | 0.0077622 | 0.0076862 | 0.0076105 | 0.0075266 | 0.0074517 | 0.0073771 | 0.0073029 | 0.007203 | 0.0071106 | 0.0070118 | 0.0069638 | 0.0068833 | 0.0068347 | 0.0067858 | 0.0067365 | 0.0066772 | 0.0066132
ID | Industrial | Electronic Equipment Mfg | Existing | Cooling | RTU | 0.059023 | 0.057923 | 0.052445 | 0.051293 | 0.050143 | 0.049373 | 0.048594 | 0.047809 | 0.046966 | 0.046174 | 0.045381 | 0.044588 | 0.043639 | 0.042762 | 0.041889 | 0.041357 | 0.040664 | 0.040186 | 0.03973 | 0.039293 | 0.038817 | 0.03833
ID | Industrial | Electronic Equipment Mfg | Existing | Cooling | Air-Source Heat Pump | 0.0089049 | 0.0087107 | 0.0078708 | 0.0076826 | 0.0074963 | 0.0073684 | 0.0072408 | 0.0071141 | 0.0069808 | 0.0068573 | 0.0067359 | 0.0066169 | 0.0064788 | 0.0063529 | 0.0062263 | 0.0061491 | 0.006047 | 0.0059763 | 0.0059081 | 0.0058423 | 0.0057704 | 0.0056965
ID | Industrial | Electronic Equipment Mfg | Existing | Cooling | Geothermal Heat Pump | 0 | 0 | 0 | 0 | 0 | 0 | 0 | 0 | 0 | 0 | 0 | 0 | 0 | 0 | 0 | 0 | 0 | 0 | 0 | 0 | 0 | 0
ID | Industrial | Electronic Equipment Mfg | Existing | Space Heating | Electric Furnace | 0.014394 | 0.014126 | 0.012846 | 0.012686 | 0.012407 | 0.012139 | 0.011877 | 0.011676 | 0.011355 | 0.011109 | 0.010869 | 0.010684 | 0.010364 | 0.010112 | 0.0098547 | 0.0096898 | 0.0093938 | 0.0091925 | 0.0089954 | 0.0088443 | 0.008601 | 0.0083981
ID | Industrial | Electronic Equipment Mfg | Existing | Space Heating | Electric Room Heat | 0.0021368 | 0.0020969 | 0.0019069 | 0.0018831 | 0.0018417 | 0.001802 | 0.001763 | 0.0017332 | 0.0016856 | 0.0016491 | 0.0016134 | 0.0015859 | 0.0015385 | 0.001501 | 0.0014629 | 0.0014384 | 0.0013945 | 0.0013646 | 0.0013353 | 0.0013129 | 0.0012768 | 0.0012466
ID | Industrial | Electronic Equipment Mfg | Existing | Space Heating | Air-Source Heat Pump | 0.0040769 | 0.004001 | 0.0036348 | 0.0035856 | 0.0035027 | 0.0034228 | 0.0033445 | 0.0032835 | 0.0031888 | 0.0031151 | 0.003043 | 0.0029865 | 0.0028929 | 0.0028184 | 0.0027434 | 0.0026945 | 0.0026094 | 0.0025511 | 0.0024943 | 0.0024505 | 0.0023813 | 0.0023237
ID | Industrial | Electronic Equipment Mfg | Existing | Space Heating | Geothermal Heat Pump | 0 | 0 | 0 | 0 | 0 | 0 | 0 | 0 | 0 | 0 | 0 | 0 | 0 | 0 | 0 | 0 | 0 | 0 | 0 | 0 | 0 | 0
ID | Industrial | Electronic Equipment Mfg | Existing | Ventilation | Ventilation | 0.21931 | 0.21289 | 0.19133 | 0.18569 | 0.18014 | 0.17432 | 0.16863 | 0.16309 | 0.15753 | 0.15237 | 0.1474 | 0.14264 | 0.13761 | 0.13295 | 0.12842 | 0.1246 | 0.12046 | 0.11709 | 0.11389 | 0.11086 | 0.1078 | 0.10484
ID | Industrial | Electronic Equipment Mfg | Existing | Interior Lighting | General Service Lighting | 0.0079862 | 0.0076131 | 0.006634 | 0.0061729 | 0.0055769 | 0.0049566 | 0.0044755 | 0.0040945 | 0.0037817 | 0.003518 | 0.0033031 | 0.0031235 | 0.0029675 | 0.0028354 | 0.0027068 | 0.0026009 | 0.0024934 | 0.0024061 | 0.002327 | 0.0022425 | 0.002157 | 0.0020733
ID | Industrial | Electronic Equipment Mfg | Existing | Interior Lighting | High-Bay Lighting | 0.048483 | 0.04758 | 0.043268 | 0.042522 | 0.041789 | 0.041068 | 0.04036 | 0.039664 | 0.038936 | 0.038265 | 0.037605 | 0.036957 | 0.036189 | 0.035447 | 0.034657 | 0.033992 | 0.033173 | 0.032539 | 0.031929 | 0.03134 | 0.030726 | 0.030108
ID | Industrial | Electronic Equipment Mfg | Existing | Interior Lighting | Linear Lighting | 0.026187 | 0.025681 | 0.023332 | 0.022905 | 0.02246 | 0.022021 | 0.021586 | 0.021157 | 0.020711 | 0.020279 | 0.019854 | 0.019436 | 0.018958 | 0.018507 | 0.018036 | 0.017641 | 0.017175 | 0.016798 | 0.016428 | 0.016066 | 0.015701 | 0.01534
ID | Industrial | Electronic Equipment Mfg | Existing | Exterior Lighting | General Service Lighting | 0.007105 | 0.0066473 | 0.0055518 | 0.0048424 | 0.0042502 | 0.0038436 | 0.0035454 | 0.0033103 | 0.0031081 | 0.0029397 | 0.0027996 | 0.0026762 | 0.0025701 | 0.002477 | 0.0023803 | 0.0022993 | 0.0022133 | 0.0021424 | 0.0020764 | 0.0019969 | 0.0019093 | 0.0018201
ID | Industrial | Electronic Equipment Mfg | Existing | Exterior Lighting | Area Lighting | 0.016615 | 0.016306 | 0.014828 | 0.014572 | 0.014321 | 0.014074 | 0.013831 | 0.013593 | 0.013343 | 0.013113 | 0.012887 | 0.012654 | 0.012363 | 0.012074 | 0.011752 | 0.01147 | 0.011133 | 0.010873 | 0.010631 | 0.010406 | 0.010178 | 0.0099554
ID | Industrial | Electronic Equipment Mfg | Existing | Exterior Lighting | Linear Lighting | 0.017437 | 0.0171 | 0.015536 | 0.015251 | 0.014955 | 0.014662 | 0.014373 | 0.014087 | 0.01379 | 0.013503 | 0.01322 | 0.012942 | 0.012623 | 0.012323 | 0.012009 | 0.011747 | 0.011436 | 0.011185 | 0.010939 | 0.010698 | 0.010454 | 0.010214
ID | Industrial | Electronic Equipment Mfg | Existing | Motors | Pumps | 0.048751 | 0.047843 | 0.043507 | 0.042756 | 0.042019 | 0.041295 | 0.040583 | 0.039883 | 0.039151 | 0.038476 | 0.037813 | 0.037161 | 0.036389 | 0.035665 | 0.03492 | 0.034318 | 0.03357 | 0.032991 | 0.032422 | 0.031863 | 0.031269 | 0.030664
ID | Industrial | Electronic Equipment Mfg | Existing | Motors | Fans & Blowers | 0.036563 | 0.035882 | 0.03263 | 0.032067 | 0.031514 | 0.030971 | 0.030437 | 0.029912 | 0.029363 | 0.028857 | 0.02836 | 0.027871 | 0.027292 | 0.026749 | 0.02619 | 0.025738 | 0.025177 | 0.024743 | 0.024317 | 0.023898 | 0.023452 | 0.022998
ID | Industrial | Electronic Equipment Mfg | Existing | Motors | Compressed Air | 0.036563 | 0.035882 | 0.03263 | 0.032067 | 0.031514 | 0.030971 | 0.030437 | 0.029912 | 0.029363 | 0.028857 | 0.02836 | 0.027871 | 0.027292 | 0.026749 | 0.02619 | 0.025738 | 0.025177 | 0.024743 | 0.024317 | 0.023898 | 0.023452 | 0.022998
ID | Industrial | Electronic Equipment Mfg | Existing | Motors | Material Handling | 0.18282 | 0.17941 | 0.16315 | 0.16034 | 0.15757 | 0.15486 | 0.15219 | 0.14956 | 0.14682 | 0.14429 | 0.1418 | 0.13935 | 0.13646 | 0.13374 | 0.13095 | 0.12869 | 0.12589 | 0.12372 | 0.12158 | 0.11949 | 0.11726 | 0.11499
ID | Industrial | Electronic Equipment Mfg | Existing | Motors | Other Motors | 0 | 0 | 0 | 0 | 0 | 0 | 0 | 0 | 0 | 0 | 0 | 0 | 0 | 0 | 0 | 0 | 0 | 0 | 0 | 0 | 0 | 0
ID | Industrial | Electronic Equipment Mfg | Existing | Process | Process Heating | 0.1592 | 0.15623 | 0.14207 | 0.13962 | 0.13722 | 0.13485 | 0.13253 | 0.13024 | 0.12785 | 0.12565 | 0.12348 | 0.12135 | 0.11883 | 0.11647 | 0.11403 | 0.11207 | 0.10963 | 0.10774 | 0.10588 | 0.10405 | 0.10211 | 0.10014
ID | Industrial | Electronic Equipment Mfg | Existing | Process | Process Cooling | 0.084348 | 0.082776 | 0.075274 | 0.073976 | 0.072701 | 0.071447 | 0.070216 | 0.069005 | 0.067738 | 0.06657 | 0.065423 | 0.064295 | 0.062959 | 0.061707 | 0.060418 | 0.059376 | 0.058082 | 0.057081 | 0.056096 | 0.055129 | 0.054101 | 0.053055
ID | Industrial | Electronic Equipment Mfg | Existing | Process | Process Refrigeration | 0.071639 | 0.070305 | 0.063933 | 0.06283 | 0.061747 | 0.060683 | 0.059636 | 0.058608 | 0.057532 | 0.05654 | 0.055566 | 0.054608 | 0.053473 | 0.052409 | 0.051315 | 0.05043 | 0.049331 | 0.04848 | 0.047644 | 0.046823 | 0.04595 | 0.045061
ID | Industrial | Electronic Equipment Mfg | Existing | Process | Process Electrochemical | 0.03075 | 0.030177 | 0.027442 | 0.026969 | 0.026504 | 0.026047 | 0.025598 | 0.025157 | 0.024695 | 0.024269 | 0.023851 | 0.023439 | 0.022953 | 0.022496 | 0.022026 | 0.021646 | 0.021174 | 0.020809 | 0.020451 | 0.020098 | 0.019723 | 0.019342
ID | Industrial | Electronic Equipment Mfg | Existing | Process | Process Other | 0.099531 | 0.097677 | 0.088824 | 0.087292 | 0.085787 | 0.084308 | 0.082855 | 0.081426 | 0.079932 | 0.078553 | 0.077199 | 0.075868 | 0.074292 | 0.072814 | 0.071293 | 0.070064 | 0.068537 | 0.067355 | 0.066194 | 0.065053 | 0.063839 | 0.062605
ID | Industrial | Electronic Equipment Mfg | Existing | Miscellaneous | Miscellaneous | 0.13715 | 0.1346 | 0.1224 | 0.12029 | 0.11822 | 0.11618 | 0.11417 | 0.11221 | 0.11015 | 0.10825 | 0.10638 | 0.10455 | 0.10238 | 0.10034 | 0.098243 | 0.096549 | 0.094445 | 0.092817 | 0.091216 | 0.089644 | 0.087972 | 0.08627
ID | Industrial | Electronic Equipment Mfg | New | Cooling | Air-Cooled Chiller | 0 | 0.00014878 | 0.00029479 | 0.00056261 | 0.00077391 | 0.000977 | 0.0011515 | 0.0013289 | 0.0014643 | 0.0016183 | 0.0017812 | 0.0019606 | 0.0020952 | 0.0022289 | 0.002362 | 0.0025146 | 0.002656 | 0.002802 | 0.0029503 | 0.0031292 | 0.003272 | 0.0034149
ID | Industrial | Electronic Equipment Mfg | New | Cooling | Water-Cooled Chiller | 0 | 0.0001568 | 0.00031067 | 0.00059293 | 0.00081562 | 0.0010296 | 0.0012136 | 0.0014005 | 0.0015432 | 0.0017055 | 0.0018771 | 0.0020663 | 0.0022081 | 0.0023491 | 0.0024893 | 0.0026501 | 0.0027991 | 0.002953 | 0.0031092 | 0.0032978 | 0.0034483 | 0.0035989
ID | Industrial | Electronic Equipment Mfg | New | Cooling | RTU | 0 | 0.0010176 | 0.0018881 | 0.0034848 | 0.0047445 | 0.0059563 | 0.0069976 | 0.0080562 | 0.0088642 | 0.0097835 | 0.010756 | 0.011826 | 0.01263 | 0.013413 | 0.014193 | 0.015091 | 0.015924 | 0.016785 | 0.017661 | 0.018721 | 0.019565 | 0.020411
ID | Industrial | Electronic Equipment Mfg | New | Cooling | Air-Source Heat Pump | 0 | 0.00014394 | 0.00027217 | 0.00050738 | 0.00069296 | 0.00087143 | 0.0010248 | 0.0011807 | 0.0012997 | 0.001435 | 0.0015782 | 0.0017359 | 0.0018529 | 0.0019693 | 0.0020852 | 0.0022183 | 0.0023417 | 0.0024692 | 0.0025987 | 0.0027553 | 0.0028801 | 0.003005
ID | Industrial | Electronic Equipment Mfg | New | Cooling | Geothermal Heat Pump | 0 | 0 | 0 | 0 | 0 | 0 | 0 | 0 | 0 | 0 | 0 | 0 | 0 | 0 | 0 | 0 | 0 | 0 | 0 | 0 | 0 | 0
ID | Industrial | Electronic Equipment Mfg | New | Space Heating | Electric Furnace | 0 | 0.00024818 | 0.00049173 | 0.00094304 | 0.0012909 | 0.0016102 | 0.0018752 | 0.0021486 | 0.0023282 | 0.0025426 | 0.0027656 | 0.0030228 | 0.0031771 | 0.0033405 | 0.0034986 | 0.0036875 | 0.00382 | 0.0039717 | 0.0041217 | 0.0043298 | 0.0044418 | 0.0045702
ID | Industrial | Electronic Equipment Mfg | New | Space Heating | Electric Room Heat | 0 | 3.6841e-05 | 7.2995e-05 | 0.00013999 | 0.00019163 | 0.00023903 | 0.00027836 | 0.00031895 | 0.0003456 | 0.00037744 | 0.00041053 | 0.00044872 | 0.00047163 | 0.00049587 | 0.00051935 | 0.00054739 | 0.00056706 | 0.00058957 | 0.00061184 | 0.00064273 | 0.00065935 | 0.00067842
ID | Industrial | Electronic Equipment Mfg | New | Space Heating | Air-Source Heat Pump | 0 | 7.0292e-05 | 0.00013725 | 0.00026132 | 0.00035695 | 0.00044471 | 0.00051754 | 0.00059272 | 0.00064205 | 0.000701 | 0.00076227 | 0.00083299 | 0.00087521 | 0.00091994 | 0.00096326 | 0.001015 | 0.0010513 | 0.0010929 | 0.0011341 | 0.0011912 | 0.0012219 | 0.0012571
ID | Industrial | Electronic Equipment Mfg | New | Space Heating | Geothermal Heat Pump | 0 | 0 | 0 | 0 | 0 | 0 | 0 | 0 | 0 | 0 | 0 | 0 | 0 | 0 | 0 | 0 | 0 | 0 | 0 | 0 | 0 | 0
ID | Industrial | Electronic Equipment Mfg | New | Ventilation | Ventilation | 0 | 0.0028535 | 0.0056538 | 0.01079 | 0.014862 | 0.018318 | 0.021224 | 0.024138 | 0.026287 | 0.028731 | 0.031289 | 0.034089 | 0.036098 | 0.038066 | 0.039995 | 0.042073 | 0.043929 | 0.045799 | 0.04765 | 0.049907 | 0.051533 | 0.053137
ID | Industrial | Electronic Equipment Mfg | New | Interior Lighting | General Service Lighting | 0 | 7.9879e-05 | 0.00015827 | 0.00030206 | 0.00039373 | 0.00047863 | 0.0005472 | 0.0006141 | 0.00065871 | 0.00070373 | 0.00075218 | 0.00080481 | 0.00084231 | 0.00087891 | 0.00090937 | 0.00094252 | 0.00097075 | 0.00099959 | 0.0010289 | 0.0010631 | 0.0010858 | 0.0011048
ID | Industrial | Electronic Equipment Mfg | New | Interior Lighting | High-Bay Lighting | 0 | 0.00083158 | 0.0016477 | 0.0031446 | 0.0043154 | 0.0053997 | 0.0063117 | 0.0072257 | 0.0079002 | 0.0086604 | 0.0094561 | 0.010327 | 0.010951 | 0.011561 | 0.012154 | 0.012793 | 0.013362 | 0.013942 | 0.01452 | 0.015236 | 0.015764 | 0.016282
ID | Industrial | Electronic Equipment Mfg | New | Interior Lighting | Linear Lighting | 0 | 0.0004355 | 0.00086288 | 0.0016468 | 0.0022477 | 0.0028042 | 0.0032722 | 0.0037413 | 0.0040874 | 0.0044722 | 0.004875 | 0.0053158 | 0.0056323 | 0.0059421 | 0.0062417 | 0.0065644 | 0.0068527 | 0.0071463 | 0.0074395 | 0.0078014 | 0.0080638 | 0.0083172
ID | Industrial | Electronic Equipment Mfg | New | Exterior Lighting | General Service Lighting | 0 | 7.1065e-05 | 0.00014081 | 0.00026873 | 0.00035029 | 0.00042581 | 0.00048682 | 0.00054634 | 0.00058602 | 0.00062608 | 0.00066918 | 0.000716 | 0.00074936 | 0.00078192 | 0.00080902 | 0.00083852 | 0.00086363 | 0.0008893 | 0.0009154 | 0.00094579 | 0.00096599 | 0.00098286
ID | Industrial | Electronic Equipment Mfg | New | Exterior Lighting | Area Lighting | 0 | 0.00028647 | 0.0005676 | 0.0010833 | 0.0014786 | 0.0018447 | 0.0021525 | 0.0024611 | 0.0026888 | 0.0029422 | 0.0032074 | 0.0034977 | 0.0037048 | 0.0039066 | 0.0040983 | 0.0043046 | 0.0044877 | 0.004674 | 0.0048598 | 0.0050907 | 0.00526 | 0.0054263
ID | Industrial | Electronic Equipment Mfg | New | Exterior Lighting | Linear Lighting | 0 | 0.00028998 | 0.00057455 | 0.0010965 | 0.0014967 | 0.0018672 | 0.0021788 | 0.0024911 | 0.0027216 | 0.0029778 | 0.003246 | 0.0035396 | 0.0037503 | 0.0039566 | 0.0041561 | 0.0043709 | 0.0045629 | 0.0047584 | 0.0049536 | 0.0051946 | 0.0053693 | 0.005538
ID | Industrial | Electronic Equipment Mfg | New | Motors | Pumps | 0 | 0.00084053 | 0.0016654 | 0.0031785 | 0.0043722 | 0.0054777 | 0.0064075 | 0.0073394 | 0.0080271 | 0.0088062 | 0.0096217 | 0.010514 | 0.011155 | 0.011782 | 0.012397 | 0.01306 | 0.013651 | 0.014254 | 0.014856 | 0.015599 | 0.016148 | 0.016687
ID | Industrial | Electronic Equipment Mfg | New | Motors | Fans & Blowers | 0 | 0.0006304 | 0.0012491 | 0.0023838 | 0.0032792 | 0.0041083 | 0.0048056 | 0.0055046 | 0.0060203 | 0.0066046 | 0.0072163 | 0.0078857 | 0.0083662 | 0.0088367 | 0.0092979 | 0.0097948 | 0.010239 | 0.010691 | 0.011142 | 0.011699 | 0.012111 | 0.012515
ID | Industrial | Electronic Equipment Mfg | New | Motors | Compressed Air | 0 | 0.0006304 | 0.0012491 | 0.0023838 | 0.0032792 | 0.0041083 | 0.0048056 | 0.0055046 | 0.0060203 | 0.0066046 | 0.0072163 | 0.0078857 | 0.0083662 | 0.0088367 | 0.0092979 | 0.0097948 | 0.010239 | 0.010691 | 0.011142 | 0.011699 | 0.012111 | 0.012515
ID | Industrial | Electronic Equipment Mfg | New | Motors | Material Handling | 0 | 0.003152 | 0.0062453 | 0.011919 | 0.016396 | 0.020541 | 0.024028 | 0.027523 | 0.030101 | 0.033023 | 0.036081 | 0.039428 | 0.041831 | 0.044184 | 0.04649 | 0.048974 | 0.051193 | 0.053453 | 0.05571 | 0.058495 | 0.060556 | 0.062577
ID | Industrial | Electronic Equipment Mfg | New | Motors | Other Motors | 0 | 0 | 0 | 0 | 0 | 0 | 0 | 0 | 0 | 0 | 0 | 0 | 0 | 0 | 0 | 0 | 0 | 0 | 0 | 0 | 0 | 0
ID | Industrial | Electronic Equipment Mfg | New | Process | Process Heating | 0 | 0.0027448 | 0.0054385 | 0.01038 | 0.014278 | 0.017888 | 0.020924 | 0.023967 | 0.026213 | 0.028757 | 0.03142 | 0.034335 | 0.036427 | 0.038476 | 0.040484 | 0.042648 | 0.04458 | 0.046548 | 0.048513 | 0.050939 | 0.052733 | 0.054494
ID | Industrial | Electronic Equipment Mfg | New | Process | Process Cooling | 0 | 0.0014543 | 0.0028815 | 0.0054993 | 0.0075647 | 0.0094774 | 0.011086 | 0.012698 | 0.013888 | 0.015236 | 0.016647 | 0.018191 | 0.0193 | 0.020386 | 0.021449 | 0.022596 | 0.023619 | 0.024662 | 0.025703 | 0.026989 | 0.027939 | 0.028872
ID | Industrial | Electronic Equipment Mfg | New | Process | Process Refrigeration | 0 | 0.0012352 | 0.0024473 | 0.0046707 | 0.0064249 | 0.0080495 | 0.0094158 | 0.010785 | 0.011796 | 0.012941 | 0.014139 | 0.015451 | 0.016392 | 0.017314 | 0.018218 | 0.019191 | 0.020061 | 0.020946 | 0.021831 | 0.022922 | 0.02373 | 0.024522
ID | Industrial | Electronic Equipment Mfg | New | Process | Process Electrochemical | 0 | 0.00053017 | 0.0010505 | 0.0020048 | 0.0027578 | 0.0034551 | 0.0040416 | 0.0046294 | 0.0050631 | 0.0055545 | 0.0060689 | 0.0066319 | 0.007036 | 0.0074318 | 0.0078196 | 0.0082375 | 0.0086107 | 0.0089908 | 0.0093705 | 0.009839 | 0.010186 | 0.010526
ID | Industrial | Electronic Equipment Mfg | New | Process | Process Other | 0 | 0.001716 | 0.0034001 | 0.0064892 | 0.0089264 | 0.011183 | 0.013082 | 0.014984 | 0.016388 | 0.017979 | 0.019644 | 0.021466 | 0.022774 | 0.024055 | 0.02531 | 0.026663 | 0.027871 | 0.029101 | 0.03033 | 0.031847 | 0.032968 | 0.034069
ID | Industrial | Electronic Equipment Mfg | New | Miscellaneous | Miscellaneous | 0 | 0.0023647 | 0.0046854 | 0.0089422 | 0.012301 | 0.015411 | 0.018027 | 0.020649 | 0.022583 | 0.024775 | 0.027069 | 0.02958 | 0.031383 | 0.033148 | 0.034878 | 0.036742 | 0.038406 | 0.040102 | 0.041795 | 0.043885 | 0.045431 | 0.046948
ID | Industrial | Industrial Machinery | Existing | Cooling | Air-Cooled Chiller | 0.036659 | 0.035972 | 0.032707 | 0.032138 | 0.031579 | 0.031267 | 0.030956 | 0.030646 | 0.030304 | 0.029997 | 0.029693 | 0.02939 | 0.028984 | 0.028608 | 0.028208 | 0.028012 | 0.027685 | 0.027487 | 0.027288 | 0.027088 | 0.026848 | 0.026589
ID | Industrial | Industrial Machinery | Existing | Cooling | Water-Cooled Chiller | 0.03851 | 0.037793 | 0.034368 | 0.033775 | 0.033193 | 0.03287 | 0.032548 | 0.032227 | 0.031872 | 0.031555 | 0.031239 | 0.030925 | 0.030502 | 0.03011 | 0.029692 | 0.029489 | 0.029148 | 0.028942 | 0.028735 | 0.028526 | 0.028275 | 0.028004
ID | Industrial | Industrial Machinery | Existing | Cooling | RTU | 0.24994 | 0.24528 | 0.22208 | 0.2172 | 0.21233 | 0.20907 | 0.20578 | 0.20245 | 0.19888 | 0.19553 | 0.19217 | 0.18881 | 0.18479 | 0.18108 | 0.17738 | 0.17513 | 0.17219 | 0.17017 | 0.16824 | 0.16639 | 0.16438 | 0.16231
ID | Industrial | Industrial Machinery | Existing | Cooling | Air-Source Heat Pump | 0.037709 | 0.036886 | 0.033329 | 0.032532 | 0.031743 | 0.031202 | 0.030662 | 0.030125 | 0.029561 | 0.029038 | 0.028524 | 0.02802 | 0.027435 | 0.026902 | 0.026366 | 0.026039 | 0.025607 | 0.025307 | 0.025018 | 0.02474 | 0.024435 | 0.024122
ID | Industrial | Industrial Machinery | Existing | Cooling | Geothermal Heat Pump | 0 | 0 | 0 | 0 | 0 | 0 | 0 | 0 | 0 | 0 | 0 | 0 | 0 | 0 | 0 | 0 | 0 | 0 | 0 | 0 | 0 | 0
ID | Industrial | Industrial Machinery | Existing | Space Heating | Electric Furnace | 0.060954 | 0.059818 | 0.054397 | 0.053719 | 0.052537 | 0.051403 | 0.050292 | 0.049443 | 0.048085 | 0.047044 | 0.046023 | 0.04524 | 0.043888 | 0.042818 | 0.04173 | 0.041032 | 0.039779 | 0.038926 | 0.038092 | 0.037452 | 0.036421 | 0.035562
ID | Industrial | Industrial Machinery | Existing | Space Heating | Electric Room Heat | 0.0090482 | 0.0088797 | 0.0080749 | 0.0079743 | 0.0077988 | 0.0076305 | 0.0074656 | 0.0073395 | 0.007138 | 0.0069834 | 0.0068319 | 0.0067157 | 0.006515 | 0.0063561 | 0.0061946 | 0.006091 | 0.0059049 | 0.0057784 | 0.0056545 | 0.0055595 | 0.0054066 | 0.005279
ID | Industrial | Industrial Machinery | Existing | Space Heating | Air-Source Heat Pump | 0.017264 | 0.016942 | 0.015392 | 0.015183 | 0.014832 | 0.014494 | 0.014163 | 0.013904 | 0.013503 | 0.013191 | 0.012886 | 0.012647 | 0.01225 | 0.011935 | 0.011617 | 0.01141 | 0.01105 | 0.010803 | 0.010562 | 0.010377 | 0.010084 | 0.0098397
ID | Industrial | Industrial Machinery | Existing | Space Heating | Geothermal Heat Pump | 0 | 0 | 0 | 0 | 0 | 0 | 0 | 0 | 0 | 0 | 0 | 0 | 0 | 0 | 0 | 0 | 0 | 0 | 0 | 0 | 0 | 0
ID | Industrial | Industrial Machinery | Existing | Ventilation | Ventilation | 0.9287 | 0.90151 | 0.81018 | 0.78631 | 0.76281 | 0.73819 | 0.71408 | 0.69061 | 0.66709 | 0.64521 | 0.62418 | 0.60403 | 0.58272 | 0.563 | 0.54379 | 0.52764 | 0.51009 | 0.49582 | 0.4823 | 0.46943 | 0.45651 | 0.44397
ID | Industrial | Industrial Machinery | Existing | Interior Lighting | General Service Lighting | 0.06079 | 0.057949 | 0.050497 | 0.046987 | 0.042451 | 0.037729 | 0.034067 | 0.031167 | 0.028785 | 0.026779 | 0.025142 | 0.023775 | 0.022588 | 0.021582 | 0.020604 | 0.019798 | 0.018979 | 0.018315 | 0.017713 | 0.01707 | 0.016419 | 0.015781
ID | Industrial | Industrial Machinery | Existing | Interior Lighting | High-Bay Lighting | 0.36905 | 0.36217 | 0.32935 | 0.32367 | 0.31809 | 0.3126 | 0.30721 | 0.30192 | 0.29638 | 0.29127 | 0.28624 | 0.28131 | 0.27547 | 0.26982 | 0.2638 | 0.25875 | 0.25251 | 0.24768 | 0.24304 | 0.23856 | 0.23388 | 0.22918
ID | Industrial | Industrial Machinery | Existing | Interior Lighting | Linear Lighting | 0.19933 | 0.19548 | 0.1776 | 0.17435 | 0.17097 | 0.16762 | 0.16431 | 0.16104 | 0.15765 | 0.15436 | 0.15112 | 0.14795 | 0.14431 | 0.14087 | 0.13729 | 0.13428 | 0.13073 | 0.12786 | 0.12505 | 0.12229 | 0.11951 | 0.11677
ID | Industrial | Industrial Machinery | Existing | Exterior Lighting | General Service Lighting | 0.054082 | 0.050598 | 0.04226 | 0.036859 | 0.032352 | 0.029257 | 0.026987 | 0.025197 | 0.023659 | 0.022376 | 0.02131 | 0.020371 | 0.019563 | 0.018855 | 0.018118 | 0.017502 | 0.016847 | 0.016308 | 0.015805 | 0.0152 | 0.014533 | 0.013854
ID | Industrial | Industrial Machinery | Existing | Exterior Lighting | Area Lighting | 0.12647 | 0.12412 | 0.11287 | 0.11092 | 0.10901 | 0.10713 | 0.10528 | 0.10347 | 0.10157 | 0.099817 | 0.098096 | 0.096324 | 0.094103 | 0.091904 | 0.089457 | 0.087308 | 0.084742 | 0.08276 | 0.080923 | 0.079206 | 0.077476 | 0.075779
ID | Industrial | Industrial Machinery | Existing | Exterior Lighting | Linear Lighting | 0.13273 | 0.13016 | 0.11825 | 0.11609 | 0.11384 | 0.11161 | 0.1094 | 0.10723 | 0.10497 | 0.10278 | 0.10063 | 0.098511 | 0.096086 | 0.0938 | 0.091412 | 0.089413 | 0.087048 | 0.085136 | 0.083263 | 0.081428 | 0.079577 | 0.077751
ID | Industrial | Industrial Machinery | Existing | Motors | Pumps | 0.60886 | 0.59752 | 0.54337 | 0.534 | 0.52479 | 0.51574 | 0.50685 | 0.49811 | 0.48897 | 0.48054 | 0.47225 | 0.46411 | 0.45447 | 0.44543 | 0.43612 | 0.4286 | 0.41926 | 0.41204 | 0.40493 | 0.39795 | 0.39053 | 0.38297
ID | Industrial | Industrial Machinery | Existing | Motors | Fans & Blowers | 0.4262 | 0.41827 | 0.38036 | 0.3738 | 0.36735 | 0.36102 | 0.3548 | 0.34868 | 0.34228 | 0.33638 | 0.33058 | 0.32488 | 0.31813 | 0.3118 | 0.30529 | 0.30002 | 0.29349 | 0.28843 | 0.28345 | 0.27857 | 0.27337 | 0.26808
ID | Industrial | Industrial Machinery | Existing | Motors | Compressed Air | 0.4262 | 0.41827 | 0.38036 | 0.3738 | 0.36735 | 0.36102 | 0.3548 | 0.34868 | 0.34228 | 0.33638 | 0.33058 | 0.32488 | 0.31813 | 0.3118 | 0.30529 | 0.30002 | 0.29349 | 0.28843 | 0.28345 | 0.27857 | 0.27337 | 0.26808
ID | Industrial | Industrial Machinery | Existing | Motors | Material Handling | 1.2177 | 1.195 | 1.0867 | 1.068 | 1.0496 | 1.0315 | 1.0137 | 0.99622 | 0.97794 | 0.96108 | 0.94451 | 0.92822 | 0.90894 | 0.89086 | 0.87225 | 0.85721 | 0.83853 | 0.82407 | 0.80986 | 0.7959 | 0.78106 | 0.76595
ID | Industrial | Industrial Machinery | Existing | Motors | Other Motors | 0.18266 | 0.17926 | 0.16301 | 0.1602 | 0.15744 | 0.15472 | 0.15206 | 0.14943 | 0.14669 | 0.14416 | 0.14168 | 0.13923 | 0.13634 | 0.13363 | 0.13084 | 0.12858 | 0.12578 | 0.12361 | 0.12148 | 0.11939 | 0.11716 | 0.11489
ID | Industrial | Industrial Machinery | Existing | Process | Process Heating | 0.66012 | 0.64782 | 0.58911 | 0.57895 | 0.56897 | 0.55916 | 0.54952 | 0.54004 | 0.53013 | 0.52099 | 0.51201 | 0.50318 | 0.49273 | 0.48293 | 0.47284 | 0.46468 | 0.45456 | 0.44672 | 0.43902 | 0.43145 | 0.4234 | 0.41521
ID | Industrial | Industrial Machinery | Existing | Process | Process Cooling | 0.13583 | 0.1333 | 0.12122 | 0.11913 | 0.11707 | 0.11506 | 0.11307 | 0.11112 | 0.10908 | 0.1072 | 0.10535 | 0.10354 | 0.10139 | 0.09937 | 0.097294 | 0.095617 | 0.093533 | 0.09192 | 0.090335 | 0.088778 | 0.087122 | 0.085437
ID | Industrial | Industrial Machinery | Existing | Process | Process Refrigeration | 0.13583 | 0.1333 | 0.12122 | 0.11913 | 0.11707 | 0.11506 | 0.11307 | 0.11112 | 0.10908 | 0.1072 | 0.10535 | 0.10354 | 0.10139 | 0.09937 | 0.097294 | 0.095617 | 0.093533 | 0.09192 | 0.090335 | 0.088778 | 0.087122 | 0.085437
ID | Industrial | Industrial Machinery | Existing | Process | Process Electrochemical | 0.068059 | 0.066791 | 0.060738 | 0.059691 | 0.058662 | 0.05765 | 0.056656 | 0.055679 | 0.054657 | 0.053715 | 0.052789 | 0.051879 | 0.050801 | 0.049791 | 0.04875 | 0.04791 | 0.046866 | 0.046058 | 0.045264 | 0.044483 | 0.043654 | 0.042809
ID | Industrial | Industrial Machinery | Existing | Process | Process Other | 0.15573 | 0.15283 | 0.13898 | 0.13658 | 0.13423 | 0.13191 | 0.12964 | 0.1274 | 0.12506 | 0.12291 | 0.12079 | 0.11871 | 0.11624 | 0.11393 | 0.11155 | 0.10962 | 0.10724 | 0.10539 | 0.10357 | 0.10178 | 0.099885 | 0.097953
ID | Industrial | Industrial Machinery | Existing | Miscellaneous | Miscellaneous | 0.51304 | 0.50348 | 0.45785 | 0.44996 | 0.4422 | 0.43457 | 0.42708 | 0.41972 | 0.41201 | 0.40491 | 0.39793 | 0.39107 | 0.38295 | 0.37533 | 0.36749 | 0.36115 | 0.35328 | 0.34719 | 0.3412 | 0.33532 | 0.32907 | 0.3227
ID | Industrial | Industrial Machinery | New | Cooling | Air-Cooled Chiller | 0 | 0.00063002 | 0.0012483 | 0.0023824 | 0.0032772 | 0.0041372 | 0.0048761 | 0.0056273 | 0.0062005 | 0.0068528 | 0.0075425 | 0.0083024 | 0.0088722 | 0.0094386 | 0.010002 | 0.010648 | 0.011247 | 0.011865 | 0.012493 | 0.013251 | 0.013855 | 0.01446
ID | Industrial | Industrial Machinery | New | Cooling | Water-Cooled Chiller | 0 | 0.00066397 | 0.0013156 | 0.0025108 | 0.0034538 | 0.0043601 | 0.0051389 | 0.0059306 | 0.0065347 | 0.007222 | 0.0079489 | 0.0087498 | 0.0093503 | 0.0099472 | 0.010541 | 0.011222 | 0.011853 | 0.012505 | 0.013166 | 0.013965 | 0.014602 | 0.01524
ID | Industrial | Industrial Machinery | New | Cooling | RTU | 0 | 0.0043092 | 0.0079953 | 0.014757 | 0.020091 | 0.025222 | 0.029632 | 0.034115 | 0.037536 | 0.041429 | 0.045545 | 0.05008 | 0.053481 | 0.056796 | 0.060101 | 0.063904 | 0.067432 | 0.071079 | 0.074787 | 0.079274 | 0.08285 | 0.086431
ID | Industrial | Industrial Machinery | New | Cooling | Air-Source Heat Pump | 0 | 0.00060951 | 0.0011525 | 0.0021486 | 0.0029344 | 0.0036901 | 0.0043395 | 0.0049997 | 0.0055035 | 0.0060768 | 0.006683 | 0.0073508 | 0.0078462 | 0.0083391 | 0.0088299 | 0.0093935 | 0.0099162 | 0.010456 | 0.011004 | 0.011667 | 0.012196 | 0.012725
ID | Industrial | Industrial Machinery | New | Cooling | Geothermal Heat Pump | 0 | 0 | 0 | 0 | 0 | 0 | 0 | 0 | 0 | 0 | 0 | 0 | 0 | 0 | 0 | 0 | 0 | 0 | 0 | 0 | 0 | 0
ID | Industrial | Industrial Machinery | New | Space Heating | Electric Furnace | 0 | 0.0010509 | 0.0020823 | 0.0039934 | 0.0054666 | 0.0068186 | 0.0079405 | 0.0090986 | 0.0098588 | 0.010767 | 0.011711 | 0.0128 | 0.013454 | 0.014145 | 0.014815 | 0.015615 | 0.016176 | 0.016818 | 0.017454 | 0.018335 | 0.018809 | 0.019353
ID | Industrial | Industrial Machinery | New | Space Heating | Electric Room Heat | 0 | 0.000156 | 0.0003091 | 0.00059279 | 0.00081149 | 0.0010122 | 0.0011787 | 0.0013506 | 0.0014635 | 0.0015983 | 0.0017384 | 0.0019001 | 0.0019971 | 0.0020998 | 0.0021992 | 0.002318 | 0.0024013 | 0.0024966 | 0.0025909 | 0.0027217 | 0.0027921 | 0.0028728
ID | Industrial | Industrial Machinery | New | Space Heating | Air-Source Heat Pump | 0 | 0.00029766 | 0.00058118 | 0.0011066 | 0.0015115 | 0.0018832 | 0.0021915 | 0.0025099 | 0.0027188 | 0.0029684 | 0.0032279 | 0.0035273 | 0.0037062 | 0.0038955 | 0.004079 | 0.0042983 | 0.004452 | 0.0046281 | 0.0048023 | 0.0050441 | 0.0051741 | 0.0053232
ID | Industrial | Industrial Machinery | New | Space Heating | Geothermal Heat Pump | 0 | 0 | 0 | 0 | 0 | 0 | 0 | 0 | 0 | 0 | 0 | 0 | 0 | 0 | 0 | 0 | 0 | 0 | 0 | 0 | 0 | 0
ID | Industrial | Industrial Machinery | New | Ventilation | Ventilation | 0 | 0.012083 | 0.023941 | 0.045692 | 0.062934 | 0.077568 | 0.089877 | 0.10221 | 0.11132 | 0.12166 | 0.1325 | 0.14435 | 0.15286 | 0.1612 | 0.16936 | 0.17816 | 0.18602 | 0.19394 | 0.20178 | 0.21133 | 0.21822 | 0.22501
ID | Industrial | Industrial Machinery | New | Interior Lighting | General Service Lighting | 0 | 0.00060802 | 0.0012047 | 0.0022992 | 0.002997 | 0.0036432 | 0.0041652 | 0.0046744 | 0.005014 | 0.0053567 | 0.0057255 | 0.0061261 | 0.0064115 | 0.0066901 | 0.0069219 | 0.0071743 | 0.0073892 | 0.0076088 | 0.0078321 | 0.0080922 | 0.0082649 | 0.0084093
ID | Industrial | Industrial Machinery | New | Interior Lighting | High-Bay Lighting | 0 | 0.0063298 | 0.012542 | 0.023936 | 0.032848 | 0.041102 | 0.048043 | 0.055001 | 0.060135 | 0.065921 | 0.071978 | 0.078608 | 0.083359 | 0.088003 | 0.092516 | 0.097376 | 0.10171 | 0.10612 | 0.11053 | 0.11598 | 0.11999 | 0.12394
ID | Industrial | Industrial Machinery | New | Interior Lighting | Linear Lighting | 0 | 0.0033149 | 0.0065681 | 0.012535 | 0.017109 | 0.021345 | 0.024907 | 0.028478 | 0.031113 | 0.034042 | 0.037108 | 0.040463 | 0.042872 | 0.045231 | 0.047511 | 0.049967 | 0.052161 | 0.054396 | 0.056628 | 0.059383 | 0.061381 | 0.063309
ID | Industrial | Industrial Machinery | New | Exterior Lighting | General Service Lighting | 0 | 0.00054093 | 0.0010718 | 0.0020455 | 0.0026663 | 0.0032412 | 0.0037056 | 0.0041587 | 0.0044607 | 0.0047656 | 0.0050937 | 0.0054501 | 0.005704 | 0.0059519 | 0.0061582 | 0.0063827 | 0.0065738 | 0.0067692 | 0.0069679 | 0.0071992 | 0.0073529 | 0.0074814
ID | Industrial | Industrial Machinery | New | Exterior Lighting | Area Lighting | 0 | 0.0021806 | 0.0043205 | 0.0082457 | 0.011255 | 0.014041 | 0.016385 | 0.018734 | 0.020467 | 0.022396 | 0.024414 | 0.026624 | 0.028201 | 0.029736 | 0.031196 | 0.032766 | 0.034159 | 0.035577 | 0.036992 | 0.03875 | 0.040038 | 0.041304
ID | Industrial | Industrial Machinery | New | Exterior Lighting | Linear Lighting | 0 | 0.0022073 | 0.0043734 | 0.0083467 | 0.011392 | 0.014213 | 0.016585 | 0.018962 | 0.020717 | 0.022667 | 0.024708 | 0.026943 | 0.028546 | 0.030117 | 0.031635 | 0.033271 | 0.034732 | 0.03622 | 0.037706 | 0.03954 | 0.04087 | 0.042155
ID | Industrial | Industrial Machinery | New | Motors | Pumps | 0 | 0.010498 | 0.0208 | 0.039697 | 0.054606 | 0.068413 | 0.080025 | 0.091664 | 0.10025 | 0.10998 | 0.12017 | 0.13132 | 0.13932 | 0.14715 | 0.15483 | 0.16311 | 0.1705 | 0.17802 | 0.18554 | 0.19482 | 0.20168 | 0.20841
ID | Industrial | Industrial Machinery | New | Motors | Fans & Blowers | 0 | 0.0073484 | 0.01456 | 0.027788 | 0.038224 | 0.047889 | 0.056018 | 0.064165 | 0.070177 | 0.076988 | 0.084117 | 0.091921 | 0.097522 | 0.10301 | 0.10838 | 0.11417 | 0.11935 | 0.12462 | 0.12988 | 0.13637 | 0.14118 | 0.14589
ID | Industrial | Industrial Machinery | New | Motors | Compressed Air | 0 | 0.0073484 | 0.01456 | 0.027788 | 0.038224 | 0.047889 | 0.056018 | 0.064165 | 0.070177 | 0.076988 | 0.084117 | 0.091921 | 0.097522 | 0.10301 | 0.10838 | 0.11417 | 0.11935 | 0.12462 | 0.12988 | 0.13637 | 0.14118 | 0.14589
ID | Industrial | Industrial Machinery | New | Motors | Material Handling | 0 | 0.020995 | 0.0416 | 0.079393 | 0.10921 | 0.13683 | 0.16005 | 0.18333 | 0.2005 | 0.21997 | 0.24034 | 0.26263 | 0.27863 | 0.29431 | 0.30967 | 0.32621 | 0.34099 | 0.35604 | 0.37108 | 0.38964 | 0.40336 | 0.41682
ID | Industrial | Industrial Machinery | New | Motors | Other Motors | 0 | 0.0031493 | 0.0062399 | 0.011909 | 0.016382 | 0.020524 | 0.024008 | 0.027499 | 0.030076 | 0.032995 | 0.03605 | 0.039395 | 0.041795 | 0.044146 | 0.04645 | 0.048932 | 0.051149 | 0.053407 | 0.055662 | 0.058445 | 0.060504 | 0.062524
ID | Industrial | Industrial Machinery | New | Process | Process Heating | 0 | 0.011381 | 0.022551 | 0.043038 | 0.059202 | 0.074172 | 0.086761 | 0.09938 | 0.10869 | 0.11924 | 0.13028 | 0.14237 | 0.15104 | 0.15954 | 0.16787 | 0.17684 | 0.18485 | 0.19301 | 0.20116 | 0.21122 | 0.21866 | 0.22596
ID | Industrial | Industrial Machinery | New | Process | Process Cooling | 0 | 0.0023419 | 0.0046402 | 0.0088558 | 0.012182 | 0.015262 | 0.017853 | 0.020449 | 0.022365 | 0.024536 | 0.026808 | 0.029295 | 0.03108 | 0.032828 | 0.034541 | 0.036387 | 0.038036 | 0.039715 | 0.041392 | 0.043461 | 0.044992 | 0.046494
ID | Industrial | Industrial Machinery | New | Process | Process Refrigeration | 0 | 0.0023419 | 0.0046402 | 0.0088558 | 0.012182 | 0.015262 | 0.017853 | 0.020449 | 0.022365 | 0.024536 | 0.026808 | 0.029295 | 0.03108 | 0.032828 | 0.034541 | 0.036387 | 0.038036 | 0.039715 | 0.041392 | 0.043461 | 0.044992 | 0.046494
ID | Industrial | Industrial Machinery | New | Process | Process Electrochemical | 0 | 0.0011734 | 0.002325 | 0.0044373 | 0.0061039 | 0.0076472 | 0.0089453 | 0.010246 | 0.011206 | 0.012294 | 0.013432 | 0.014679 | 0.015573 | 0.016449 | 0.017307 | 0.018232 | 0.019058 | 0.019899 | 0.02074 | 0.021777 | 0.022544 | 0.023296
ID | Industrial | Industrial Machinery | New | Process | Process Other | 0 | 0.002685 | 0.0053199 | 0.010153 | 0.013967 | 0.017498 | 0.020468 | 0.023445 | 0.025641 | 0.02813 | 0.030735 | 0.033586 | 0.035633 | 0.037637 | 0.039601 | 0.041718 | 0.043608 | 0.045533 | 0.047455 | 0.049828 | 0.051583 | 0.053305
ID | Industrial | Industrial Machinery | New | Miscellaneous | Miscellaneous | 0 | 0.0088455 | 0.017526 | 0.033449 | 0.046012 | 0.057646 | 0.067431 | 0.077238 | 0.084474 | 0.092673 | 0.10126 | 0.11065 | 0.11739 | 0.12399 | 0.13046 | 0.13744 | 0.14366 | 0.15 | 0.15634 | 0.16416 | 0.16994 | 0.17561
ID | Industrial | Lumber Wood Products | Existing | Cooling | Air-Cooled Chiller | 0.00014812 | 0.00014534 | 0.00013215 | 0.00012985 | 0.00012759 | 0.00012633 | 0.00012508 | 0.00012383 | 0.00012244 | 0.0001212 | 0.00011997 | 0.00011875 | 0.00011711 | 0.00011559 | 0.00011397 | 0.00011318 | 0.00011186 | 0.00011106 | 0.00011026 | 0.00010945 | 0.00010848 | 0.00010743
ID | Industrial | Lumber Wood Products | Existing | Cooling | Water-Cooled Chiller | 0 | 0 | 0 | 0 | 0 | 0 | 0 | 0 | 0 | 0 | 0 | 0 | 0 | 0 | 0 | 0 | 0 | 0 | 0 | 0 | 0 | 0
ID | Industrial | Lumber Wood Products | Existing | Cooling | RTU | 0.16022 | 0.15723 | 0.14236 | 0.13923 | 0.13611 | 0.13402 | 0.13191 | 0.12978 | 0.12749 | 0.12534 | 0.12319 | 0.12103 | 0.11846 | 0.11608 | 0.11371 | 0.11226 | 0.11038 | 0.10909 | 0.10785 | 0.10666 | 0.10537 | 0.10405
ID | Industrial | Lumber Wood Products | Existing | Cooling | Air-Source Heat Pump | 0.018601 | 0.018195 | 0.01644 | 0.016047 | 0.015658 | 0.015391 | 0.015125 | 0.01486 | 0.014582 | 0.014324 | 0.01407 | 0.013821 | 0.013533 | 0.01327 | 0.013006 | 0.012844 | 0.012631 | 0.012483 | 0.012341 | 0.012203 | 0.012053 | 0.011899
ID | Industrial | Lumber Wood Products | Existing | Cooling | Geothermal Heat Pump | 0 | 0 | 0 | 0 | 0 | 0 | 0 | 0 | 0 | 0 | 0 | 0 | 0 | 0 | 0 | 0 | 0 | 0 | 0 | 0 | 0 | 0
ID | Industrial | Lumber Wood Products | Existing | Space Heating | Electric Furnace | 0.030067 | 0.029507 | 0.026832 | 0.026498 | 0.025915 | 0.025356 | 0.024808 | 0.024389 | 0.023719 | 0.023205 | 0.022702 | 0.022316 | 0.021649 | 0.021121 | 0.020584 | 0.02024 | 0.019622 | 0.019201 | 0.01879 | 0.018474 | 0.017966 | 0.017542
ID | Industrial | Lumber Wood Products | Existing | Space Heating | Electric Room Heat | 0.0044632 | 0.0043801 | 0.0039831 | 0.0039335 | 0.0038469 | 0.0037639 | 0.0036826 | 0.0036204 | 0.003521 | 0.0034447 | 0.00337 | 0.0033127 | 0.0032136 | 0.0031353 | 0.0030556 | 0.0030045 | 0.0029127 | 0.0028503 | 0.0027892 | 0.0027424 | 0.0026669 | 0.002604
ID | Industrial | Lumber Wood Products | Existing | Space Heating | Air-Source Heat Pump | 0.0085159 | 0.0083572 | 0.0075923 | 0.0074896 | 0.0073163 | 0.0071496 | 0.006986 | 0.0068586 | 0.0066608 | 0.0065069 | 0.0063561 | 0.0062382 | 0.0060426 | 0.0058871 | 0.0057304 | 0.0056282 | 0.0054505 | 0.0053287 | 0.00521 | 0.0051185 | 0.0049741 | 0.0048537
ID | Industrial | Lumber Wood Products | Existing | Space Heating | Geothermal Heat Pump | 0 | 0 | 0 | 0 | 0 | 0 | 0 | 0 | 0 | 0 | 0 | 0 | 0 | 0 | 0 | 0 | 0 | 0 | 0 | 0 | 0 | 0
ID | Industrial | Lumber Wood Products | Existing | Ventilation | Ventilation | 0.4581 | 0.44469 | 0.39964 | 0.38786 | 0.37627 | 0.36413 | 0.35224 | 0.34066 | 0.32906 | 0.31826 | 0.30789 | 0.29795 | 0.28744 | 0.27771 | 0.26824 | 0.26027 | 0.25161 | 0.24457 | 0.2379 | 0.23155 | 0.22518 | 0.219
ID | Industrial | Lumber Wood Products | Existing | Interior Lighting | General Service Lighting | 0.035154 | 0.033512 | 0.029202 | 0.027172 | 0.024549 | 0.021818 | 0.0197 | 0.018023 | 0.016646 | 0.015486 | 0.01454 | 0.013749 | 0.013063 | 0.012481 | 0.011915 | 0.011449 | 0.010975 | 0.010591 | 0.010243 | 0.0098712 | 0.0094949 | 0.0091263
ID | Industrial | Lumber Wood Products | Existing | Interior Lighting | High-Bay Lighting | 0.21342 | 0.20944 | 0.19046 | 0.18717 | 0.18395 | 0.18078 | 0.17766 | 0.1746 | 0.17139 | 0.16844 | 0.16553 | 0.16268 | 0.1593 | 0.15603 | 0.15255 | 0.14963 | 0.14602 | 0.14323 | 0.14055 | 0.13796 | 0.13525 | 0.13253
ID | Industrial | Lumber Wood Products | Existing | Interior Lighting | Linear Lighting | 0.11527 | 0.11304 | 0.1027 | 0.10082 | 0.098868 | 0.096932 | 0.095018 | 0.093129 | 0.091166 | 0.089264 | 0.087394 | 0.085556 | 0.083451 | 0.081465 | 0.079391 | 0.077655 | 0.075601 | 0.073941 | 0.072314 | 0.07072 | 0.069112 | 0.067526
ID | Industrial | Lumber Wood Products | Existing | Exterior Lighting | General Service Lighting | 0.031275 | 0.029261 | 0.024438 | 0.021316 | 0.018709 | 0.016919 | 0.015607 | 0.014571 | 0.013682 | 0.01294 | 0.012323 | 0.01178 | 0.011313 | 0.010904 | 0.010478 | 0.010121 | 0.0097425 | 0.0094305 | 0.0091398 | 0.00879 | 0.0084045 | 0.0080119
ID | Industrial | Lumber Wood Products | Existing | Exterior Lighting | Area Lighting | 0.073138 | 0.071775 | 0.06527 | 0.064145 | 0.063039 | 0.061952 | 0.060884 | 0.059834 | 0.058736 | 0.057723 | 0.056728 | 0.055703 | 0.054419 | 0.053147 | 0.051732 | 0.050489 | 0.049006 | 0.047859 | 0.046797 | 0.045804 | 0.044804 | 0.043822
ID | Industrial | Lumber Wood Products | Existing | Exterior Lighting | Linear Lighting | 0.076754 | 0.075271 | 0.068386 | 0.067133 | 0.065831 | 0.064542 | 0.063268 | 0.062011 | 0.060703 | 0.059437 | 0.058192 | 0.056968 | 0.055566 | 0.054244 | 0.052863 | 0.051707 | 0.050339 | 0.049234 | 0.04815 | 0.047089 | 0.046018 | 0.044963
ID | Industrial | Lumber Wood Products | Existing | Motors | Pumps | 0.66366 | 0.6513 | 0.59227 | 0.58206 | 0.57202 | 0.56216 | 0.55247 | 0.54294 | 0.53298 | 0.52379 | 0.51476 | 0.50588 | 0.49538 | 0.48552 | 0.47538 | 0.46718 | 0.457 | 0.44912 | 0.44138 | 0.43377 | 0.42568 | 0.41744
ID | Industrial | Lumber Wood Products | Existing | Motors | Fans & Blowers | 0.64644 | 0.63439 | 0.5769 | 0.56695 | 0.55718 | 0.54757 | 0.53813 | 0.52885 | 0.51914 | 0.51019 | 0.5014 | 0.49275 | 0.48252 | 0.47292 | 0.46304 | 0.45505 | 0.44514 | 0.43746 | 0.42992 | 0.42251 | 0.41463 | 0.40661
ID | Industrial | Lumber Wood Products | Existing | Motors | Compressed Air | 0.43216 | 0.42411 | 0.38567 | 0.37902 | 0.37249 | 0.36606 | 0.35975 | 0.35355 | 0.34706 | 0.34108 | 0.3352 | 0.32942 | 0.32258 | 0.31616 | 0.30955 | 0.30422 | 0.29759 | 0.29246 | 0.28741 | 0.28246 | 0.27719 | 0.27183
ID | Industrial | Lumber Wood Products | Existing | Motors | Material Handling | 5.1303 | 5.0347 | 4.5784 | 4.4994 | 4.4219 | 4.3456 | 4.2707 | 4.1971 | 4.12 | 4.049 | 3.9792 | 3.9106 | 3.8294 | 3.7532 | 3.6748 | 3.6114 | 3.5327 | 3.4718 | 3.4119 | 3.3531 | 3.2906 | 3.2269
ID | Industrial | Lumber Wood Products | Existing | Motors | Other Motors | 0.029384 | 0.028837 | 0.026223 | 0.025771 | 0.025327 | 0.02489 | 0.024461 | 0.024039 | 0.023598 | 0.023191 | 0.022791 | 0.022398 | 0.021933 | 0.021497 | 0.021048 | 0.020685 | 0.020234 | 0.019885 | 0.019542 | 0.019205 | 0.018847 | 0.018482
ID | Industrial | Lumber Wood Products | Existing | Process | Process Heating | 0.58265 | 0.5718 | 0.51998 | 0.51101 | 0.5022 | 0.49354 | 0.48503 | 0.47667 | 0.46792 | 0.45985 | 0.45192 | 0.44413 | 0.43491 | 0.42626 | 0.41735 | 0.41015 | 0.40122 | 0.3943 | 0.3875 | 0.38082 | 0.37372 | 0.36649
ID | Industrial | Lumber Wood Products | Existing | Process | Process Cooling | 0.034605 | 0.03396 | 0.030882 | 0.03035 | 0.029826 | 0.029312 | 0.028807 | 0.02831 | 0.027791 | 0.027311 | 0.026841 | 0.026378 | 0.02583 | 0.025316 | 0.024787 | 0.02436 | 0.023829 | 0.023418 | 0.023014 | 0.022617 | 0.022196 | 0.021766
ID | Industrial | Lumber Wood Products | Existing | Process | Process Refrigeration | 0.029391 | 0.028843 | 0.026229 | 0.025777 | 0.025333 | 0.024896 | 0.024467 | 0.024045 | 0.023603 | 0.023196 | 0.022796 | 0.022403 | 0.021938 | 0.021502 | 0.021052 | 0.020689 | 0.020239 | 0.01989 | 0.019547 | 0.01921 | 0.018851 | 0.018487
ID | Industrial | Lumber Wood Products | Existing | Process | Process Electrochemical | 0.026351 | 0.02586 | 0.023516 | 0.023111 | 0.022713 | 0.022321 | 0.021936 | 0.021558 | 0.021162 | 0.020797 | 0.020439 | 0.020086 | 0.019669 | 0.019278 | 0.018875 | 0.01855 | 0.018145 | 0.017833 | 0.017525 | 0.017223 | 0.016902 | 0.016575
ID | Industrial | Lumber Wood Products | Existing | Process | Process Other | 0.097039 | 0.095231 | 0.0866 | 0.085107 | 0.08364 | 0.082198 | 0.080781 | 0.079388 | 0.077931 | 0.076587 | 0.075267 | 0.073969 | 0.072433 | 0.070992 | 0.069508 | 0.06831 | 0.066821 | 0.065669 | 0.064537 | 0.063424 | 0.062241 | 0.061037
ID | Industrial | Lumber Wood Products | Existing | Miscellaneous | Miscellaneous | 0.45257 | 0.44414 | 0.40389 | 0.39692 | 0.39008 | 0.38335 | 0.37674 | 0.37025 | 0.36345 | 0.35719 | 0.35103 | 0.34498 | 0.33781 | 0.33109 | 0.32417 | 0.31858 | 0.31164 | 0.30627 | 0.30099 | 0.2958 | 0.29028 | 0.28467
ID | Industrial | Lumber Wood Products | New | Cooling | Air-Cooled Chiller | 0 | 2.5456e-06 | 5.0437e-06 | 9.6261e-06 | 1.3241e-05 | 1.6716e-05 | 1.9702e-05 | 2.2737e-05 | 2.5053e-05 | 2.7688e-05 | 3.0475e-05 | 3.3546e-05 | 3.5848e-05 | 3.8137e-05 | 4.0414e-05 | 4.3024e-05 | 4.5444e-05 | 4.7941e-05 | 5.0478e-05 | 5.354e-05 | 5.5983e-05 | 5.8427e-05
ID | Industrial | Lumber Wood Products | New | Cooling | Water-Cooled Chiller | 0 | 0 | 0 | 0 | 0 | 0 | 0 | 0 | 0 | 0 | 0 | 0 | 0 | 0 | 0 | 0 | 0 | 0 | 0 | 0 | 0 | 0
ID | Industrial | Lumber Wood Products | New | Cooling | RTU | 0 | 0.0027624 | 0.0051253 | 0.0094594 | 0.012879 | 0.016168 | 0.018995 | 0.021869 | 0.024062 | 0.026557 | 0.029196 | 0.032103 | 0.034283 | 0.036408 | 0.038527 | 0.040965 | 0.043226 | 0.045564 | 0.047941 | 0.050817 | 0.053109 | 0.055405
ID | Industrial | Lumber Wood Products | New | Cooling | Air-Source Heat Pump | 0 | 0.00030066 | 0.00056851 | 0.0010598 | 0.0014475 | 0.0018202 | 0.0021406 | 0.0024662 | 0.0027147 | 0.0029975 | 0.0032965 | 0.0036259 | 0.0038703 | 0.0041135 | 0.0043555 | 0.0046336 | 0.0048914 | 0.0051576 | 0.0054282 | 0.0057552 | 0.0060159 | 0.0062769
ID | Industrial | Lumber Wood Products | New | Cooling | Geothermal Heat Pump | 0 | 0 | 0 | 0 | 0 | 0 | 0 | 0 | 0 | 0 | 0 | 0 | 0 | 0 | 0 | 0 | 0 | 0 | 0 | 0 | 0 | 0
ID | Industrial | Lumber Wood Products | New | Space Heating | Electric Furnace | 0 | 0.00051839 | 0.0010271 | 0.0019698 | 0.0026965 | 0.0033634 | 0.0039168 | 0.0044881 | 0.0048631 | 0.0053111 | 0.0057767 | 0.006314 | 0.0066364 | 0.0069775 | 0.0073079 | 0.0077024 | 0.0079792 | 0.008296 | 0.0086094 | 0.009044 | 0.0092779 | 0.0095462
ID | Industrial | Lumber Wood Products | New | Space Heating | Electric Room Heat | 0 | 7.6952e-05 | 0.00015247 | 0.00029241 | 0.00040028 | 0.00049928 | 0.00058143 | 0.00066623 | 0.0007219 | 0.0007884 | 0.00085752 | 0.00093728 | 0.00098513 | 0.0010358 | 0.0010848 | 0.0011434 | 0.0011845 | 0.0012315 | 0.001278 | 0.0013425 | 0.0013773 | 0.0014171
ID | Industrial | Lumber Wood Products | New | Space Heating | Air-Source Heat Pump | 0 | 0.00014683 | 0.00028668 | 0.00054585 | 0.0007456 | 0.0009289 | 0.001081 | 0.0012381 | 0.0013411 | 0.0014642 | 0.0015922 | 0.0017399 | 0.0018281 | 0.0019216 | 0.002012 | 0.0021202 | 0.002196 | 0.0022829 | 0.0023688 | 0.0024881 | 0.0025522 | 0.0026258
ID | Industrial | Lumber Wood Products | New | Space Heating | Geothermal Heat Pump | 0 | 0 | 0 | 0 | 0 | 0 | 0 | 0 | 0 | 0 | 0 | 0 | 0 | 0 | 0 | 0 | 0 | 0 | 0 | 0 | 0 | 0
ID | Industrial | Lumber Wood Products | New | Ventilation | Ventilation | 0 | 0.0059603 | 0.01181 | 0.022539 | 0.031044 | 0.038262 | 0.044334 | 0.050419 | 0.054909 | 0.060014 | 0.065357 | 0.071205 | 0.075402 | 0.079513 | 0.083542 | 0.087882 | 0.091759 | 0.095666 | 0.099531 | 0.10424 | 0.10764 | 0.11099
ID | Industrial | Lumber Wood Products | New | Interior Lighting | General Service Lighting | 0 | 0.00035161 | 0.00069668 | 0.0013296 | 0.0017332 | 0.0021068 | 0.0024087 | 0.0027032 | 0.0028995 | 0.0030977 | 0.003311 | 0.0035427 | 0.0037077 | 0.0038688 | 0.0040029 | 0.0041489 | 0.0042731 | 0.0044001 | 0.0045292 | 0.0046796 | 0.0047795 | 0.004863
ID | Industrial | Lumber Wood Products | New | Interior Lighting | High-Bay Lighting | 0 | 0.0036605 | 0.0072528 | 0.013842 | 0.018996 | 0.023769 | 0.027783 | 0.031807 | 0.034775 | 0.038122 | 0.041624 | 0.045458 | 0.048205 | 0.050892 | 0.053501 | 0.056312 | 0.058818 | 0.061369 | 0.063917 | 0.067068 | 0.069392 | 0.071673
ID | Industrial | Lumber Wood Products | New | Interior Lighting | Linear Lighting | 0 | 0.001917 | 0.0037983 | 0.0072491 | 0.0098941 | 0.012344 | 0.014404 | 0.016469 | 0.017992 | 0.019686 | 0.021459 | 0.023399 | 0.024792 | 0.026156 | 0.027475 | 0.028896 | 0.030165 | 0.031457 | 0.032748 | 0.034341 | 0.035496 | 0.036611
ID | Industrial | Lumber Wood Products | New | Exterior Lighting | General Service Lighting | 0 | 0.00031282 | 0.0006198 | 0.0011829 | 0.0015419 | 0.0018744 | 0.0021429 | 0.0024049 | 0.0025796 | 0.0027559 | 0.0029457 | 0.0031518 | 0.0032986 | 0.0034419 | 0.0035612 | 0.0036911 | 0.0038016 | 0.0039146 | 0.0040295 | 0.0041633 | 0.0042521 | 0.0043264
ID | Industrial | Lumber Wood Products | New | Exterior Lighting | Area Lighting | 0 | 0.001261 | 0.0024985 | 0.0047684 | 0.0065085 | 0.0081199 | 0.0094752 | 0.010834 | 0.011836 | 0.012951 | 0.014119 | 0.015396 | 0.016308 | 0.017196 | 0.01804 | 0.018948 | 0.019754 | 0.020574 | 0.021392 | 0.022409 | 0.023154 | 0.023886
ID | Industrial | Lumber Wood Products | New | Exterior Lighting | Linear Lighting | 0 | 0.0012764 | 0.0025291 | 0.0048268 | 0.006588 | 0.008219 | 0.0095908 | 0.010966 | 0.01198 | 0.013108 | 0.014289 | 0.015581 | 0.016508 | 0.017416 | 0.018294 | 0.01924 | 0.020085 | 0.020946 | 0.021805 | 0.022866 | 0.023635 | 0.024378
ID | Industrial | Lumber Wood Products | New | Motors | Pumps | 0 | 0.011442 | 0.022672 | 0.043269 | 0.05952 | 0.07457 | 0.087227 | 0.099914 | 0.10928 | 0.11988 | 0.13098 | 0.14313 | 0.15186 | 0.1604 | 0.16877 | 0.17779 | 0.18584 | 0.19404 | 0.20224 | 0.21235 | 0.21983 | 0.22717
ID | Industrial | Lumber Wood Products | New | Motors | Fans & Blowers | 0 | 0.011145 | 0.022083 | 0.042146 | 0.057976 | 0.072634 | 0.084963 | 0.097321 | 0.10644 | 0.11677 | 0.12758 | 0.13942 | 0.14791 | 0.15623 | 0.16439 | 0.17317 | 0.18102 | 0.18901 | 0.19699 | 0.20684 | 0.21412 | 0.22127
ID | Industrial | Lumber Wood Products | New | Motors | Compressed Air | 0 | 0.007451 | 0.014763 | 0.028176 | 0.038758 | 0.048558 | 0.0568 | 0.065061 | 0.071157 | 0.078064 | 0.085293 | 0.093205 | 0.098885 | 0.10445 | 0.1099 | 0.11577 | 0.12101 | 0.12636 | 0.13169 | 0.13828 | 0.14315 | 0.14793
ID | Industrial | Lumber Wood Products | New | Motors | Material Handling | 0 | 0.088453 | 0.17526 | 0.33448 | 0.46011 | 0.57644 | 0.67429 | 0.77236 | 0.84472 | 0.92671 | 1.0125 | 1.1065 | 1.1739 | 1.2399 | 1.3046 | 1.3743 | 1.4366 | 1.5 | 1.5633 | 1.6415 | 1.6993 | 1.7561
ID | Industrial | Lumber Wood Products | New | Motors | Other Motors | 0 | 0.00050662 | 0.0010038 | 0.0019158 | 0.0026353 | 0.0033016 | 0.003862 | 0.0044237 | 0.0048382 | 0.0053078 | 0.0057993 | 0.0063373 | 0.0067235 | 0.0071017 | 0.0074723 | 0.0078716 | 0.0082282 | 0.0085914 | 0.0089542 | 0.009402 | 0.0097331 | 0.010058
ID | Industrial | Lumber Wood Products | New | Process | Process Heating | 0 | 0.010046 | 0.019904 | 0.037988 | 0.052255 | 0.065468 | 0.07658 | 0.087718 | 0.095936 | 0.10525 | 0.11499 | 0.12566 | 0.13332 | 0.14082 | 0.14817 | 0.15608 | 0.16316 | 0.17036 | 0.17755 | 0.18643 | 0.193 | 0.19944
ID | Industrial | Lumber Wood Products | New | Process | Process Cooling | 0 | 0.00059663 | 0.0011822 | 0.0022562 | 0.0031035 | 0.0038882 | 0.0045482 | 0.0052097 | 0.0056978 | 0.0062509 | 0.0068297 | 0.0074633 | 0.0079181 | 0.0083634 | 0.0087999 | 0.0092701 | 0.0096901 | 0.010118 | 0.010545 | 0.011072 | 0.011462 | 0.011845
ID | Industrial | Lumber Wood Products | New | Process | Process Refrigeration | 0 | 0.00050674 | 0.001004 | 0.0019162 | 0.0026359 | 0.0033024 | 0.0038629 | 0.0044248 | 0.0048393 | 0.005309 | 0.0058007 | 0.0063388 | 0.0067251 | 0.0071033 | 0.007474 | 0.0078734 | 0.0082301 | 0.0085934 | 0.0089563 | 0.0094042 | 0.0097354 | 0.01006
ID | Industrial | Lumber Wood Products | New | Process | Process Electrochemical | 0 | 0.00045433 | 0.0009002 | 0.001718 | 0.0023633 | 0.0029608 | 0.0034634 | 0.0039671 | 0.0043388 | 0.00476 | 0.0052008 | 0.0056832 | 0.0060295 | 0.0063687 | 0.006701 | 0.0070591 | 0.0073789 | 0.0077047 | 0.00803 | 0.0084316 | 0.0087285 | 0.0090199
ID | Industrial | Lumber Wood Products | New | Process | Process Other | 0 | 0.0016731 | 0.003315 | 0.0063268 | 0.0087029 | 0.010903 | 0.012754 | 0.014609 | 0.015978 | 0.017529 | 0.019152 | 0.020929 | 0.022204 | 0.023453 | 0.024677 | 0.025995 | 0.027173 | 0.028373 | 0.029571 | 0.03105 | 0.032143 | 0.033216
ID | Industrial | Lumber Wood Products | New | Miscellaneous | Miscellaneous | 0 | 0.0078029 | 0.015461 | 0.029507 | 0.040589 | 0.050851 | 0.059483 | 0.068134 | 0.074518 | 0.08175 | 0.089321 | 0.097607 | 0.10355 | 0.10938 | 0.11509 | 0.12124 | 0.12673 | 0.13232 | 0.13791 | 0.14481 | 0.14991 | 0.15491
ID | Industrial | Metal Mfg | Existing | Cooling | Air-Cooled Chiller | 0.025126 | 0.024655 | 0.022417 | 0.022028 | 0.021644 | 0.02143 | 0.021217 | 0.021005 | 0.02077 | 0.02056 | 0.020352 | 0.020144 | 0.019866 | 0.019608 | 0.019334 | 0.019199 | 0.018976 | 0.01884 | 0.018703 | 0.018566 | 0.018402 | 0.018224
ID | Industrial | Metal Mfg | Existing | Cooling | Water-Cooled Chiller | 0.026395 | 0.025903 | 0.023556 | 0.02315 | 0.02275 | 0.022529 | 0.022308 | 0.022089 | 0.021845 | 0.021628 | 0.021411 | 0.021196 | 0.020906 | 0.020638 | 0.020351 | 0.020212 | 0.019978 | 0.019837 | 0.019695 | 0.019552 | 0.01938 | 0.019194
ID | Industrial | Metal Mfg | Existing | Cooling | RTU | 0.17131 | 0.16812 | 0.15222 | 0.14887 | 0.14553 | 0.1433 | 0.14104 | 0.13876 | 0.13631 | 0.13401 | 0.13171 | 0.12941 | 0.12666 | 0.12411 | 0.12158 | 0.12003 | 0.11802 | 0.11664 | 0.11531 | 0.11405 | 0.11266 | 0.11125
ID | Industrial | Metal Mfg | Existing | Cooling | Air-Source Heat Pump | 0.025846 | 0.025282 | 0.022844 | 0.022298 | 0.021757 | 0.021386 | 0.021016 | 0.020648 | 0.020261 | 0.019903 | 0.01955 | 0.019205 | 0.018804 | 0.018439 | 0.018071 | 0.017847 | 0.017551 | 0.017345 | 0.017148 | 0.016957 | 0.016748 | 0.016533
ID | Industrial | Metal Mfg | Existing | Cooling | Geothermal Heat Pump | 0 | 0 | 0 | 0 | 0 | 0 | 0 | 0 | 0 | 0 | 0 | 0 | 0 | 0 | 0 | 0 | 0 | 0 | 0 | 0 | 0 | 0
ID | Industrial | Metal Mfg | Existing | Space Heating | Electric Furnace | 0.041778 | 0.041 | 0.037284 | 0.036819 | 0.036009 | 0.035232 | 0.034471 | 0.033888 | 0.032958 | 0.032244 | 0.031545 | 0.031008 | 0.030081 | 0.029348 | 0.028602 | 0.028124 | 0.027264 | 0.02668 | 0.026108 | 0.02567 | 0.024963 | 0.024374
ID | Industrial | Metal Mfg | Existing | Space Heating | Electric Room Heat | 0.0062017 | 0.0060862 | 0.0055346 | 0.0054656 | 0.0053453 | 0.00523 | 0.005117 | 0.0050305 | 0.0048924 | 0.0047864 | 0.0046826 | 0.004603 | 0.0044654 | 0.0043565 | 0.0042458 | 0.0041748 | 0.0040472 | 0.0039605 | 0.0038756 | 0.0038105 | 0.0037057 | 0.0036183
ID | Industrial | Metal Mfg | Existing | Space Heating | Air-Source Heat Pump | 0.011833 | 0.011612 | 0.010549 | 0.010407 | 0.010166 | 0.0099344 | 0.0097071 | 0.00953 | 0.0092552 | 0.0090414 | 0.0088318 | 0.008668 | 0.0083962 | 0.0081802 | 0.0079625 | 0.0078204 | 0.0075736 | 0.0074043 | 0.0072393 | 0.0071122 | 0.0069116 | 0.0067442
ID | Industrial | Metal Mfg | Existing | Space Heating | Geothermal Heat Pump | 0 | 0 | 0 | 0 | 0 | 0 | 0 | 0 | 0 | 0 | 0 | 0 | 0 | 0 | 0 | 0 | 0 | 0 | 0 | 0 | 0 | 0
ID | Industrial | Metal Mfg | Existing | Ventilation | Ventilation | 0.63653 | 0.6179 | 0.5553 | 0.53894 | 0.52283 | 0.50595 | 0.48943 | 0.47334 | 0.45723 | 0.44223 | 0.42781 | 0.41401 | 0.3994 | 0.38588 | 0.37272 | 0.36165 | 0.34962 | 0.33984 | 0.33057 | 0.32175 | 0.31289 | 0.3043
ID | Industrial | Metal Mfg | Existing | Interior Lighting | General Service Lighting | 0.038398 | 0.036604 | 0.031897 | 0.02968 | 0.026814 | 0.023832 | 0.021518 | 0.019686 | 0.018182 | 0.016915 | 0.015881 | 0.015018 | 0.014268 | 0.013633 | 0.013014 | 0.012505 | 0.011988 | 0.011568 | 0.011189 | 0.010782 | 0.010371 | 0.0099684
ID | Industrial | Metal Mfg | Existing | Interior Lighting | High-Bay Lighting | 0.23311 | 0.22877 | 0.20803 | 0.20445 | 0.20092 | 0.19746 | 0.19405 | 0.19071 | 0.18721 | 0.18398 | 0.18081 | 0.17769 | 0.174 | 0.17043 | 0.16663 | 0.16344 | 0.1595 | 0.15645 | 0.15352 | 0.15069 | 0.14773 | 0.14476
ID | Industrial | Metal Mfg | Existing | Interior Lighting | Linear Lighting | 0.12591 | 0.12348 | 0.11218 | 0.11013 | 0.10799 | 0.10588 | 0.10379 | 0.10172 | 0.099578 | 0.097501 | 0.095459 | 0.093451 | 0.091151 | 0.088982 | 0.086717 | 0.084821 | 0.082577 | 0.080764 | 0.078987 | 0.077246 | 0.07549 | 0.073758
ID | Industrial | Metal Mfg | Existing | Exterior Lighting | General Service Lighting | 0.034161 | 0.031961 | 0.026694 | 0.023282 | 0.020435 | 0.01848 | 0.017047 | 0.015916 | 0.014944 | 0.014134 | 0.01346 | 0.012867 | 0.012357 | 0.01191 | 0.011444 | 0.011055 | 0.010642 | 0.010301 | 0.0099833 | 0.0096011 | 0.00918 | 0.0087512
ID | Industrial | Metal Mfg | Existing | Exterior Lighting | Area Lighting | 0.079887 | 0.078398 | 0.071293 | 0.070064 | 0.068856 | 0.067669 | 0.066502 | 0.065355 | 0.064156 | 0.06305 | 0.061963 | 0.060843 | 0.059441 | 0.058052 | 0.056506 | 0.055148 | 0.053528 | 0.052276 | 0.051116 | 0.050031 | 0.048938 | 0.047866
ID | Industrial | Metal Mfg | Existing | Exterior Lighting | Linear Lighting | 0.083837 | 0.082217 | 0.074696 | 0.073328 | 0.071906 | 0.070498 | 0.069106 | 0.067733 | 0.066304 | 0.064922 | 0.063561 | 0.062225 | 0.060693 | 0.059249 | 0.057741 | 0.056478 | 0.054984 | 0.053777 | 0.052594 | 0.051435 | 0.050265 | 0.049112
ID | Industrial | Metal Mfg | Existing | Motors | Pumps | 0.47103 | 0.46226 | 0.42036 | 0.41311 | 0.40599 | 0.39899 | 0.39211 | 0.38535 | 0.37828 | 0.37176 | 0.36535 | 0.35905 | 0.35159 | 0.3446 | 0.3374 | 0.33158 | 0.32435 | 0.31876 | 0.31327 | 0.30786 | 0.30212 | 0.29628
ID | Industrial | Metal Mfg | Existing | Motors | Fans & Blowers | 0.24941 | 0.24476 | 0.22258 | 0.21874 | 0.21497 | 0.21126 | 0.20762 | 0.20404 | 0.2003 | 0.19684 | 0.19345 | 0.19011 | 0.18616 | 0.18246 | 0.17865 | 0.17557 | 0.17174 | 0.16878 | 0.16587 | 0.16301 | 0.15997 | 0.15688
ID | Industrial | Metal Mfg | Existing | Motors | Compressed Air | 0.31823 | 0.3123 | 0.284 | 0.2791 | 0.27429 | 0.26956 | 0.26491 | 0.26035 | 0.25557 | 0.25116 | 0.24683 | 0.24257 | 0.23754 | 0.23281 | 0.22795 | 0.22402 | 0.21913 | 0.21536 | 0.21164 | 0.20799 | 0.20412 | 0.20017
ID | Industrial | Metal Mfg | Existing | Motors | Material Handling | 1.2579 | 1.2345 | 1.1226 | 1.1033 | 1.0842 | 1.0655 | 1.0472 | 1.0291 | 1.0102 | 0.99281 | 0.97569 | 0.95887 | 0.93895 | 0.92027 | 0.90104 | 0.88551 | 0.86621 | 0.85128 | 0.8366 | 0.82218 | 0.80684 | 0.79123
ID | Industrial | Metal Mfg | Existing | Motors | Other Motors | 0.37364 | 0.36668 | 0.33344 | 0.32769 | 0.32205 | 0.31649 | 0.31104 | 0.30567 | 0.30006 | 0.29489 | 0.2898 | 0.28481 | 0.27889 | 0.27334 | 0.26763 | 0.26302 | 0.25729 | 0.25285 | 0.24849 | 0.24421 | 0.23965 | 0.23502
ID | Industrial | Metal Mfg | Existing | Process | Process Heating | 0.91311 | 0.8961 | 0.81488 | 0.80083 | 0.78703 | 0.77346 | 0.76012 | 0.74701 | 0.7333 | 0.72066 | 0.70824 | 0.69602 | 0.68157 | 0.66801 | 0.65405 | 0.64278 | 0.62877 | 0.61793 | 0.60727 | 0.5968 | 0.58567 | 0.57434
ID | Industrial | Metal Mfg | Existing | Process | Process Cooling | 0.10599 | 0.10402 | 0.094589 | 0.092958 | 0.091355 | 0.08978 | 0.088232 | 0.086711 | 0.08512 | 0.083652 | 0.08221 | 0.080792 | 0.079114 | 0.07754 | 0.07592 | 0.074611 | 0.072985 | 0.071727 | 0.07049 | 0.069275 | 0.067983 | 0.066668
ID | Industrial | Metal Mfg | Existing | Process | Process Refrigeration | 0.090021 | 0.088344 | 0.080337 | 0.078952 | 0.077591 | 0.076253 | 0.074939 | 0.073646 | 0.072295 | 0.071048 | 0.069823 | 0.068619 | 0.067194 | 0.065857 | 0.064482 | 0.06337 | 0.061989 | 0.06092 | 0.05987 | 0.058837 | 0.05774 | 0.056623
ID | Industrial | Metal Mfg | Existing | Process | Process Electrochemical | 0.23476 | 0.23039 | 0.2095 | 0.20589 | 0.20234 | 0.19885 | 0.19543 | 0.19206 | 0.18853 | 0.18528 | 0.18209 | 0.17895 | 0.17523 | 0.17174 | 0.16816 | 0.16526 | 0.16166 | 0.15887 | 0.15613 | 0.15344 | 0.15058 | 0.14766
ID | Industrial | Metal Mfg | Existing | Process | Process Other | 0.21866 | 0.21459 | 0.19514 | 0.19178 | 0.18847 | 0.18522 | 0.18203 | 0.17889 | 0.1756 | 0.17258 | 0.1696 | 0.16668 | 0.16321 | 0.15997 | 0.15663 | 0.15393 | 0.15057 | 0.14797 | 0.14542 | 0.14292 | 0.14025 | 0.13754
ID | Industrial | Metal Mfg | Existing | Miscellaneous | Miscellaneous | 0.44957 | 0.4412 | 0.40121 | 0.39429 | 0.3875 | 0.38082 | 0.37425 | 0.3678 | 0.36105 | 0.35482 | 0.3487 | 0.34269 | 0.33557 | 0.3289 | 0.32203 | 0.31647 | 0.30958 | 0.30424 | 0.29899 | 0.29384 | 0.28836 | 0.28278
ID | Industrial | Metal Mfg | New | Cooling | Air-Cooled Chiller | 0 | 0.00043182 | 0.00085559 | 0.0016329 | 0.0022462 | 0.0028356 | 0.0033421 | 0.003857 | 0.0042499 | 0.0046969 | 0.0051696 | 0.0056905 | 0.006081 | 0.0064693 | 0.0068556 | 0.0072983 | 0.0077088 | 0.0081325 | 0.0085628 | 0.0090822 | 0.0094966 | 0.0099112
ID | Industrial | Metal Mfg | New | Cooling | Water-Cooled Chiller | 0 | 0.00045509 | 0.0009017 | 0.0017209 | 0.0023672 | 0.0029884 | 0.0035222 | 0.0040648 | 0.0044789 | 0.00495 | 0.0054482 | 0.0059971 | 0.0064087 | 0.0068179 | 0.007225 | 0.0076916 | 0.0081242 | 0.0085707 | 0.0090242 | 0.0095716 | 0.010008 | 0.010445
ID | Industrial | Metal Mfg | New | Cooling | RTU | 0 | 0.0029536 | 0.00548 | 0.010114 | 0.01377 | 0.017287 | 0.02031 | 0.023382 | 0.025727 | 0.028396 | 0.031217 | 0.034325 | 0.036656 | 0.038928 | 0.041194 | 0.0438 | 0.046218 | 0.048718 | 0.051259 | 0.054334 | 0.056785 | 0.05924
ID | Industrial | Metal Mfg | New | Cooling | Air-Source Heat Pump | 0 | 0.00041776 | 0.00078994 | 0.0014726 | 0.0020112 | 0.0025292 | 0.0029743 | 0.0034268 | 0.0037721 | 0.0041651 | 0.0045805 | 0.0050382 | 0.0053778 | 0.0057157 | 0.0060521 | 0.0064384 | 0.0067966 | 0.0071665 | 0.0075425 | 0.0079969 | 0.0083591 | 0.0087217
ID | Industrial | Metal Mfg | New | Cooling | Geothermal Heat Pump | 0 | 0 | 0 | 0 | 0 | 0 | 0 | 0 | 0 | 0 | 0 | 0 | 0 | 0 | 0 | 0 | 0 | 0 | 0 | 0 | 0 | 0
ID | Industrial | Metal Mfg | New | Space Heating | Electric Furnace | 0 | 0.00072031 | 0.0014272 | 0.0027371 | 0.0037468 | 0.0046735 | 0.0054425 | 0.0062362 | 0.0067573 | 0.0073798 | 0.0080267 | 0.0087733 | 0.0092213 | 0.0096953 | 0.010154 | 0.010703 | 0.011087 | 0.011527 | 0.011963 | 0.012567 | 0.012892 | 0.013264
ID | Industrial | Metal Mfg | New | Space Heating | Electric Room Heat | 0 | 0.00010693 | 0.00021186 | 0.0004063 | 0.0005562 | 0.00069375 | 0.0008079 | 0.00092573 | 0.0010031 | 0.0010955 | 0.0011915 | 0.0013024 | 0.0013689 | 0.0014392 | 0.0015074 | 0.0015887 | 0.0016458 | 0.0017112 | 0.0017758 | 0.0018655 | 0.0019137 | 0.001969
ID | Industrial | Metal Mfg | New | Space Heating | Air-Source Heat Pump | 0 | 0.00020401 | 0.00039834 | 0.00075846 | 0.001036 | 0.0012907 | 0.0015021 | 0.0017203 | 0.0018635 | 0.0020346 | 0.0022124 | 0.0024177 | 0.0025402 | 0.00267 | 0.0027958 | 0.0029461 | 0.0030514 | 0.0031721 | 0.0032915 | 0.0034572 | 0.0035463 | 0.0036486
ID | Industrial | Metal Mfg | New | Space Heating | Geothermal Heat Pump | 0 | 0 | 0 | 0 | 0 | 0 | 0 | 0 | 0 | 0 | 0 | 0 | 0 | 0 | 0 | 0 | 0 | 0 | 0 | 0 | 0 | 0
ID | Industrial | Metal Mfg | New | Ventilation | Ventilation | 0 | 0.0082818 | 0.016409 | 0.031318 | 0.043135 | 0.053166 | 0.061602 | 0.070057 | 0.076296 | 0.083389 | 0.090813 | 0.098939 | 0.10477 | 0.11048 | 0.11608 | 0.12211 | 0.1275 | 0.13293 | 0.1383 | 0.14485 | 0.14957 | 0.15422
ID | Industrial | Metal Mfg | New | Interior Lighting | General Service Lighting | 0 | 0.00038406 | 0.00076097 | 0.0014523 | 0.0018931 | 0.0023013 | 0.002631 | 0.0029526 | 0.0031671 | 0.0033836 | 0.0036165 | 0.0038696 | 0.0040499 | 0.0042258 | 0.0043723 | 0.0045317 | 0.0046674 | 0.0048061 | 0.0049472 | 0.0051115 | 0.0052206 | 0.0053118
ID | Industrial | Metal Mfg | New | Interior Lighting | High-Bay Lighting | 0 | 0.0039983 | 0.007922 | 0.015119 | 0.020749 | 0.025962 | 0.030347 | 0.034742 | 0.037984 | 0.04164 | 0.045466 | 0.049653 | 0.052654 | 0.055588 | 0.058438 | 0.061508 | 0.064245 | 0.067033 | 0.069815 | 0.073257 | 0.075795 | 0.078287
ID | Industrial | Metal Mfg | New | Interior Lighting | Linear Lighting | 0 | 0.0020939 | 0.0041488 | 0.007918 | 0.010807 | 0.013483 | 0.015733 | 0.017988 | 0.019653 | 0.021503 | 0.023439 | 0.025559 | 0.02708 | 0.02857 | 0.03001 | 0.031562 | 0.032948 | 0.03436 | 0.035769 | 0.037509 | 0.038771 | 0.03999
ID | Industrial | Metal Mfg | New | Exterior Lighting | General Service Lighting | 0 | 0.00034168 | 0.000677 | 0.0012921 | 0.0016842 | 0.0020473 | 0.0023407 | 0.0026268 | 0.0028176 | 0.0030102 | 0.0032175 | 0.0034426 | 0.003603 | 0.0037595 | 0.0038898 | 0.0040317 | 0.0041524 | 0.0042758 | 0.0044013 | 0.0045474 | 0.0046445 | 0.0047257
ID | Industrial | Metal Mfg | New | Exterior Lighting | Area Lighting | 0 | 0.0013774 | 0.0027291 | 0.0052084 | 0.0071091 | 0.0088692 | 0.01035 | 0.011833 | 0.012928 | 0.014146 | 0.015421 | 0.016817 | 0.017813 | 0.018783 | 0.019705 | 0.020697 | 0.021577 | 0.022473 | 0.023366 | 0.024477 | 0.02529 | 0.02609
ID | Industrial | Metal Mfg | New | Exterior Lighting | Linear Lighting | 0 | 0.0013942 | 0.0027625 | 0.0052723 | 0.007196 | 0.0089775 | 0.010476 | 0.011978 | 0.013086 | 0.014318 | 0.015607 | 0.017018 | 0.018031 | 0.019023 | 0.019983 | 0.021016 | 0.021939 | 0.022878 | 0.023817 | 0.024976 | 0.025816 | 0.026627
ID | Industrial | Metal Mfg | New | Motors | Pumps | 0 | 0.0081213 | 0.016091 | 0.03071 | 0.042244 | 0.052926 | 0.061909 | 0.070914 | 0.077558 | 0.085085 | 0.092965 | 0.10159 | 0.10778 | 0.11384 | 0.11978 | 0.12618 | 0.1319 | 0.13772 | 0.14354 | 0.15072 | 0.15602 | 0.16123
ID | Industrial | Metal Mfg | New | Motors | Fans & Blowers | 0 | 0.0043001 | 0.0085201 | 0.016261 | 0.022368 | 0.028024 | 0.03278 | 0.037548 | 0.041066 | 0.045052 | 0.049224 | 0.05379 | 0.057068 | 0.060278 | 0.063424 | 0.066813 | 0.06984 | 0.072923 | 0.076002 | 0.079803 | 0.082613 | 0.085371
ID | Industrial | Metal Mfg | New | Motors | Compressed Air | 0 | 0.0054867 | 0.010871 | 0.020748 | 0.028541 | 0.035757 | 0.041826 | 0.047909 | 0.052398 | 0.057484 | 0.062807 | 0.068634 | 0.072816 | 0.076911 | 0.080925 | 0.08525 | 0.089112 | 0.093046 | 0.096975 | 0.10182 | 0.10541 | 0.10893
ID | Industrial | Metal Mfg | New | Motors | Material Handling | 0 | 0.021688 | 0.042973 | 0.082014 | 0.11282 | 0.14134 | 0.16533 | 0.18938 | 0.20712 | 0.22723 | 0.24827 | 0.2713 | 0.28783 | 0.30402 | 0.31989 | 0.33698 | 0.35225 | 0.3678 | 0.38333 | 0.4025 | 0.41667 | 0.43058
ID | Industrial | Metal Mfg | New | Motors | Other Motors | 0 | 0.006442 | 0.012764 | 0.02436 | 0.03351 | 0.041982 | 0.049108 | 0.056251 | 0.061521 | 0.067492 | 0.073743 | 0.080583 | 0.085494 | 0.090302 | 0.095015 | 0.10009 | 0.10463 | 0.10925 | 0.11386 | 0.11955 | 0.12376 | 0.12789
ID | Industrial | Metal Mfg | New | Process | Process Heating | 0 | 0.015743 | 0.031193 | 0.059533 | 0.081892 | 0.1026 | 0.12001 | 0.13747 | 0.15035 | 0.16494 | 0.18021 | 0.19693 | 0.20893 | 0.22068 | 0.2322 | 0.24461 | 0.25569 | 0.26698 | 0.27825 | 0.29217 | 0.30246 | 0.31255
ID | Industrial | Metal Mfg | New | Process | Process Cooling | 0 | 0.0018274 | 0.0036208 | 0.0069104 | 0.0095058 | 0.011909 | 0.013931 | 0.015957 | 0.017452 | 0.019146 | 0.020919 | 0.022859 | 0.024252 | 0.025616 | 0.026953 | 0.028393 | 0.02968 | 0.03099 | 0.032299 | 0.033914 | 0.035108 | 0.03628
ID | Industrial | Metal Mfg | New | Process | Process Refrigeration | 0 | 0.0015521 | 0.0030753 | 0.0058692 | 0.0080735 | 0.010115 | 0.011832 | 0.013553 | 0.014822 | 0.016261 | 0.017767 | 0.019415 | 0.020598 | 0.021757 | 0.022892 | 0.024115 | 0.025208 | 0.026321 | 0.027432 | 0.028804 | 0.029818 | 0.030814
ID | Industrial | Metal Mfg | New | Process | Process Electrochemical | 0 | 0.0040476 | 0.0080197 | 0.015306 | 0.021054 | 0.026378 | 0.030855 | 0.035343 | 0.038654 | 0.042406 | 0.046333 | 0.050631 | 0.053716 | 0.056737 | 0.059699 | 0.062889 | 0.065738 | 0.06864 | 0.071538 | 0.075116 | 0.077761 | 0.080357
ID | Industrial | Metal Mfg | New | Process | Process Other | 0 | 0.00377 | 0.0074698 | 0.014256 | 0.019611 | 0.024569 | 0.028739 | 0.032919 | 0.036004 | 0.039498 | 0.043156 | 0.047159 | 0.050033 | 0.052847 | 0.055605 | 0.058576 | 0.06123 | 0.063933 | 0.066633 | 0.069965 | 0.072429 | 0.074847
ID | Industrial | Metal Mfg | New | Miscellaneous | Miscellaneous | 0 | 0.0077513 | 0.015358 | 0.029311 | 0.04032 | 0.050515 | 0.059089 | 0.067683 | 0.074024 | 0.081209 | 0.08873 | 0.096961 | 0.10287 | 0.10866 | 0.11433 | 0.12043 | 0.12589 | 0.13145 | 0.137 | 0.14385 | 0.14892 | 0.15389
ID | Industrial | Misc. Mfg | Existing | Cooling | Air-Cooled Chiller | 0.10656 | 0.10456 | 0.095072 | 0.093419 | 0.091795 | 0.090887 | 0.089983 | 0.089083 | 0.088087 | 0.087197 | 0.086312 | 0.085431 | 0.084252 | 0.08316 | 0.081995 | 0.081424 | 0.080476 | 0.0799 | 0.079321 | 0.078739 | 0.078041 | 0.077288
ID | Industrial | Misc. Mfg | Existing | Cooling | Water-Cooled Chiller | 0.11194 | 0.10986 | 0.0999 | 0.098178 | 0.096485 | 0.095546 | 0.094611 | 0.093679 | 0.092646 | 0.091724 | 0.090806 | 0.089892 | 0.088663 | 0.087525 | 0.086309 | 0.085718 | 0.084728 | 0.08413 | 0.083527 | 0.08292 | 0.082191 | 0.081403
ID | Industrial | Misc. Mfg | Existing | Cooling | RTU | 0.72652 | 0.71299 | 0.64556 | 0.63137 | 0.61721 | 0.60774 | 0.59815 | 0.58849 | 0.57811 | 0.56836 | 0.5586 | 0.54884 | 0.53716 | 0.52636 | 0.51562 | 0.50907 | 0.50054 | 0.49466 | 0.48905 | 0.48367 | 0.47781 | 0.47181
ID | Industrial | Misc. Mfg | Existing | Cooling | Air-Source Heat Pump | 0.10961 | 0.10722 | 0.096882 | 0.094566 | 0.092272 | 0.090698 | 0.089128 | 0.087569 | 0.085928 | 0.084408 | 0.082913 | 0.081448 | 0.079749 | 0.078199 | 0.076641 | 0.07569 | 0.074434 | 0.073563 | 0.072724 | 0.071914 | 0.071028 | 0.070119
ID | Industrial | Misc. Mfg | Existing | Cooling | Geothermal Heat Pump | 0 | 0 | 0 | 0 | 0 | 0 | 0 | 0 | 0 | 0 | 0 | 0 | 0 | 0 | 0 | 0 | 0 | 0 | 0 | 0 | 0 | 0
ID | Industrial | Misc. Mfg | Existing | Space Heating | Electric Furnace | 0.17718 | 0.17388 | 0.15812 | 0.15615 | 0.15272 | 0.14942 | 0.14619 | 0.14372 | 0.13978 | 0.13675 | 0.13378 | 0.13151 | 0.12758 | 0.12446 | 0.1213 | 0.11927 | 0.11563 | 0.11315 | 0.11073 | 0.10887 | 0.10587 | 0.10337
ID | Industrial | Misc. Mfg | Existing | Space Heating | Electric Room Heat | 0.026302 | 0.025812 | 0.023472 | 0.02318 | 0.02267 | 0.02218 | 0.021701 | 0.021335 | 0.020749 | 0.020299 | 0.019859 | 0.019521 | 0.018938 | 0.018476 | 0.018007 | 0.017706 | 0.017165 | 0.016797 | 0.016437 | 0.016161 | 0.015716 | 0.015345
ID | Industrial | Misc. Mfg | Existing | Space Heating | Air-Source Heat Pump | 0.050183 | 0.049249 | 0.044741 | 0.044136 | 0.043115 | 0.042132 | 0.041168 | 0.040417 | 0.039252 | 0.038345 | 0.037456 | 0.036761 | 0.035609 | 0.034692 | 0.033769 | 0.033166 | 0.03212 | 0.031402 | 0.030702 | 0.030163 | 0.029312 | 0.028602
ID | Industrial | Misc. Mfg | Existing | Space Heating | Geothermal Heat Pump | 0 | 0 | 0 | 0 | 0 | 0 | 0 | 0 | 0 | 0 | 0 | 0 | 0 | 0 | 0 | 0 | 0 | 0 | 0 | 0 | 0 | 0
ID | Industrial | Misc. Mfg | Existing | Ventilation | Ventilation | 2.6995 | 2.6205 | 2.355 | 2.2856 | 2.2173 | 2.1458 | 2.0757 | 2.0075 | 1.9391 | 1.8755 | 1.8144 | 1.7558 | 1.6939 | 1.6365 | 1.5807 | 1.5338 | 1.4827 | 1.4413 | 1.4019 | 1.3645 | 1.327 | 1.2905
ID | Industrial | Misc. Mfg | Existing | Interior Lighting | General Service Lighting | 0.14895 | 0.14199 | 0.12373 | 0.11513 | 0.10402 | 0.092446 | 0.083473 | 0.076367 | 0.070532 | 0.065615 | 0.061606 | 0.058256 | 0.055347 | 0.052883 | 0.050485 | 0.04851 | 0.046504 | 0.044876 | 0.043402 | 0.041825 | 0.040231 | 0.038669
ID | Industrial | Misc. Mfg | Existing | Interior Lighting | High-Bay Lighting | 0.90427 | 0.88742 | 0.80699 | 0.79308 | 0.7794 | 0.76597 | 0.75276 | 0.73978 | 0.7262 | 0.71368 | 0.70138 | 0.68928 | 0.67497 | 0.66113 | 0.64638 | 0.634 | 0.61871 | 0.60689 | 0.59551 | 0.58453 | 0.57307 | 0.56154
ID | Industrial | Misc. Mfg | Existing | Interior Lighting | Linear Lighting | 0.48842 | 0.47898 | 0.43517 | 0.4272 | 0.41891 | 0.41071 | 0.4026 | 0.3946 | 0.38628 | 0.37822 | 0.3703 | 0.36251 | 0.35359 | 0.34517 | 0.33639 | 0.32903 | 0.32033 | 0.31329 | 0.3064 | 0.29965 | 0.29283 | 0.28612
ID | Industrial | Misc. Mfg | Existing | Exterior Lighting | General Service Lighting | 0.13252 | 0.12398 | 0.10355 | 0.090316 | 0.07927 | 0.071687 | 0.066127 | 0.061741 | 0.05797 | 0.054828 | 0.052215 | 0.049915 | 0.047935 | 0.046199 | 0.044395 | 0.042884 | 0.04128 | 0.039958 | 0.038726 | 0.037244 | 0.035611 | 0.033947
ID | Industrial | Misc. Mfg | Existing | Exterior Lighting | Area Lighting | 0.30989 | 0.30412 | 0.27656 | 0.27179 | 0.2671 | 0.2625 | 0.25797 | 0.25352 | 0.24887 | 0.24458 | 0.24036 | 0.23602 | 0.23058 | 0.22519 | 0.21919 | 0.21393 | 0.20764 | 0.20278 | 0.19828 | 0.19408 | 0.18984 | 0.18568
ID | Industrial | Misc. Mfg | Existing | Exterior Lighting | Linear Lighting | 0.32521 | 0.31893 | 0.28976 | 0.28445 | 0.27893 | 0.27347 | 0.26807 | 0.26274 | 0.2572 | 0.25184 | 0.24656 | 0.24138 | 0.23544 | 0.22984 | 0.22399 | 0.21909 | 0.21329 | 0.20861 | 0.20402 | 0.19952 | 0.19498 | 0.19051
ID | Industrial | Misc. Mfg | Existing | Motors | Pumps | 1.159 | 1.1374 | 1.0343 | 1.0165 | 0.99893 | 0.98171 | 0.96479 | 0.94815 | 0.93075 | 0.9147 | 0.89893 | 0.88343 | 0.86508 | 0.84787 | 0.83016 | 0.81585 | 0.79807 | 0.78431 | 0.77078 | 0.75749 | 0.74337 | 0.72899
ID | Industrial | Misc. Mfg | Existing | Motors | Fans & Blowers | 0.81128 | 0.79616 | 0.724 | 0.71152 | 0.69925 | 0.6872 | 0.67535 | 0.66371 | 0.65152 | 0.64029 | 0.62925 | 0.6184 | 0.60556 | 0.59351 | 0.58111 | 0.57109 | 0.55865 | 0.54901 | 0.53955 | 0.53025 | 0.52036 | 0.51029
ID | Industrial | Misc. Mfg | Existing | Motors | Compressed Air | 0.81128 | 0.79616 | 0.724 | 0.71152 | 0.69925 | 0.6872 | 0.67535 | 0.66371 | 0.65152 | 0.64029 | 0.62925 | 0.6184 | 0.60556 | 0.59351 | 0.58111 | 0.57109 | 0.55865 | 0.54901 | 0.53955 | 0.53025 | 0.52036 | 0.51029
ID | Industrial | Misc. Mfg | Existing | Motors | Material Handling | 2.3179 | 2.2748 | 2.0686 | 2.0329 | 1.9979 | 1.9634 | 1.9296 | 1.8963 | 1.8615 | 1.8294 | 1.7979 | 1.7669 | 1.7302 | 1.6957 | 1.6603 | 1.6317 | 1.5961 | 1.5686 | 1.5416 | 1.515 | 1.4867 | 1.458
ID | Industrial | Misc. Mfg | Existing | Motors | Other Motors | 0.34769 | 0.34121 | 0.31029 | 0.30494 | 0.29968 | 0.29451 | 0.28944 | 0.28445 | 0.27922 | 0.27441 | 0.26968 | 0.26503 | 0.25952 | 0.25436 | 0.24905 | 0.24475 | 0.23942 | 0.23529 | 0.23124 | 0.22725 | 0.22301 | 0.2187
ID | Industrial | Misc. Mfg | Existing | Process | Process Heating | 1.9203 | 1.8845 | 1.7137 | 1.6842 | 1.6552 | 1.6266 | 1.5986 | 1.571 | 1.5422 | 1.5156 | 1.4895 | 1.4638 | 1.4334 | 1.4049 | 1.3755 | 1.3518 | 1.3223 | 1.2995 | 1.2771 | 1.2551 | 1.2317 | 1.2079
ID | Industrial | Misc. Mfg | Existing | Process | Process Cooling | 0.59188 | 0.58085 | 0.52821 | 0.5191 | 0.51015 | 0.50135 | 0.49271 | 0.48421 | 0.47533 | 0.46713 | 0.45908 | 0.45116 | 0.44179 | 0.433 | 0.42396 | 0.41665 | 0.40757 | 0.40054 | 0.39363 | 0.38685 | 0.37963 | 0.37229
ID | Industrial | Misc. Mfg | Existing | Process | Process Refrigeration | 0.59188 | 0.58085 | 0.52821 | 0.5191 | 0.51015 | 0.50135 | 0.49271 | 0.48421 | 0.47533 | 0.46713 | 0.45908 | 0.45116 | 0.44179 | 0.433 | 0.42396 | 0.41665 | 0.40757 | 0.40054 | 0.39363 | 0.38685 | 0.37963 | 0.37229
ID | Industrial | Misc. Mfg | Existing | Process | Process Electrochemical | 0.1165 | 0.11433 | 0.10396 | 0.10217 | 0.10041 | 0.098679 | 0.096978 | 0.095306 | 0.093556 | 0.091943 | 0.090358 | 0.0888 | 0.086956 | 0.085226 | 0.083445 | 0.082007 | 0.08022 | 0.078836 | 0.077477 | 0.076141 | 0.074721 | 0.073276
ID | Industrial | Misc. Mfg | Existing | Process | Process Other | 0.31379 | 0.30794 | 0.28003 | 0.2752 | 0.27046 | 0.2658 | 0.26121 | 0.25671 | 0.252 | 0.24765 | 0.24338 | 0.23919 | 0.23422 | 0.22956 | 0.22476 | 0.22089 | 0.21608 | 0.21235 | 0.20869 | 0.20509 | 0.20127 | 0.19737
ID | Industrial | Misc. Mfg | Existing | Miscellaneous | Miscellaneous | 1.3547 | 1.3295 | 1.209 | 1.1882 | 1.1677 | 1.1475 | 1.1278 | 1.1083 | 1.088 | 1.0692 | 1.0508 | 1.0327 | 1.0112 | 0.99109 | 0.97039 | 0.95366 | 0.93288 | 0.91679 | 0.90099 | 0.88545 | 0.86894 | 0.85213
ID | Industrial | Misc. Mfg | New | Cooling | Air-Cooled Chiller | 0 | 0.0018314 | 0.0036286 | 0.0069252 | 0.0095262 | 0.012026 | 0.014174 | 0.016358 | 0.018024 | 0.01992 | 0.021925 | 0.024133 | 0.02579 | 0.027436 | 0.029075 | 0.030952 | 0.032693 | 0.03449 | 0.036315 | 0.038518 | 0.040275 | 0.042034
ID | Industrial | Misc. Mfg | New | Cooling | Water-Cooled Chiller | 0 | 0.00193 | 0.0038241 | 0.0072984 | 0.01004 | 0.012674 | 0.014938 | 0.017239 | 0.018995 | 0.020993 | 0.023106 | 0.025434 | 0.027179 | 0.028915 | 0.030641 | 0.03262 | 0.034455 | 0.036349 | 0.038272 | 0.040594 | 0.042445 | 0.044299
ID | Industrial | Misc. Mfg | New | Cooling | RTU | 0 | 0.012526 | 0.023241 | 0.042895 | 0.058401 | 0.073317 | 0.086135 | 0.099165 | 0.10911 | 0.12043 | 0.13239 | 0.14557 | 0.15546 | 0.1651 | 0.1747 | 0.18576 | 0.19601 | 0.20661 | 0.21739 | 0.23043 | 0.24083 | 0.25124
ID | Industrial | Misc. Mfg | New | Cooling | Air-Source Heat Pump | 0 | 0.0017717 | 0.0033502 | 0.0062455 | 0.0085298 | 0.010726 | 0.012614 | 0.014533 | 0.015998 | 0.017664 | 0.019426 | 0.021367 | 0.022807 | 0.02424 | 0.025667 | 0.027305 | 0.028824 | 0.030393 | 0.031988 | 0.033915 | 0.035451 | 0.036989
ID | Industrial | Misc. Mfg | New | Cooling | Geothermal Heat Pump | 0 | 0 | 0 | 0 | 0 | 0 | 0 | 0 | 0 | 0 | 0 | 0 | 0 | 0 | 0 | 0 | 0 | 0 | 0 | 0 | 0 | 0
ID | Industrial | Misc. Mfg | New | Space Heating | Electric Furnace | 0 | 0.0030548 | 0.0060528 | 0.011608 | 0.01589 | 0.01982 | 0.023082 | 0.026448 | 0.028658 | 0.031298 | 0.034042 | 0.037208 | 0.039108 | 0.041118 | 0.043065 | 0.04539 | 0.047021 | 0.048888 | 0.050734 | 0.053296 | 0.054674 | 0.056255
ID | Industrial | Misc. Mfg | New | Space Heating | Electric Room Heat | 0 | 0.00045347 | 0.0008985 | 0.0017231 | 0.0023588 | 0.0029422 | 0.0034263 | 0.003926 | 0.0042541 | 0.004646 | 0.0050533 | 0.0055233 | 0.0058053 | 0.0061037 | 0.0063927 | 0.0067379 | 0.00698 | 0.0072571 | 0.0075312 | 0.0079114 | 0.0081161 | 0.0083507
ID | Industrial | Misc. Mfg | New | Space Heating | Air-Source Heat Pump | 0 | 0.00086523 | 0.0016894 | 0.0032166 | 0.0043938 | 0.005474 | 0.0063704 | 0.0072958 | 0.0079031 | 0.0086287 | 0.0093829 | 0.010253 | 0.010773 | 0.011324 | 0.011857 | 0.012494 | 0.012941 | 0.013453 | 0.013959 | 0.014662 | 0.01504 | 0.015474
ID | Industrial | Misc. Mfg | New | Space Heating | Geothermal Heat Pump | 0 | 0 | 0 | 0 | 0 | 0 | 0 | 0 | 0 | 0 | 0 | 0 | 0 | 0 | 0 | 0 | 0 | 0 | 0 | 0 | 0 | 0
ID | Industrial | Misc. Mfg | New | Ventilation | Ventilation | 0 | 0.035124 | 0.069593 | 0.13282 | 0.18294 | 0.22548 | 0.26125 | 0.29711 | 0.32358 | 0.35366 | 0.38514 | 0.4196 | 0.44434 | 0.46856 | 0.49231 | 0.51788 | 0.54073 | 0.56375 | 0.58653 | 0.61431 | 0.63433 | 0.65406
ID | Industrial | Misc. Mfg | New | Interior Lighting | General Service Lighting | 0 | 0.0014898 | 0.0029519 | 0.0056338 | 0.0073435 | 0.0089269 | 0.010206 | 0.011454 | 0.012286 | 0.013125 | 0.014029 | 0.015011 | 0.01571 | 0.016393 | 0.016961 | 0.017579 | 0.018105 | 0.018644 | 0.019191 | 0.019828 | 0.020251 | 0.020605
ID | Industrial | Misc. Mfg | New | Interior Lighting | High-Bay Lighting | 0 | 0.01551 | 0.030731 | 0.05865 | 0.080488 | 0.10071 | 0.11772 | 0.13477 | 0.14735 | 0.16153 | 0.17637 | 0.19261 | 0.20425 | 0.21563 | 0.22669 | 0.2386 | 0.24922 | 0.26003 | 0.27082 | 0.28417 | 0.29402 | 0.30369
ID | Industrial | Misc. Mfg | New | Interior Lighting | Linear Lighting | 0 | 0.0081225 | 0.016094 | 0.030715 | 0.041922 | 0.052301 | 0.06103 | 0.069779 | 0.076235 | 0.083412 | 0.090924 | 0.099146 | 0.10505 | 0.11083 | 0.11641 | 0.12243 | 0.12781 | 0.13329 | 0.13875 | 0.1455 | 0.1504 | 0.15512
ID | Industrial | Misc. Mfg | New | Exterior Lighting | General Service Lighting | 0 | 0.0013254 | 0.0026262 | 0.0050121 | 0.0065332 | 0.0079419 | 0.0090797 | 0.01019 | 0.01093 | 0.011677 | 0.012481 | 0.013354 | 0.013976 | 0.014584 | 0.015089 | 0.015639 | 0.016108 | 0.016586 | 0.017073 | 0.01764 | 0.018017 | 0.018331
ID | Industrial | Misc. Mfg | New | Exterior Lighting | Area Lighting | 0 | 0.005343 | 0.010586 | 0.020204 | 0.027577 | 0.034405 | 0.040147 | 0.045903 | 0.05015 | 0.054875 | 0.059822 | 0.065235 | 0.069099 | 0.072862 | 0.076438 | 0.080285 | 0.0837 | 0.087175 | 0.09064 | 0.094948 | 0.098105 | 0.10121
ID | Industrial | Misc. Mfg | New | Exterior Lighting | Linear Lighting | 0 | 0.0054084 | 0.010716 | 0.020452 | 0.027914 | 0.034825 | 0.040637 | 0.046463 | 0.050761 | 0.05554 | 0.060542 | 0.066017 | 0.069946 | 0.073795 | 0.077515 | 0.081523 | 0.085103 | 0.088749 | 0.09239 | 0.096885 | 0.10014 | 0.10329
ID | Industrial | Misc. Mfg | New | Motors | Pumps | 0 | 0.019982 | 0.039592 | 0.075562 | 0.10394 | 0.13022 | 0.15233 | 0.17448 | 0.19083 | 0.20935 | 0.22874 | 0.24996 | 0.26519 | 0.2801 | 0.29472 | 0.31047 | 0.32454 | 0.33886 | 0.35317 | 0.37083 | 0.38389 | 0.39671
ID | Industrial | Misc. Mfg | New | Motors | Fans & Blowers | 0 | 0.013988 | 0.027714 | 0.052894 | 0.072759 | 0.091156 | 0.10663 | 0.12214 | 0.13358 | 0.14655 | 0.16012 | 0.17497 | 0.18563 | 0.19607 | 0.20631 | 0.21733 | 0.22718 | 0.2372 | 0.24722 | 0.25958 | 0.26873 | 0.2777
ID | Industrial | Misc. Mfg | New | Motors | Compressed Air | 0 | 0.013988 | 0.027714 | 0.052894 | 0.072759 | 0.091156 | 0.10663 | 0.12214 | 0.13358 | 0.14655 | 0.16012 | 0.17497 | 0.18563 | 0.19607 | 0.20631 | 0.21733 | 0.22718 | 0.2372 | 0.24722 | 0.25958 | 0.26873 | 0.2777
ID | Industrial | Misc. Mfg | New | Motors | Material Handling | 0 | 0.039964 | 0.079184 | 0.15112 | 0.20788 | 0.26045 | 0.30465 | 0.34896 | 0.38166 | 0.4187 | 0.45748 | 0.49991 | 0.53038 | 0.56021 | 0.58944 | 0.62094 | 0.64907 | 0.67773 | 0.70634 | 0.74167 | 0.76779 | 0.79342
ID | Industrial | Misc. Mfg | New | Motors | Other Motors | 0 | 0.0059947 | 0.011878 | 0.022669 | 0.031183 | 0.039067 | 0.045698 | 0.052344 | 0.057249 | 0.062805 | 0.068621 | 0.074987 | 0.079557 | 0.084031 | 0.088417 | 0.093141 | 0.097361 | 0.10166 | 0.10595 | 0.11125 | 0.11517 | 0.11901
ID | Industrial | Misc. Mfg | New | Process | Process Heating | 0 | 0.033109 | 0.065601 | 0.1252 | 0.17222 | 0.21577 | 0.25239 | 0.2891 | 0.31619 | 0.34688 | 0.379 | 0.41416 | 0.4394 | 0.46411 | 0.48833 | 0.51442 | 0.53773 | 0.56147 | 0.58518 | 0.61444 | 0.63608 | 0.65732
ID | Industrial | Misc. Mfg | New | Process | Process Cooling | 0 | 0.010205 | 0.020219 | 0.038589 | 0.053082 | 0.066504 | 0.077792 | 0.089107 | 0.097455 | 0.10691 | 0.11682 | 0.12765 | 0.13543 | 0.14305 | 0.15051 | 0.15856 | 0.16574 | 0.17306 | 0.18036 | 0.18938 | 0.19605 | 0.2026
ID | Industrial | Misc. Mfg | New | Process | Process Refrigeration | 0 | 0.010205 | 0.020219 | 0.038589 | 0.053082 | 0.066504 | 0.077792 | 0.089107 | 0.097455 | 0.10691 | 0.11682 | 0.12765 | 0.13543 | 0.14305 | 0.15051 | 0.15856 | 0.16574 | 0.17306 | 0.18036 | 0.18938 | 0.19605 | 0.2026
ID | Industrial | Misc. Mfg | New | Process | Process Electrochemical | 0 | 0.0020086 | 0.0039797 | 0.0075953 | 0.010448 | 0.01309 | 0.015312 | 0.017538 | 0.019182 | 0.021043 | 0.022992 | 0.025125 | 0.026656 | 0.028155 | 0.029625 | 0.031208 | 0.032622 | 0.034062 | 0.0355 | 0.037275 | 0.038588 | 0.039876
ID | Industrial | Misc. Mfg | New | Process | Process Other | 0 | 0.0054101 | 0.01072 | 0.020458 | 0.028142 | 0.035258 | 0.041242 | 0.047241 | 0.051667 | 0.056681 | 0.061931 | 0.067676 | 0.071799 | 0.075838 | 0.079796 | 0.08406 | 0.087868 | 0.091747 | 0.095621 | 0.1004 | 0.10394 | 0.10741
ID | Industrial | Misc. Mfg | New | Miscellaneous | Miscellaneous | 0 | 0.023358 | 0.04628 | 0.088326 | 0.1215 | 0.15222 | 0.17806 | 0.20396 | 0.22306 | 0.24471 | 0.26738 | 0.29218 | 0.30998 | 0.32742 | 0.34451 | 0.36292 | 0.37936 | 0.3961 | 0.41283 | 0.43347 | 0.44874 | 0.46372
UT | Industrial | Agriculture | Existing | Cooling | Air-Cooled Chiller | 0.0027962 | 0.0027476 | 0.0026999 | 0.0026529 | 0.0026068 | 0.0025765 | 0.0025464 | 0.0025166 | 0.0024871 | 0.0024578 | 0.0024289 | 0.0024002 | 0.0023718 | 0.0023436 | 0.0023158 | 0.002287 | 0.0022585 | 0.0022304 | 0.0022025 | 0.002175 | 0.0021478 | 0.0021209
UT | Industrial | Agriculture | Existing | Cooling | Water-Cooled Chiller | 0 | 0 | 0 | 0 | 0 | 0 | 0 | 0 | 0 | 0 | 0 | 0 | 0 | 0 | 0 | 0 | 0 | 0 | 0 | 0 | 0 | 0
UT | Industrial | Agriculture | Existing | Cooling | RTU | 2.6595 | 2.6136 | 2.5574 | 2.5012 | 2.4451 | 2.4034 | 2.3613 | 2.3192 | 2.277 | 2.2349 | 2.1929 | 2.151 | 2.1095 | 2.0694 | 2.0315 | 1.9947 | 1.9596 | 1.9263 | 1.8944 | 1.8638 | 1.8344 | 1.8062
UT | Industrial | Agriculture | Existing | Cooling | Air-Source Heat Pump | 0.3083 | 0.302 | 0.29491 | 0.28785 | 0.28087 | 0.2756 | 0.27035 | 0.26517 | 0.26005 | 0.25503 | 0.2501 | 0.24528 | 0.24064 | 0.23623 | 0.23202 | 0.22788 | 0.22391 | 0.22011 | 0.21645 | 0.21293 | 0.20953 | 0.20625
UT | Industrial | Agriculture | Existing | Cooling | Geothermal Heat Pump | 0 | 0 | 0 | 0 | 0 | 0 | 0 | 0 | 0 | 0 | 0 | 0 | 0 | 0 | 0 | 0 | 0 | 0 | 0 | 0 | 0 | 0
UT | Industrial | Agriculture | Existing | Space Heating | Electric Furnace | 1.6064 | 1.5787 | 1.5514 | 1.5316 | 1.4984 | 1.4657 | 1.4336 | 1.4086 | 1.3715 | 1.3414 | 1.3119 | 1.289 | 1.2548 | 1.2272 | 1.2001 | 1.1788 | 1.1472 | 1.1216 | 1.0966 | 1.0769 | 1.048 | 1.0245
UT | Industrial | Agriculture | Existing | Space Heating | Electric Room Heat | 0.23846 | 0.23434 | 0.2303 | 0.22736 | 0.22243 | 0.21757 | 0.21281 | 0.2091 | 0.20359 | 0.19912 | 0.19475 | 0.19134 | 0.18627 | 0.18217 | 0.17815 | 0.17499 | 0.1703 | 0.1665 | 0.16278 | 0.15986 | 0.15557 | 0.15208
UT | Industrial | Agriculture | Existing | Space Heating | Air-Source Heat Pump | 0.40154 | 0.39461 | 0.38743 | 0.38206 | 0.37335 | 0.36474 | 0.35629 | 0.3496 | 0.3399 | 0.33195 | 0.32417 | 0.318 | 0.30911 | 0.30188 | 0.29486 | 0.28929 | 0.28125 | 0.27471 | 0.26835 | 0.26333 | 0.25608 | 0.25018
UT | Industrial | Agriculture | Existing | Space Heating | Geothermal Heat Pump | 0 | 0 | 0 | 0 | 0 | 0 | 0 | 0 | 0 | 0 | 0 | 0 | 0 | 0 | 0 | 0 | 0 | 0 | 0 | 0 | 0 | 0
UT | Industrial | Agriculture | Existing | Ventilation | Ventilation | 7.0853 | 6.8876 | 6.6894 | 6.4923 | 6.2983 | 6.095 | 5.896 | 5.7021 | 5.5142 | 5.3334 | 5.1595 | 4.993 | 4.8342 | 4.6832 | 4.5403 | 4.4055 | 4.2788 | 4.159 | 4.0456 | 3.9376 | 3.8348 | 3.7374
UT | Industrial | Agriculture | Existing | Interior Lighting | General Service Lighting | 0.69878 | 0.66707 | 0.6282 | 0.58454 | 0.5281 | 0.46936 | 0.4238 | 0.38772 | 0.35851 | 0.33351 | 0.31314 | 0.29611 | 0.28234 | 0.2705 | 0.25919 | 0.24905 | 0.23987 | 0.23147 | 0.22387 | 0.21573 | 0.20781 | 0.20017
UT | Industrial | Agriculture | Existing | Interior Lighting | High-Bay Lighting | 4.2422 | 4.1691 | 4.0972 | 4.0265 | 3.9571 | 3.8889 | 3.8218 | 3.756 | 3.6912 | 3.6276 | 3.565 | 3.5035 | 3.4431 | 3.3817 | 3.3186 | 3.255 | 3.1913 | 3.1303 | 3.0716 | 3.015 | 2.9601 | 2.9068
UT | Industrial | Agriculture | Existing | Interior Lighting | Linear Lighting | 2.2913 | 2.2518 | 2.213 | 2.1748 | 2.1359 | 2.0974 | 2.0596 | 2.0224 | 1.9858 | 1.9486 | 1.9121 | 1.8762 | 1.841 | 1.8064 | 1.7716 | 1.7374 | 1.7039 | 1.671 | 1.6387 | 1.607 | 1.5763 | 1.5465
UT | Industrial | Agriculture | Existing | Exterior Lighting | General Service Lighting | 0.62168 | 0.58245 | 0.52572 | 0.45854 | 0.40247 | 0.36396 | 0.33573 | 0.31346 | 0.29466 | 0.27868 | 0.2654 | 0.25371 | 0.24452 | 0.23631 | 0.22793 | 0.22017 | 0.21292 | 0.2061 | 0.19975 | 0.1921 | 0.18394 | 0.17573
UT | Industrial | Agriculture | Existing | Exterior Lighting | Area Lighting | 1.4538 | 1.4287 | 1.4041 | 1.3799 | 1.3561 | 1.3327 | 1.3097 | 1.2872 | 1.265 | 1.2432 | 1.2217 | 1.1997 | 1.1762 | 1.1518 | 1.1254 | 1.0983 | 1.071 | 1.046 | 1.0227 | 1.001 | 0.98058 | 0.96116
UT | Industrial | Agriculture | Existing | Exterior Lighting | Linear Lighting | 1.5257 | 1.4994 | 1.4735 | 1.4481 | 1.4222 | 1.3966 | 1.3714 | 1.3466 | 1.3222 | 1.2975 | 1.2732 | 1.2493 | 1.2258 | 1.2028 | 1.1796 | 1.1569 | 1.1345 | 1.1126 | 1.0911 | 1.07 | 1.0496 | 1.0297
UT | Industrial | Agriculture | Existing | Motors | Pumps | 1.631 | 1.6029 | 1.5753 | 1.5481 | 1.5214 | 1.4952 | 1.4694 | 1.4441 | 1.4192 | 1.3947 | 1.3707 | 1.347 | 1.3238 | 1.301 | 1.2785 | 1.2565 | 1.2348 | 1.2135 | 1.1926 | 1.1721 | 1.1519 | 1.132
UT | Industrial | Agriculture | Existing | Motors | Fans & Blowers | 0.10485 | 0.10304 | 0.10127 | 0.099521 | 0.097805 | 0.096119 | 0.094462 | 0.092833 | 0.091232 | 0.089659 | 0.088114 | 0.086594 | 0.085101 | 0.083634 | 0.082192 | 0.080775 | 0.079382 | 0.078014 | 0.076669 | 0.075347 | 0.074048 | 0.072771
UT | Industrial | Agriculture | Existing | Motors | Compressed Air | 19.2461 | 18.9142 | 18.5881 | 18.2676 | 17.9527 | 17.6432 | 17.339 | 17.04 | 16.7462 | 16.4575 | 16.1737 | 15.8949 | 15.6208 | 15.3515 | 15.0868 | 14.8267 | 14.5711 | 14.3199 | 14.073 | 13.8303 | 13.5919 | 13.3575
UT | Industrial | Agriculture | Existing | Motors | Material Handling | 42.6978 | 41.9617 | 41.2382 | 40.5272 | 39.8284 | 39.1418 | 38.4669 | 37.8037 | 37.1519 | 36.5113 | 35.8818 | 35.2632 | 34.6552 | 34.0577 | 33.4705 | 32.8934 | 32.3263 | 31.7689 | 31.2212 | 30.6829 | 30.1539 | 29.634
UT | Industrial | Agriculture | Existing | Motors | Other Motors | 0 | 0 | 0 | 0 | 0 | 0 | 0 | 0 | 0 | 0 | 0 | 0 | 0 | 0 | 0 | 0 | 0 | 0 | 0 | 0 | 0 | 0
UT | Industrial | Agriculture | Existing | Process | Process Heating | 6.3026 | 6.1939 | 6.0871 | 5.9822 | 5.879 | 5.7777 | 5.6781 | 5.5802 | 5.484 | 5.3894 | 5.2965 | 5.2052 | 5.1154 | 5.0272 | 4.9406 | 4.8554 | 4.7717 | 4.6894 | 4.6085 | 4.5291 | 4.451 | 4.3742
UT | Industrial | Agriculture | Existing | Process | Process Cooling | 0 | 0 | 0 | 0 | 0 | 0 | 0 | 0 | 0 | 0 | 0 | 0 | 0 | 0 | 0 | 0 | 0 | 0 | 0 | 0 | 0 | 0
UT | Industrial | Agriculture | Existing | Process | Process Refrigeration | 38.3371 | 37.6761 | 37.0265 | 36.3881 | 35.7608 | 35.1442 | 34.5383 | 33.9428 | 33.3576 | 32.7824 | 32.2172 | 31.6617 | 31.1158 | 30.5794 | 30.0521 | 29.534 | 29.0248 | 28.5244 | 28.0326 | 27.5492 | 27.0743 | 26.6075
UT | Industrial | Agriculture | Existing | Process | Process Electrochemical | 0.32596 | 0.32034 | 0.31482 | 0.30939 | 0.30406 | 0.29882 | 0.29366 | 0.2886 | 0.28362 | 0.27873 | 0.27393 | 0.26921 | 0.26456 | 0.26 | 0.25552 | 0.25111 | 0.24678 | 0.24253 | 0.23835 | 0.23424 | 0.2302 | 0.22623
UT | Industrial | Agriculture | Existing | Process | Process Other | 2.648 | 2.6023 | 2.5574 | 2.5134 | 2.47 | 2.4274 | 2.3856 | 2.3445 | 2.304 | 2.2643 | 2.2253 | 2.1869 | 2.1492 | 2.1121 | 2.0757 | 2.0399 | 2.0048 | 1.9702 | 1.9362 | 1.9028 | 1.87 | 1.8378
UT | Industrial | Agriculture | Existing | Miscellaneous | Miscellaneous | 12.6397 | 12.4218 | 12.2076 | 11.9971 | 11.7903 | 11.587 | 11.3872 | 11.1909 | 10.9979 | 10.8083 | 10.622 | 10.4388 | 10.2589 | 10.082 | 9.9082 | 9.7373 | 9.5694 | 9.4045 | 9.2423 | 9.083 | 8.9264 | 8.7725
UT | Industrial | Agriculture | New | Cooling | Air-Cooled Chiller | 0 | 8.0965e-05 | 0.00020549 | 0.00029042 | 0.00035594 | 0.00042721 | 0.00052244 | 0.00061945 | 0.00069241 | 0.00078754 | 0.00087327 | 0.00095701 | 0.0010302 | 0.0011119 | 0.0011963 | 0.0012895 | 0.0013644 | 0.0014479 | 0.0015321 | 0.0016257 | 0.0017022 | 0.0017933
UT | Industrial | Agriculture | New | Cooling | Water-Cooled Chiller | 0 | 0 | 0 | 0 | 0 | 0 | 0 | 0 | 0 | 0 | 0 | 0 | 0 | 0 | 0 | 0 | 0 | 0 | 0 | 0 | 0 | 0
UT | Industrial | Agriculture | New | Cooling | RTU | 0 | 0.077255 | 0.18082 | 0.25145 | 0.30594 | 0.36528 | 0.44454 | 0.52527 | 0.58601 | 0.66519 | 0.73655 | 0.80624 | 0.86715 | 0.93403 | 1.0032 | 1.0798 | 1.1413 | 1.2101 | 1.2795 | 1.3568 | 1.4199 | 1.4952
UT | Industrial | Agriculture | New | Cooling | Air-Source Heat Pump | 0 | 0.0083961 | 0.020118 | 0.028114 | 0.034282 | 0.040996 | 0.049966 | 0.059102 | 0.065975 | 0.074935 | 0.083011 | 0.090898 | 0.097716 | 0.10535 | 0.11323 | 0.12195 | 0.12895 | 0.13678 | 0.14466 | 0.15344 | 0.1606 | 0.16915
UT | Industrial | Agriculture | New | Cooling | Geothermal Heat Pump | 0 | 0 | 0 | 0 | 0 | 0 | 0 | 0 | 0 | 0 | 0 | 0 | 0 | 0 | 0 | 0 | 0 | 0 | 0 | 0 | 0 | 0
UT | Industrial | Agriculture | New | Space Heating | Electric Furnace | 0 | 0.046663 | 0.11843 | 0.16813 | 0.20514 | 0.24363 | 0.29482 | 0.34748 | 0.38259 | 0.43061 | 0.4725 | 0.51476 | 0.54582 | 0.583 | 0.62069 | 0.66539 | 0.69373 | 0.72881 | 0.76339 | 0.80553 | 0.83114 | 0.8668
UT | Industrial | Agriculture | New | Space Heating | Electric Room Heat | 0 | 0.0069269 | 0.01758 | 0.024959 | 0.030452 | 0.036166 | 0.043764 | 0.051581 | 0.056794 | 0.063922 | 0.07014 | 0.076414 | 0.081024 | 0.086543 | 0.092138 | 0.098773 | 0.10298 | 0.10819 | 0.11332 | 0.11958 | 0.12338 | 0.12867
UT | Industrial | Agriculture | New | Space Heating | Air-Source Heat Pump | 0 | 0.011664 | 0.029076 | 0.041136 | 0.050113 | 0.05945 | 0.071867 | 0.084642 | 0.093159 | 0.10481 | 0.11497 | 0.12522 | 0.13272 | 0.14172 | 0.15083 | 0.16166 | 0.16851 | 0.177 | 0.18537 | 0.19558 | 0.20178 | 0.21042
UT | Industrial | Agriculture | New | Space Heating | Geothermal Heat Pump | 0 | 0 | 0 | 0 | 0 | 0 | 0 | 0 | 0 | 0 | 0 | 0 | 0 | 0 | 0 | 0 | 0 | 0 | 0 | 0 | 0 | 0
UT | Industrial | Agriculture | New | Ventilation | Ventilation | 0 | 0.15532 | 0.3942 | 0.55712 | 0.68341 | 0.80491 | 0.96684 | 1.13 | 1.2497 | 1.4067 | 1.5458 | 1.68 | 1.7947 | 1.9226 | 2.0535 | 2.1988 | 2.3123 | 2.4379 | 2.5617 | 2.6986 | 2.8057 | 2.9357
UT | Industrial | Agriculture | New | Interior Lighting | General Service Lighting | 0 | 0.011776 | 0.029887 | 0.042239 | 0.04994 | 0.058023 | 0.06838 | 0.078314 | 0.085232 | 0.093481 | 0.10062 | 0.10755 | 0.1135 | 0.12027 | 0.12637 | 0.1332 | 0.1382 | 0.14389 | 0.14964 | 0.15554 | 0.15955 | 0.16531
UT | Industrial | Agriculture | New | Interior Lighting | High-Bay Lighting | 0 | 0.12259 | 0.31113 | 0.43973 | 0.53808 | 0.64133 | 0.77893 | 0.91755 | 1.0193 | 1.1516 | 1.2688 | 1.3818 | 1.4783 | 1.5857 | 1.6949 | 1.8161 | 1.9107 | 2.0162 | 2.1215 | 2.2388 | 2.3314 | 2.4431
UT | Industrial | Agriculture | New | Interior Lighting | Linear Lighting | 0 | 0.066561 | 0.16893 | 0.23875 | 0.29153 | 0.34694 | 0.42079 | 0.49519 | 0.54981 | 0.62022 | 0.68262 | 0.74278 | 0.79425 | 0.85162 | 0.90976 | 0.97433 | 1.0248 | 1.081 | 1.1372 | 1.1997 | 1.2486 | 1.3069
UT | Industrial | Agriculture | New | Exterior Lighting | General Service Lighting | 0 | 0.010476 | 0.026589 | 0.037578 | 0.044429 | 0.051621 | 0.060834 | 0.069673 | 0.075827 | 0.083166 | 0.089518 | 0.095679 | 0.10098 | 0.107 | 0.11242 | 0.1185 | 0.12295 | 0.12802 | 0.13313 | 0.13838 | 0.14195 | 0.14707
UT | Industrial | Agriculture | New | Exterior Lighting | Area Lighting | 0 | 0.042232 | 0.10718 | 0.15148 | 0.18469 | 0.21954 | 0.266 | 0.3128 | 0.34716 | 0.39124 | 0.43031 | 0.46797 | 0.50001 | 0.5355 | 0.57097 | 0.61042 | 0.64104 | 0.67524 | 0.7093 | 0.74732 | 0.77723 | 0.81345
UT | Industrial | Agriculture | New | Exterior Lighting | Linear Lighting | 0 | 0.04432 | 0.11248 | 0.15897 | 0.19412 | 0.23101 | 0.28018 | 0.32972 | 0.36609 | 0.41298 | 0.45452 | 0.49458 | 0.52885 | 0.56706 | 0.60577 | 0.64876 | 0.68234 | 0.71982 | 0.75721 | 0.79884 | 0.83141 | 0.87019
UT | Industrial | Agriculture | New | Motors | Pumps | 0 | 0.04738 | 0.12025 | 0.16995 | 0.20829 | 0.24854 | 0.30218 | 0.35622 | 0.3959 | 0.44773 | 0.49366 | 0.53794 | 0.57582 | 0.61805 | 0.66125 | 0.70923 | 0.7467 | 0.78853 | 0.83026 | 0.87672 | 0.91348 | 0.95773
UT | Industrial | Agriculture | New | Motors | Fans & Blowers | 0 | 0.0030458 | 0.0077302 | 0.010925 | 0.01339 | 0.015978 | 0.019426 | 0.0229 | 0.025451 | 0.028783 | 0.031735 | 0.034582 | 0.037017 | 0.039732 | 0.042509 | 0.045593 | 0.048002 | 0.050691 | 0.053374 | 0.056361 | 0.058724 | 0.061568
UT | Industrial | Agriculture | New | Motors | Compressed Air | 0 | 0.55908 | 1.4189 | 2.0054 | 2.4578 | 2.9328 | 3.5657 | 4.2034 | 4.6716 | 5.2832 | 5.8251 | 6.3477 | 6.7947 | 7.293 | 7.8028 | 8.3689 | 8.8111 | 9.3047 | 9.7971 | 10.3453 | 10.7791 | 11.3012
UT | Industrial | Agriculture | New | Motors | Material Handling | 0 | 1.2403 | 3.1479 | 4.449 | 5.4527 | 6.5064 | 7.9107 | 9.3254 | 10.364 | 11.7209 | 12.9232 | 14.0825 | 15.0742 | 16.1798 | 17.3107 | 18.5667 | 19.5476 | 20.6427 | 21.735 | 22.9513 | 23.9137 | 25.072
UT | Industrial | Agriculture | New | Motors | Other Motors | 0 | 0 | 0 | 0 | 0 | 0 | 0 | 0 | 0 | 0 | 0 | 0 | 0 | 0 | 0 | 0 | 0 | 0 | 0 | 0 | 0 | 0
UT | Industrial | Agriculture | New | Process | Process Heating | 0 | 0.18308 | 0.46466 | 0.65671 | 0.80488 | 0.9604 | 1.1677 | 1.3765 | 1.5298 | 1.7301 | 1.9076 | 2.0787 | 2.2251 | 2.3883 | 2.5552 | 2.7406 | 2.8854 | 3.047 | 3.2083 | 3.3878 | 3.5299 | 3.7009
UT | Industrial | Agriculture | New | Process | Process Cooling | 0 | 0 | 0 | 0 | 0 | 0 | 0 | 0 | 0 | 0 | 0 | 0 | 0 | 0 | 0 | 0 | 0 | 0 | 0 | 0 | 0 | 0
UT | Industrial | Agriculture | New | Process | Process Refrigeration | 0 | 1.1137 | 2.8264 | 3.9946 | 4.8959 | 5.8419 | 7.1028 | 8.373 | 9.3056 | 10.5238 | 11.6034 | 12.6443 | 13.5347 | 14.5273 | 15.5427 | 16.6705 | 17.5512 | 18.5344 | 19.5152 | 20.6073 | 21.4714 | 22.5114
UT | Industrial | Agriculture | New | Process | Process Electrochemical | 0 | 0.009469 | 0.024032 | 0.033964 | 0.041627 | 0.049671 | 0.060392 | 0.071192 | 0.079121 | 0.089479 | 0.098658 | 0.10751 | 0.11508 | 0.12352 | 0.13215 | 0.14174 | 0.14923 | 0.15759 | 0.16593 | 0.17521 | 0.18256 | 0.1914
UT | Industrial | Agriculture | New | Process | Process Other | 0 | 0.076921 | 0.19522 | 0.27591 | 0.33816 | 0.4035 | 0.49059 | 0.57833 | 0.64274 | 0.72689 | 0.80145 | 0.87335 | 0.93485 | 1.0034 | 1.0735 | 1.1514 | 1.2123 | 1.2802 | 1.3479 | 1.4234 | 1.483 | 1.5549
UT | Industrial | Agriculture | New | Miscellaneous | Miscellaneous | 0 | 0.36717 | 0.93187 | 1.317 | 1.6142 | 1.9261 | 2.3418 | 2.7606 | 3.068 | 3.4697 | 3.8256 | 4.1688 | 4.4624 | 4.7896 | 5.1244 | 5.4962 | 5.7866 | 6.1108 | 6.4341 | 6.7942 | 7.0791 | 7.422
UT | Industrial | Mining | Existing | Cooling | Air-Cooled Chiller | 0.0062611 | 0.0061523 | 0.0060454 | 0.0059403 | 0.005837 | 0.0057691 | 0.0057018 | 0.0056351 | 0.005569 | 0.0055035 | 0.0054386 | 0.0053744 | 0.0053108 | 0.0052478 | 0.0051854 | 0.0051209 | 0.0050572 | 0.0049942 | 0.0049319 | 0.0048702 | 0.0048093 | 0.0047491
UT | Industrial | Mining | Existing | Cooling | Water-Cooled Chiller | 0 | 0 | 0 | 0 | 0 | 0 | 0 | 0 | 0 | 0 | 0 | 0 | 0 | 0 | 0 | 0 | 0 | 0 | 0 | 0 | 0 | 0
UT | Industrial | Mining | Existing | Cooling | RTU | 5.9549 | 5.8523 | 5.7265 | 5.6006 | 5.475 | 5.3815 | 5.2874 | 5.193 | 5.0986 | 5.0043 | 4.9102 | 4.8165 | 4.7235 | 4.6336 | 4.5489 | 4.4664 | 4.3879 | 4.3132 | 4.2418 | 4.1734 | 4.1076 | 4.0443
UT | Industrial | Mining | Existing | Cooling | Air-Source Heat Pump | 0.69034 | 0.67623 | 0.66034 | 0.64455 | 0.62892 | 0.6171 | 0.60537 | 0.59375 | 0.5823 | 0.57105 | 0.56001 | 0.54922 | 0.53883 | 0.52895 | 0.51953 | 0.51026 | 0.50138 | 0.49286 | 0.48467 | 0.47679 | 0.46918 | 0.46183
UT | Industrial | Mining | Existing | Cooling | Geothermal Heat Pump | 0 | 0 | 0 | 0 | 0 | 0 | 0 | 0 | 0 | 0 | 0 | 0 | 0 | 0 | 0 | 0 | 0 | 0 | 0 | 0 | 0 | 0
UT | Industrial | Mining | Existing | Space Heating | Electric Furnace | 3.5969 | 3.5349 | 3.4739 | 3.4295 | 3.3552 | 3.2819 | 3.2101 | 3.1541 | 3.071 | 3.0036 | 2.9376 | 2.8863 | 2.8098 | 2.7479 | 2.6873 | 2.6396 | 2.5688 | 2.5115 | 2.4554 | 2.4113 | 2.3467 | 2.2941
UT | Industrial | Mining | Existing | Space Heating | Electric Room Heat | 0.53394 | 0.52473 | 0.51569 | 0.50909 | 0.49806 | 0.48717 | 0.47652 | 0.46821 | 0.45587 | 0.44586 | 0.43607 | 0.42845 | 0.4171 | 0.4079 | 0.39891 | 0.39183 | 0.38133 | 0.37282 | 0.36449 | 0.35795 | 0.34835 | 0.34054
UT | Industrial | Mining | Existing | Space Heating | Air-Source Heat Pump | 0.89911 | 0.8836 | 0.86751 | 0.85549 | 0.83598 | 0.8167 | 0.7978 | 0.78281 | 0.7611 | 0.7433 | 0.72587 | 0.71206 | 0.69215 | 0.67597 | 0.66023 | 0.64778 | 0.62977 | 0.61513 | 0.60087 | 0.58963 | 0.57341 | 0.56019
UT | Industrial | Mining | Existing | Space Heating | Geothermal Heat Pump | 0 | 0 | 0 | 0 | 0 | 0 | 0 | 0 | 0 | 0 | 0 | 0 | 0 | 0 | 0 | 0 | 0 | 0 | 0 | 0 | 0 | 0
UT | Industrial | Mining | Existing | Ventilation | Ventilation | 15.8652 | 15.4225 | 14.9787 | 14.5374 | 14.1029 | 13.6477 | 13.2021 | 12.768 | 12.3473 | 11.9423 | 11.5529 | 11.1801 | 10.8245 | 10.4865 | 10.1664 | 9.8645 | 9.5808 | 9.3128 | 9.0587 | 8.817 | 8.5867 | 8.3687
UT | Industrial | Mining | Existing | Interior Lighting | General Service Lighting | 2.2845 | 2.1808 | 2.0537 | 1.911 | 1.7265 | 1.5344 | 1.3855 | 1.2676 | 1.172 | 1.0903 | 1.0237 | 0.96804 | 0.92303 | 0.88431 | 0.84736 | 0.81422 | 0.78418 | 0.75672 | 0.73187 | 0.70528 | 0.67937 | 0.65439
UT | Industrial | Mining | Existing | Interior Lighting | High-Bay Lighting | 13.8688 | 13.6296 | 13.3947 | 13.1637 | 12.9368 | 12.7137 | 12.4945 | 12.2791 | 12.0674 | 11.8593 | 11.6548 | 11.4539 | 11.2564 | 11.0555 | 10.8492 | 10.6413 | 10.433 | 10.2337 | 10.0419 | 9.8567 | 9.6773 | 9.503
UT | Industrial | Mining | Existing | Interior Lighting | Linear Lighting | 7.4909 | 7.3617 | 7.2348 | 7.1101 | 6.9826 | 6.857 | 6.7334 | 6.6117 | 6.492 | 6.3706 | 6.2512 | 6.1339 | 6.0186 | 5.9054 | 5.7917 | 5.68 | 5.5704 | 5.4628 | 5.3573 | 5.2537 | 5.1534 | 5.0558
UT | Industrial | Mining | Existing | Exterior Lighting | General Service Lighting | 2.0324 | 1.9042 | 1.7187 | 1.4991 | 1.3158 | 1.1899 | 1.0976 | 1.0248 | 0.9633 | 0.91108 | 0.86766 | 0.82944 | 0.79941 | 0.77255 | 0.74514 | 0.71979 | 0.69608 | 0.67379 | 0.65303 | 0.62803 | 0.60135 | 0.57449
UT | Industrial | Mining | Existing | Exterior Lighting | Area Lighting | 4.7528 | 4.6709 | 4.5903 | 4.5112 | 4.4334 | 4.357 | 4.2819 | 4.208 | 4.1355 | 4.0642 | 3.9941 | 3.922 | 3.8454 | 3.7657 | 3.6791 | 3.5907 | 3.5014 | 3.4195 | 3.3436 | 3.2726 | 3.2057 | 3.1422
UT | Industrial | Mining | Existing | Exterior Lighting | Linear Lighting | 4.9878 | 4.9018 | 4.8173 | 4.7343 | 4.6494 | 4.5658 | 4.4834 | 4.4024 | 4.3227 | 4.2419 | 4.1624 | 4.0843 | 4.0075 | 3.9322 | 3.8564 | 3.782 | 3.7091 | 3.6374 | 3.5672 | 3.4982 | 3.4314 | 3.3664
UT | Industrial | Mining | Existing | Motors | Pumps | 159.0843 | 156.3415 | 153.6459 | 150.9968 | 148.3935 | 145.8349 | 143.3206 | 140.8495 | 138.4211 | 136.0345 | 133.6891 | 131.3841 | 129.1188 | 126.8927 | 124.7049 | 122.5548 | 120.4418 | 118.3652 | 116.3244 | 114.3188 | 112.3478 | 110.4108
UT | Industrial | Mining | Existing | Motors | Fans & Blowers | 111.359 | 109.439 | 107.5521 | 105.6978 | 103.8754 | 102.0845 | 100.3244 | 98.5947 | 96.8947 | 95.2241 | 93.5824 | 91.9689 | 90.3832 | 88.8249 | 87.2934 | 85.7883 | 84.3092 | 82.8556 | 81.4271 | 80.0232 | 78.6435 | 77.2875
UT | Industrial | Mining | Existing | Motors | Compressed Air | 111.359 | 109.439 | 107.5521 | 105.6978 | 103.8754 | 102.0845 | 100.3244 | 98.5947 | 96.8947 | 95.2241 | 93.5824 | 91.9689 | 90.3832 | 88.8249 | 87.2934 | 85.7883 | 84.3092 | 82.8556 | 81.4271 | 80.0232 | 78.6435 | 77.2875
UT | Industrial | Mining | Existing | Motors | Material Handling | 318.1686 | 312.6829 | 307.2918 | 301.9937 | 296.7869 | 291.6699 | 286.6411 | 281.699 | 276.8421 | 272.069 | 267.3781 | 262.7682 | 258.2377 | 253.7853 | 249.4097 | 245.1095 | 240.8835 | 236.7304 | 232.6488 | 228.6376 | 224.6956 | 220.8215
UT | Industrial | Mining | Existing | Motors | Other Motors | 47.7253 | 46.9024 | 46.0938 | 45.2991 | 44.518 | 43.7505 | 42.9962 | 42.2549 | 41.5263 | 40.8103 | 40.1067 | 39.4152 | 38.7357 | 38.0678 | 37.4115 | 36.7664 | 36.1325 | 35.5096 | 34.8973 | 34.2956 | 33.7043 | 33.1232
UT | Industrial | Mining | Existing | Process | Process Heating | 7.8705 | 7.7348 | 7.6014 | 7.4704 | 7.3416 | 7.215 | 7.0906 | 6.9683 | 6.8482 | 6.7301 | 6.6141 | 6.5001 | 6.388 | 6.2778 | 6.1696 | 6.0632 | 5.9587 | 5.856 | 5.755 | 5.6558 | 5.5583 | 5.4624
UT | Industrial | Mining | Existing | Process | Process Cooling | 0 | 0 | 0 | 0 | 0 | 0 | 0 | 0 | 0 | 0 | 0 | 0 | 0 | 0 | 0 | 0 | 0 | 0 | 0 | 0 | 0 | 0
UT | Industrial | Mining | Existing | Process | Process Refrigeration | 0 | 0 | 0 | 0 | 0 | 0 | 0 | 0 | 0 | 0 | 0 | 0 | 0 | 0 | 0 | 0 | 0 | 0 | 0 | 0 | 0 | 0
UT | Industrial | Mining | Existing | Process | Process Electrochemical | 7.8705 | 7.7348 | 7.6014 | 7.4704 | 7.3416 | 7.215 | 7.0906 | 6.9683 | 6.8482 | 6.7301 | 6.6141 | 6.5001 | 6.388 | 6.2778 | 6.1696 | 6.0632 | 5.9587 | 5.856 | 5.755 | 5.6558 | 5.5583 | 5.4624
UT | Industrial | Mining | Existing | Process | Process Other | 43.2877 | 42.5413 | 41.8079 | 41.087 | 40.3786 | 39.6825 | 38.9983 | 38.3259 | 37.6651 | 37.0157 | 36.3775 | 35.7503 | 35.1339 | 34.5282 | 33.9328 | 33.3478 | 32.7728 | 32.2078 | 31.6525 | 31.1067 | 30.5704 | 30.0433
UT | Industrial | Mining | Existing | Miscellaneous | Miscellaneous | 7.8705 | 7.7348 | 7.6014 | 7.4704 | 7.3416 | 7.215 | 7.0906 | 6.9683 | 6.8482 | 6.7301 | 6.6141 | 6.5001 | 6.388 | 6.2778 | 6.1696 | 6.0632 | 5.9587 | 5.856 | 5.755 | 5.6558 | 5.5583 | 5.4624
UT | Industrial | Mining | New | Cooling | Air-Cooled Chiller | 0 | 0.00018129 | 0.00046012 | 0.00065029 | 0.00079701 | 0.00095659 | 0.0011698 | 0.001387 | 0.0015504 | 0.0017634 | 0.0019554 | 0.0021429 | 0.0023067 | 0.0024898 | 0.0026786 | 0.0028874 | 0.003055 | 0.0032422 | 0.0034306 | 0.0036403 | 0.0038115 | 0.0040155
UT | Industrial | Mining | New | Cooling | Water-Cooled Chiller | 0 | 0 | 0 | 0 | 0 | 0 | 0 | 0 | 0 | 0 | 0 | 0 | 0 | 0 | 0 | 0 | 0 | 0 | 0 | 0 | 0 | 0
UT | Industrial | Mining | New | Cooling | RTU | 0 | 0.17299 | 0.40488 | 0.56303 | 0.68506 | 0.81791 | 0.99539 | 1.1762 | 1.3122 | 1.4895 | 1.6493 | 1.8053 | 1.9417 | 2.0915 | 2.2463 | 2.4179 | 2.5556 | 2.7097 | 2.8649 | 3.0381 | 3.1793 | 3.348
UT | Industrial | Mining | New | Cooling | Air-Source Heat Pump | 0 | 0.0188 | 0.045048 | 0.062951 | 0.076763 | 0.091796 | 0.11188 | 0.13234 | 0.14773 | 0.16779 | 0.18587 | 0.20353 | 0.2188 | 0.23589 | 0.25354 | 0.27307 | 0.28875 | 0.30627 | 0.32391 | 0.34357 | 0.35961 | 0.37875
UT | Industrial | Mining | New | Cooling | Geothermal Heat Pump | 0 | 0 | 0 | 0 | 0 | 0 | 0 | 0 | 0 | 0 | 0 | 0 | 0 | 0 | 0 | 0 | 0 | 0 | 0 | 0 | 0 | 0
UT | Industrial | Mining | New | Space Heating | Electric Furnace | 0 | 0.10449 | 0.26518 | 0.37648 | 0.45934 | 0.54553 | 0.66015 | 0.77805 | 0.85669 | 0.96421 | 1.058 | 1.1526 | 1.2222 | 1.3054 | 1.3898 | 1.4899 | 1.5534 | 1.6319 | 1.7093 | 1.8037 | 1.861 | 1.9409
UT | Industrial | Mining | New | Space Heating | Electric Room Heat | 0 | 0.015511 | 0.039365 | 0.055886 | 0.068187 | 0.080981 | 0.097995 | 0.1155 | 0.12717 | 0.14313 | 0.15706 | 0.1711 | 0.18143 | 0.19378 | 0.20631 | 0.22117 | 0.23059 | 0.24225 | 0.25374 | 0.26775 | 0.27626 | 0.28812
UT | Industrial | Mining | New | Space Heating | Air-Source Heat Pump | 0 | 0.026118 | 0.065105 | 0.092111 | 0.11221 | 0.13312 | 0.16092 | 0.18953 | 0.2086 | 0.23468 | 0.25743 | 0.28039 | 0.29719 | 0.31732 | 0.33774 | 0.36197 | 0.37732 | 0.39633 | 0.41508 | 0.43794 | 0.45182 | 0.47116
UT | Industrial | Mining | New | Space Heating | Geothermal Heat Pump | 0 | 0 | 0 | 0 | 0 | 0 | 0 | 0 | 0 | 0 | 0 | 0 | 0 | 0 | 0 | 0 | 0 | 0 | 0 | 0 | 0 | 0
UT | Industrial | Mining | New | Ventilation | Ventilation | 0 | 0.34779 | 0.88267 | 1.2475 | 1.5303 | 1.8023 | 2.1649 | 2.5302 | 2.7984 | 3.1499 | 3.4614 | 3.7617 | 4.0187 | 4.3051 | 4.5981 | 4.9235 | 5.1776 | 5.4589 | 5.736 | 6.0427 | 6.2823 | 6.5735
UT | Industrial | Mining | New | Interior Lighting | General Service Lighting | 0 | 0.038498 | 0.097706 | 0.13809 | 0.16326 | 0.18969 | 0.22355 | 0.25603 | 0.27864 | 0.30561 | 0.32895 | 0.35159 | 0.37107 | 0.39318 | 0.41312 | 0.43546 | 0.4518 | 0.47042 | 0.4892 | 0.5085 | 0.52161 | 0.54043
UT | Industrial | Mining | New | Interior Lighting | High-Bay Lighting | 0 | 0.40078 | 1.0172 | 1.4376 | 1.7591 | 2.0966 | 2.5465 | 2.9997 | 3.3324 | 3.7648 | 4.148 | 4.5174 | 4.833 | 5.1841 | 5.5409 | 5.9374 | 6.2464 | 6.5915 | 6.9356 | 7.319 | 7.6219 | 7.9871
UT | Industrial | Mining | New | Interior Lighting | Linear Lighting | 0 | 0.2176 | 0.55227 | 0.78052 | 0.95309 | 1.1342 | 1.3757 | 1.6189 | 1.7974 | 2.0277 | 2.2316 | 2.4283 | 2.5966 | 2.7842 | 2.9742 | 3.1853 | 3.3502 | 3.5342 | 3.7178 | 3.9222 | 4.0821 | 4.2725
UT | Industrial | Mining | New | Exterior Lighting | General Service Lighting | 0 | 0.03425 | 0.086925 | 0.12285 | 0.14525 | 0.16876 | 0.19888 | 0.22778 | 0.2479 | 0.27189 | 0.29265 | 0.3128 | 0.33013 | 0.3498 | 0.36754 | 0.38741 | 0.40194 | 0.41851 | 0.43522 | 0.45239 | 0.46405 | 0.48079
UT | Industrial | Mining | New | Exterior Lighting | Area Lighting | 0 | 0.13807 | 0.3504 | 0.49523 | 0.60379 | 0.71774 | 0.86962 | 1.0226 | 1.135 | 1.2791 | 1.4068 | 1.5299 | 1.6347 | 1.7507 | 1.8666 | 1.9956 | 2.0957 | 2.2075 | 2.3189 | 2.4432 | 2.5409 | 2.6594
UT | Industrial | Mining | New | Exterior Lighting | Linear Lighting | 0 | 0.14489 | 0.36773 | 0.51971 | 0.63462 | 0.75524 | 0.91599 | 1.0779 | 1.1968 | 1.3501 | 1.4859 | 1.6169 | 1.7289 | 1.8538 | 1.9804 | 2.1209 | 2.2307 | 2.3533 | 2.4755 | 2.6116 | 2.7181 | 2.8448
UT | Industrial | Mining | New | Motors | Pumps | 0 | 4.6213 | 11.7285 | 16.576 | 20.3159 | 24.2417 | 29.4738 | 34.7448 | 38.6145 | 43.6699 | 48.1495 | 52.4689 | 56.1637 | 60.2828 | 64.4963 | 69.176 | 72.8308 | 76.9108 | 80.9806 | 85.5122 | 89.098 | 93.4136
UT | Industrial | Mining | New | Motors | Fans & Blowers | 0 | 3.2349 | 8.21 | 11.6032 | 14.2212 | 16.9692 | 20.6316 | 24.3214 | 27.0302 | 30.5689 | 33.7047 | 36.7282 | 39.3146 | 42.198 | 45.1474 | 48.4232 | 50.9816 | 53.8376 | 56.6865 | 59.8586 | 62.3686 | 65.3896
UT | Industrial | Mining | New | Motors | Compressed Air | 0 | 3.2349 | 8.21 | 11.6032 | 14.2212 | 16.9692 | 20.6316 | 24.3214 | 27.0302 | 30.5689 | 33.7047 | 36.7282 | 39.3146 | 42.198 | 45.1474 | 48.4232 | 50.9816 | 53.8376 | 56.6865 | 59.8586 | 62.3686 | 65.3896
UT | Industrial | Mining | New | Motors | Material Handling | 0 | 9.2425 | 23.4571 | 33.152 | 40.6319 | 48.4833 | 58.9475 | 69.4897 | 77.229 | 87.3398 | 96.299 | 104.9377 | 112.3273 | 120.5656 | 128.9927 | 138.352 | 145.6616 | 153.8216 | 161.9613 | 171.0245 | 178.196 | 186.8273
UT | Industrial | Mining | New | Motors | Other Motors | 0 | 1.3864 | 3.5186 | 4.9728 | 6.0948 | 7.2725 | 8.8421 | 10.4235 | 11.5844 | 13.101 | 14.4449 | 15.7407 | 16.8491 | 18.0848 | 19.3489 | 20.7528 | 21.8492 | 23.0732 | 24.2942 | 25.6537 | 26.7294 | 28.0241
UT | Industrial | Mining | New | Process | Process Heating | 0 | 0.22863 | 0.58025 | 0.82008 | 1.0051 | 1.1993 | 1.4582 | 1.719 | 1.9104 | 2.1605 | 2.3821 | 2.5958 | 2.7786 | 2.9824 | 3.1909 | 3.4224 | 3.6032 | 3.8051 | 4.0064 | 4.2306 | 4.408 | 4.6215
UT | Industrial | Mining | New | Process | Process Cooling | 0 | 0 | 0 | 0 | 0 | 0 | 0 | 0 | 0 | 0 | 0 | 0 | 0 | 0 | 0 | 0 | 0 | 0 | 0 | 0 | 0 | 0
UT | Industrial | Mining | New | Process | Process Refrigeration | 0 | 0 | 0 | 0 | 0 | 0 | 0 | 0 | 0 | 0 | 0 | 0 | 0 | 0 | 0 | 0 | 0 | 0 | 0 | 0 | 0 | 0
UT | Industrial | Mining | New | Process | Process Electrochemical | 0 | 0.22863 | 0.58025 | 0.82008 | 1.0051 | 1.1993 | 1.4582 | 1.719 | 1.9104 | 2.1605 | 2.3821 | 2.5958 | 2.7786 | 2.9824 | 3.1909 | 3.4224 | 3.6032 | 3.8051 | 4.0064 | 4.2306 | 4.408 | 4.6215
UT | Industrial | Mining | New | Process | Process Other | 0 | 1.2575 | 3.1914 | 4.5104 | 5.5281 | 6.5963 | 8.02 | 9.4543 | 10.5072 | 11.8828 | 13.1017 | 14.2771 | 15.2824 | 16.4033 | 17.5498 | 18.8232 | 19.8176 | 20.9278 | 22.0353 | 23.2683 | 24.244 | 25.4183
UT | Industrial | Mining | New | Miscellaneous | Miscellaneous | 0 | 0.22863 | 0.58025 | 0.82008 | 1.0051 | 1.1993 | 1.4582 | 1.719 | 1.9104 | 2.1605 | 2.3821 | 2.5958 | 2.7786 | 2.9824 | 3.1909 | 3.4224 | 3.6032 | 3.8051 | 4.0064 | 4.2306 | 4.408 | 4.6215
UT | Industrial | Food Mfg | Existing | Cooling | Air-Cooled Chiller | 1.5443 | 1.5175 | 1.4911 | 1.4652 | 1.4397 | 1.423 | 1.4064 | 1.3899 | 1.3736 | 1.3575 | 1.3415 | 1.3256 | 1.3099 | 1.2944 | 1.279 | 1.2631 | 1.2474 | 1.2318 | 1.2165 | 1.2013 | 1.1862 | 1.1714
UT | Industrial | Food Mfg | Existing | Cooling | Water-Cooled Chiller | 1.5549 | 1.5281 | 1.5018 | 1.4759 | 1.4504 | 1.4338 | 1.4173 | 1.4009 | 1.3847 | 1.3686 | 1.3527 | 1.3369 | 1.3213 | 1.3057 | 1.2904 | 1.2745 | 1.2587 | 1.2432 | 1.2278 | 1.2125 | 1.1974 | 1.1825
UT | Industrial | Food Mfg | Existing | Cooling | RTU | 6.7447 | 6.6284 | 6.4859 | 6.3434 | 6.2012 | 6.0952 | 5.9887 | 5.8818 | 5.7748 | 5.6679 | 5.5614 | 5.4553 | 5.3499 | 5.2482 | 5.1522 | 5.0587 | 4.9699 | 4.8853 | 4.8044 | 4.7269 | 4.6524 | 4.5807
UT | Industrial | Food Mfg | Existing | Cooling | Air-Source Heat Pump | 1.14 | 1.1167 | 1.0904 | 1.0644 | 1.0386 | 1.019 | 0.99967 | 0.98049 | 0.96158 | 0.94299 | 0.92477 | 0.90695 | 0.8898 | 0.87348 | 0.85792 | 0.84261 | 0.82795 | 0.81388 | 0.80036 | 0.78734 | 0.77478 | 0.76264
UT | Industrial | Food Mfg | Existing | Cooling | Geothermal Heat Pump | 0 | 0 | 0 | 0 | 0 | 0 | 0 | 0 | 0 | 0 | 0 | 0 | 0 | 0 | 0 | 0 | 0 | 0 | 0 | 0 | 0 | 0
UT | Industrial | Food Mfg | Existing | Space Heating | Electric Furnace | 5.9397 | 5.8373 | 5.7367 | 5.6632 | 5.5405 | 5.4195 | 5.3009 | 5.2085 | 5.0712 | 4.9599 | 4.851 | 4.7662 | 4.6399 | 4.5376 | 4.4376 | 4.3588 | 4.242 | 4.1473 | 4.0547 | 3.9819 | 3.8752 | 3.7883
UT | Industrial | Food Mfg | Existing | Space Heating | Electric Room Heat | 0.88172 | 0.86651 | 0.85157 | 0.84068 | 0.82246 | 0.80449 | 0.78689 | 0.77317 | 0.75279 | 0.73627 | 0.7201 | 0.70751 | 0.68876 | 0.67359 | 0.65873 | 0.64704 | 0.6297 | 0.61565 | 0.60189 | 0.5911 | 0.57525 | 0.56235
UT | Industrial | Food Mfg | Existing | Space Heating | Air-Source Heat Pump | 1.4847 | 1.4591 | 1.4326 | 1.4127 | 1.3805 | 1.3487 | 1.3174 | 1.2927 | 1.2568 | 1.2274 | 1.1986 | 1.1759 | 1.143 | 1.1163 | 1.0903 | 1.0697 | 1.04 | 1.0158 | 0.99224 | 0.97368 | 0.9469 | 0.92506
UT | Industrial | Food Mfg | Existing | Space Heating | Geothermal Heat Pump | 0 | 0 | 0 | 0 | 0 | 0 | 0 | 0 | 0 | 0 | 0 | 0 | 0 | 0 | 0 | 0 | 0 | 0 | 0 | 0 | 0 | 0
UT | Industrial | Food Mfg | Existing | Ventilation | Ventilation | 26.1988 | 25.4678 | 24.735 | 24.0061 | 23.2887 | 22.5369 | 21.8011 | 21.0843 | 20.3895 | 19.7207 | 19.0778 | 18.4622 | 17.8749 | 17.3167 | 16.7882 | 16.2897 | 15.8212 | 15.3785 | 14.959 | 14.5598 | 14.1795 | 13.8196
UT | Industrial | Food Mfg | Existing | Interior Lighting | General Service Lighting | 2.5838 | 2.4666 | 2.3228 | 2.1614 | 1.9527 | 1.7355 | 1.5671 | 1.4336 | 1.3256 | 1.2332 | 1.1579 | 1.0949 | 1.044 | 1.0002 | 0.95839 | 0.92091 | 0.88693 | 0.85588 | 0.82777 | 0.79769 | 0.76839 | 0.74014
UT | Industrial | Food Mfg | Existing | Interior Lighting | High-Bay Lighting | 15.686 | 15.4156 | 15.1498 | 14.8886 | 14.6319 | 14.3796 | 14.1317 | 13.8881 | 13.6486 | 13.4133 | 13.182 | 12.9547 | 12.7314 | 12.5041 | 12.2708 | 12.0357 | 11.8001 | 11.5746 | 11.3577 | 11.1483 | 10.9454 | 10.7482
UT | Industrial | Food Mfg | Existing | Interior Lighting | Linear Lighting | 8.4725 | 8.3264 | 8.1828 | 8.0417 | 7.8976 | 7.7555 | 7.6157 | 7.478 | 7.3426 | 7.2053 | 7.0703 | 6.9376 | 6.8073 | 6.6792 | 6.5506 | 6.4243 | 6.3003 | 6.1786 | 6.0593 | 5.9421 | 5.8287 | 5.7183
UT | Industrial | Food Mfg | Existing | Exterior Lighting | General Service Lighting | 2.2987 | 2.1537 | 1.9439 | 1.6955 | 1.4882 | 1.3458 | 1.2414 | 1.1591 | 1.0895 | 1.0305 | 0.98135 | 0.93812 | 0.90415 | 0.87378 | 0.84278 | 0.81411 | 0.7873 | 0.76208 | 0.7386 | 0.71032 | 0.68014 | 0.64977
UT | Industrial | Food Mfg | Existing | Exterior Lighting | Area Lighting | 5.3756 | 5.2829 | 5.1918 | 5.1023 | 5.0143 | 4.9279 | 4.8429 | 4.7594 | 4.6774 | 4.5967 | 4.5175 | 4.4359 | 4.3492 | 4.2591 | 4.1611 | 4.0612 | 3.9602 | 3.8675 | 3.7817 | 3.7015 | 3.6258 | 3.554
UT | Industrial | Food Mfg | Existing | Exterior Lighting | Linear Lighting | 5.6414 | 5.5441 | 5.4486 | 5.3546 | 5.2586 | 5.1641 | 5.0709 | 4.9793 | 4.8891 | 4.7977 | 4.7078 | 4.6194 | 4.5326 | 4.4474 | 4.3617 | 4.2776 | 4.1951 | 4.1141 | 4.0346 | 3.9566 | 3.8811 | 3.8076
UT | Industrial | Food Mfg | Existing | Motors | Pumps | 46.6062 | 45.8027 | 45.013 | 44.2369 | 43.4742 | 42.7246 | 41.988 | 41.2641 | 40.5526 | 39.8534 | 39.1663 | 38.491 | 37.8274 | 37.1752 | 36.5342 | 35.9043 | 35.2853 | 34.6769 | 34.079 | 33.4915 | 32.914 | 32.3465
UT | Industrial | Food Mfg | Existing | Motors | Fans & Blowers | 21.6182 | 21.2455 | 20.8792 | 20.5192 | 20.1654 | 19.8177 | 19.4761 | 19.1403 | 18.8103 | 18.4859 | 18.1672 | 17.854 | 17.5462 | 17.2436 | 16.9463 | 16.6542 | 16.367 | 16.0848 | 15.8075 | 15.535 | 15.2671 | 15.0039
UT | Industrial | Food Mfg | Existing | Motors | Compressed Air | 63.2649 | 62.1741 | 61.1021 | 60.0487 | 59.0133 | 57.9959 | 56.9959 | 56.0132 | 55.0475 | 54.0984 | 53.1657 | 52.249 | 51.3482 | 50.4629 | 49.5928 | 48.7378 | 47.8975 | 47.0716 | 46.2601 | 45.4625 | 44.6786 | 43.9083
UT | Industrial | Food Mfg | Existing | Motors | Material Handling | 94.0073 | 92.3865 | 90.7936 | 89.2282 | 87.6898 | 86.1779 | 84.6921 | 83.2319 | 81.7968 | 80.3865 | 79.0006 | 77.6385 | 76.2999 | 74.9844 | 73.6915 | 72.421 | 71.1724 | 69.9453 | 68.7393 | 67.5541 | 66.3894 | 65.2448
UT | Industrial | Food Mfg | Existing | Motors | Other Motors | 9.9667 | 9.7948 | 9.6259 | 9.46 | 9.2969 | 9.1366 | 8.9791 | 8.8242 | 8.6721 | 8.5226 | 8.3756 | 8.2312 | 8.0893 | 7.9498 | 7.8128 | 7.6781 | 7.5457 | 7.4156 | 7.2877 | 7.1621 | 7.0386 | 6.9173
UT | Industrial | Food Mfg | Existing | Process | Process Heating | 23.3046 | 22.9028 | 22.5079 | 22.1198 | 21.7384 | 21.3636 | 20.9953 | 20.6333 | 20.2776 | 19.928 | 19.5844 | 19.2467 | 18.9149 | 18.5887 | 18.2683 | 17.9533 | 17.6437 | 17.3395 | 17.0406 | 16.7468 | 16.458 | 16.1743
UT | Industrial | Food Mfg | Existing | Process | Process Cooling | 94.4789 | 92.8499 | 91.2491 | 89.6758 | 88.1297 | 86.6102 | 85.1169 | 83.6494 | 82.2071 | 80.7898 | 79.3968 | 78.0279 | 76.6826 | 75.3605 | 74.0612 | 72.7843 | 71.5294 | 70.2961 | 69.0841 | 67.893 | 66.7224 | 65.572
UT | Industrial | Food Mfg | Existing | Process | Process Refrigeration | 47.277 | 46.4618 | 45.6608 | 44.8735 | 44.0998 | 43.3395 | 42.5923 | 41.8579 | 41.1362 | 40.427 | 39.73 | 39.045 | 38.3718 | 37.7102 | 37.06 | 36.4211 | 35.7931 | 35.176 | 34.5695 | 33.9735 | 33.3877 | 32.8121
UT | Industrial | Food Mfg | Existing | Process | Process Electrochemical | 1.2053 | 1.1845 | 1.1641 | 1.144 | 1.1243 | 1.1049 | 1.0859 | 1.0671 | 1.0487 | 1.0307 | 1.0129 | 0.99542 | 0.97826 | 0.96139 | 0.94481 | 0.92852 | 0.91251 | 0.89678 | 0.88132 | 0.86612 | 0.85119 | 0.83652
UT | Industrial | Food Mfg | Existing | Process | Process Other | 9.7912 | 9.6224 | 9.4565 | 9.2934 | 9.1332 | 8.9757 | 8.821 | 8.6689 | 8.5194 | 8.3725 | 8.2282 | 8.0863 | 7.9469 | 7.8099 | 7.6752 | 7.5429 | 7.4128 | 7.285 | 7.1594 | 7.036 | 6.9147 | 6.7955
UT | Industrial | Food Mfg | Existing | Miscellaneous | Miscellaneous | 46.7367 | 45.9309 | 45.139 | 44.3608 | 43.5959 | 42.8443 | 42.1056 | 41.3796 | 40.6662 | 39.965 | 39.276 | 38.5988 | 37.9333 | 37.2793 | 36.6365 | 36.0049 | 35.3841 | 34.774 | 34.1745 | 33.5853 | 33.0062 | 32.4371
UT | Industrial | Food Mfg | New | Cooling | Air-Cooled Chiller | 0 | 0.044717 | 0.11349 | 0.16039 | 0.19658 | 0.23595 | 0.28854 | 0.34212 | 0.38241 | 0.43496 | 0.48231 | 0.52855 | 0.56896 | 0.61411 | 0.66069 | 0.71217 | 0.75353 | 0.79969 | 0.84616 | 0.89789 | 0.94011 | 0.99043
UT | Industrial | Food Mfg | New | Cooling | Water-Cooled Chiller | 0 | 0.045169 | 0.11464 | 0.16202 | 0.19857 | 0.23833 | 0.29146 | 0.34558 | 0.38628 | 0.43936 | 0.48719 | 0.5339 | 0.57472 | 0.62032 | 0.66738 | 0.71938 | 0.76116 | 0.80778 | 0.85472 | 0.90698 | 0.94962 | 1.0005
UT | Industrial | Food Mfg | New | Cooling | RTU | 0 | 0.19593 | 0.45857 | 0.63771 | 0.77591 | 0.92639 | 1.1274 | 1.3322 | 1.4862 | 1.687 | 1.868 | 2.0447 | 2.1992 | 2.3688 | 2.5442 | 2.7386 | 2.8946 | 3.069 | 3.2449 | 3.441 | 3.601 | 3.792
UT | Industrial | Food Mfg | New | Cooling | Air-Source Heat Pump | 0 | 0.031046 | 0.07439 | 0.10395 | 0.12676 | 0.15159 | 0.18475 | 0.21854 | 0.24395 | 0.27708 | 0.30694 | 0.3361 | 0.36132 | 0.38954 | 0.41868 | 0.45094 | 0.47682 | 0.50575 | 0.53489 | 0.56735 | 0.59384 | 0.62544
UT | Industrial | Food Mfg | New | Cooling | Geothermal Heat Pump | 0 | 0 | 0 | 0 | 0 | 0 | 0 | 0 | 0 | 0 | 0 | 0 | 0 | 0 | 0 | 0 | 0 | 0 | 0 | 0 | 0 | 0
UT | Industrial | Food Mfg | New | Space Heating | Electric Furnace | 0 | 0.17254 | 0.43791 | 0.6217 | 0.75853 | 0.90086 | 1.0901 | 1.2848 | 1.4147 | 1.5922 | 1.7471 | 1.9034 | 2.0182 | 2.1557 | 2.2951 | 2.4603 | 2.5651 | 2.6948 | 2.8227 | 2.9786 | 3.0732 | 3.2051
UT | Industrial | Food Mfg | New | Space Heating | Electric Room Heat | 0 | 0.025613 | 0.065005 | 0.092287 | 0.1126 | 0.13373 | 0.16182 | 0.19073 | 0.21 | 0.23636 | 0.25935 | 0.28255 | 0.2996 | 0.32 | 0.34069 | 0.36522 | 0.38078 | 0.40003 | 0.41901 | 0.44215 | 0.4562 | 0.47578
UT | Industrial | Food Mfg | New | Space Heating | Air-Source Heat Pump | 0 | 0.04313 | 0.10751 | 0.15211 | 0.1853 | 0.21982 | 0.26574 | 0.31297 | 0.34447 | 0.38754 | 0.42511 | 0.46302 | 0.49076 | 0.52401 | 0.55773 | 0.59774 | 0.62308 | 0.65448 | 0.68544 | 0.72319 | 0.7461 | 0.77805
UT | Industrial | Food Mfg | New | Space Heating | Geothermal Heat Pump | 0 | 0 | 0 | 0 | 0 | 0 | 0 | 0 | 0 | 0 | 0 | 0 | 0 | 0 | 0 | 0 | 0 | 0 | 0 | 0 | 0 | 0
UT | Industrial | Food Mfg | New | Ventilation | Ventilation | 0 | 0.57432 | 1.4576 | 2.06 | 2.527 | 2.9762 | 3.575 | 4.1782 | 4.6211 | 5.2016 | 5.7159 | 6.2119 | 6.6362 | 7.1092 | 7.593 | 8.1303 | 8.55 | 9.0145 | 9.4721 | 9.9785 | 10.3742 | 10.8551
UT | Industrial | Food Mfg | New | Interior Lighting | General Service Lighting | 0 | 0.043543 | 0.11051 | 0.15618 | 0.18466 | 0.21455 | 0.25284 | 0.28958 | 0.31515 | 0.34566 | 0.37206 | 0.39766 | 0.4197 | 0.4447 | 0.46726 | 0.49252 | 0.511 | 0.53206 | 0.5533 | 0.57513 | 0.58996 | 0.61124
UT | Industrial | Food Mfg | New | Interior Lighting | High-Bay Lighting | 0 | 0.4533 | 1.1505 | 1.6259 | 1.9896 | 2.3714 | 2.8802 | 3.3928 | 3.7691 | 4.2581 | 4.6915 | 5.1094 | 5.4662 | 5.8634 | 6.2669 | 6.7154 | 7.0649 | 7.4553 | 7.8444 | 8.2781 | 8.6207 | 9.0337
UT | Industrial | Food Mfg | New | Interior Lighting | Linear Lighting | 0 | 0.24612 | 0.62463 | 0.8828 | 1.078 | 1.2829 | 1.5559 | 1.831 | 2.033 | 2.2933 | 2.5241 | 2.7465 | 2.9368 | 3.149 | 3.3639 | 3.6027 | 3.7891 | 3.9973 | 4.2049 | 4.4361 | 4.617 | 4.8323
UT | Industrial | Food Mfg | New | Exterior Lighting | General Service Lighting | 0 | 0.038738 | 0.098315 | 0.13895 | 0.16428 | 0.19087 | 0.22494 | 0.25762 | 0.28038 | 0.30752 | 0.331 | 0.35378 | 0.37338 | 0.39563 | 0.4157 | 0.43817 | 0.45461 | 0.47335 | 0.49225 | 0.51167 | 0.52486 | 0.54379
UT | Industrial | Food Mfg | New | Exterior Lighting | Area Lighting | 0 | 0.15616 | 0.39632 | 0.56012 | 0.6829 | 0.81179 | 0.98357 | 1.1566 | 1.2837 | 1.4467 | 1.5911 | 1.7304 | 1.8488 | 1.9801 | 2.1112 | 2.2571 | 2.3703 | 2.4968 | 2.6227 | 2.7633 | 2.8739 | 3.0078
UT | Industrial | Food Mfg | New | Exterior Lighting | Linear Lighting | 0 | 0.16388 | 0.41591 | 0.58781 | 0.71778 | 0.8542 | 1.036 | 1.2192 | 1.3537 | 1.527 | 1.6807 | 1.8288 | 1.9555 | 2.0968 | 2.2399 | 2.3989 | 2.523 | 2.6616 | 2.7999 | 2.9538 | 3.0742 | 3.2176
UT | Industrial | Food Mfg | New | Motors | Pumps | 0 | 1.3539 | 3.4361 | 4.8562 | 5.9519 | 7.102 | 8.6348 | 10.179 | 11.3127 | 12.7938 | 14.1061 | 15.3716 | 16.454 | 17.6608 | 18.8952 | 20.2662 | 21.3369 | 22.5322 | 23.7245 | 25.0521 | 26.1026 | 27.367
UT | Industrial | Food Mfg | New | Motors | Fans & Blowers | 0 | 0.62799 | 1.5938 | 2.2525 | 2.7608 | 3.2942 | 4.0052 | 4.7215 | 5.2474 | 5.9344 | 6.5431 | 7.1301 | 7.6322 | 8.1919 | 8.7645 | 9.4004 | 9.8971 | 10.4515 | 11.0046 | 11.6204 | 12.1077 | 12.6941
UT | Industrial | Food Mfg | New | Motors | Compressed Air | 0 | 1.8378 | 4.6642 | 6.592 | 8.0793 | 9.6405 | 11.7212 | 13.8174 | 15.3563 | 17.3667 | 19.1482 | 20.8659 | 22.3352 | 23.9734 | 25.649 | 27.51 | 28.9635 | 30.586 | 32.2045 | 34.0066 | 35.4326 | 37.1489
UT | Industrial | Food Mfg | New | Motors | Material Handling | 0 | 2.7308 | 6.9307 | 9.7952 | 12.0052 | 14.3251 | 17.4169 | 20.5317 | 22.8184 | 25.8058 | 28.4529 | 31.0053 | 33.1887 | 35.6228 | 38.1127 | 40.878 | 43.0377 | 45.4487 | 47.8537 | 50.5315 | 52.6505 | 55.2007
UT | Industrial | Food Mfg | New | Motors | Other Motors | 0 | 0.28952 | 0.73479 | 1.0385 | 1.2728 | 1.5187 | 1.8465 | 2.1768 | 2.4192 | 2.7359 | 3.0166 | 3.2872 | 3.5187 | 3.7767 | 4.0407 | 4.3339 | 4.5629 | 4.8185 | 5.0735 | 5.3574 | 5.582 | 5.8524
UT | Industrial | Food Mfg | New | Process | Process Heating | 0 | 0.67698 | 1.7181 | 2.4283 | 2.9761 | 3.5512 | 4.3177 | 5.0898 | 5.6567 | 6.3973 | 7.0535 | 7.6863 | 8.2275 | 8.8309 | 9.4482 | 10.1337 | 10.6691 | 11.2668 | 11.863 | 12.5269 | 13.0521 | 13.6843
UT | Industrial | Food Mfg | New | Process | Process Cooling | 0 | 2.7445 | 6.9655 | 9.8444 | 12.0655 | 14.3969 | 17.5042 | 20.6347 | 22.9328 | 25.9352 | 28.5956 | 31.1608 | 33.3551 | 35.8015 | 38.3039 | 41.0831 | 43.2536 | 45.6767 | 48.0937 | 50.785 | 52.9146 | 55.4776
UT | Industrial | Food Mfg | New | Process | Process Refrigeration | 0 | 1.3734 | 3.4855 | 4.9261 | 6.0375 | 7.2042 | 8.7591 | 10.3255 | 11.4755 | 12.9779 | 14.3092 | 15.5928 | 16.6908 | 17.915 | 19.1671 | 20.5579 | 21.644 | 22.8565 | 24.066 | 25.4127 | 26.4783 | 27.7608
UT | Industrial | Food Mfg | New | Process | Process Electrochemical | 0 | 0.035013 | 0.08886 | 0.12559 | 0.15392 | 0.18366 | 0.2233 | 0.26324 | 0.29256 | 0.33086 | 0.3648 | 0.39753 | 0.42552 | 0.45673 | 0.48865 | 0.52411 | 0.5518 | 0.58271 | 0.61354 | 0.64787 | 0.67504 | 0.70774
UT | Industrial | Food Mfg | New | Process | Process Other | 0 | 0.28443 | 0.72186 | 1.0202 | 1.2504 | 1.492 | 1.814 | 2.1384 | 2.3766 | 2.6878 | 2.9635 | 3.2293 | 3.4567 | 3.7102 | 3.9696 | 4.2576 | 4.4825 | 4.7336 | 4.9841 | 5.263 | 5.4837 | 5.7493
UT | Industrial | Food Mfg | New | Miscellaneous | Miscellaneous | 0 | 1.3577 | 3.4457 | 4.8698 | 5.9685 | 7.1219 | 8.659 | 10.2076 | 11.3444 | 12.8296 | 14.1457 | 15.4146 | 16.5001 | 17.7102 | 18.9481 | 20.3229 | 21.3967 | 22.5953 | 23.791 | 25.1223 | 26.1757 | 27.4436
UT | Industrial | Paper Mfg | Existing | Cooling | Air-Cooled Chiller | 0.4228 | 0.41546 | 0.40824 | 0.40114 | 0.39416 | 0.38958 | 0.38503 | 0.38053 | 0.37607 | 0.37164 | 0.36726 | 0.36292 | 0.35863 | 0.35437 | 0.35016 | 0.34581 | 0.3415 | 0.33725 | 0.33304 | 0.32888 | 0.32476 | 0.3207
UT | Industrial | Paper Mfg | Existing | Cooling | Water-Cooled Chiller | 0.42571 | 0.41837 | 0.41115 | 0.40407 | 0.3971 | 0.39254 | 0.38802 | 0.38354 | 0.3791 | 0.3747 | 0.37034 | 0.36602 | 0.36173 | 0.35749 | 0.35328 | 0.34893 | 0.34462 | 0.34035 | 0.33613 | 0.33196 | 0.32783 | 0.32374
UT | Industrial | Paper Mfg | Existing | Cooling | RTU | 1.8466 | 1.8147 | 1.7757 | 1.7367 | 1.6977 | 1.6687 | 1.6396 | 1.6103 | 1.581 | 1.5518 | 1.5226 | 1.4936 | 1.4647 | 1.4368 | 1.4106 | 1.385 | 1.3607 | 1.3375 | 1.3153 | 1.2941 | 1.2737 | 1.2541
UT | Industrial | Paper Mfg | Existing | Cooling | Air-Source Heat Pump | 0.3121 | 0.30573 | 0.29854 | 0.2914 | 0.28434 | 0.27899 | 0.27369 | 0.26844 | 0.26326 | 0.25817 | 0.25318 | 0.2483 | 0.24361 | 0.23914 | 0.23488 | 0.23069 | 0.22667 | 0.22282 | 0.21912 | 0.21556 | 0.21212 | 0.20879
UT | Industrial | Paper Mfg | Existing | Cooling | Geothermal Heat Pump | 0 | 0 | 0 | 0 | 0 | 0 | 0 | 0 | 0 | 0 | 0 | 0 | 0 | 0 | 0 | 0 | 0 | 0 | 0 | 0 | 0 | 0
UT | Industrial | Paper Mfg | Existing | Space Heating | Electric Furnace | 1.6262 | 1.5981 | 1.5706 | 1.5505 | 1.5169 | 1.4837 | 1.4513 | 1.426 | 1.3884 | 1.3579 | 1.3281 | 1.3049 | 1.2703 | 1.2423 | 1.2149 | 1.1934 | 1.1614 | 1.1355 | 1.1101 | 1.0902 | 1.0609 | 1.0371
UT | Industrial | Paper Mfg | Existing | Space Heating | Electric Room Heat | 0.2414 | 0.23723 | 0.23314 | 0.23016 | 0.22517 | 0.22025 | 0.21543 | 0.21168 | 0.2061 | 0.20158 | 0.19715 | 0.1937 | 0.18857 | 0.18441 | 0.18035 | 0.17715 | 0.1724 | 0.16855 | 0.16479 | 0.16183 | 0.15749 | 0.15396
UT | Industrial | Paper Mfg | Existing | Space Heating | Air-Source Heat Pump | 0.40649 | 0.39948 | 0.3922 | 0.38677 | 0.37795 | 0.36923 | 0.36069 | 0.35391 | 0.34409 | 0.33605 | 0.32817 | 0.32192 | 0.31292 | 0.30561 | 0.29849 | 0.29286 | 0.28472 | 0.2781 | 0.27165 | 0.26657 | 0.25924 | 0.25326
UT | Industrial | Paper Mfg | Existing | Space Heating | Geothermal Heat Pump | 0 | 0 | 0 | 0 | 0 | 0 | 0 | 0 | 0 | 0 | 0 | 0 | 0 | 0 | 0 | 0 | 0 | 0 | 0 | 0 | 0 | 0
UT | Industrial | Paper Mfg | Existing | Ventilation | Ventilation | 7.1727 | 6.9726 | 6.7719 | 6.5724 | 6.376 | 6.1701 | 5.9687 | 5.7725 | 5.5822 | 5.3991 | 5.2231 | 5.0546 | 4.8938 | 4.741 | 4.5963 | 4.4598 | 4.3315 | 4.2103 | 4.0955 | 3.9862 | 3.882 | 3.7835
UT | Industrial | Paper Mfg | Existing | Interior Lighting | General Service Lighting | 0.70073 | 0.66893 | 0.62995 | 0.58616 | 0.52957 | 0.47067 | 0.42498 | 0.3888 | 0.3595 | 0.33444 | 0.31401 | 0.29693 | 0.28312 | 0.27125 | 0.25991 | 0.24975 | 0.24053 | 0.23211 | 0.22449 | 0.21633 | 0.20839 | 0.20072
UT | Industrial | Paper Mfg | Existing | Interior Lighting | High-Bay Lighting | 4.254 | 4.1807 | 4.1086 | 4.0377 | 3.9681 | 3.8997 | 3.8325 | 3.7664 | 3.7015 | 3.6376 | 3.5749 | 3.5133 | 3.4527 | 3.3911 | 3.3278 | 3.264 | 3.2002 | 3.139 | 3.0802 | 3.0234 | 2.9684 | 2.9149
UT | Industrial | Paper Mfg | Existing | Interior Lighting | Linear Lighting | 2.2977 | 2.2581 | 2.2192 | 2.1809 | 2.1418 | 2.1033 | 2.0654 | 2.028 | 1.9913 | 1.9541 | 1.9174 | 1.8815 | 1.8461 | 1.8114 | 1.7765 | 1.7422 | 1.7086 | 1.6756 | 1.6433 | 1.6115 | 1.5807 | 1.5508
UT | Industrial | Paper Mfg | Existing | Exterior Lighting | General Service Lighting | 0.62341 | 0.58407 | 0.52719 | 0.45982 | 0.40359 | 0.36498 | 0.33667 | 0.31434 | 0.29548 | 0.27946 | 0.26614 | 0.25442 | 0.2452 | 0.23697 | 0.22856 | 0.22078 | 0.21351 | 0.20668 | 0.20031 | 0.19264 | 0.18445 | 0.17621
UT | Industrial | Paper Mfg | Existing | Exterior Lighting | Area Lighting | 1.4578 | 1.4327 | 1.408 | 1.3837 | 1.3599 | 1.3364 | 1.3134 | 1.2907 | 1.2685 | 1.2466 | 1.2251 | 1.203 | 1.1795 | 1.1551 | 1.1285 | 1.1014 | 1.074 | 1.0489 | 1.0256 | 1.0038 | 0.98331 | 0.96383
UT | Industrial | Paper Mfg | Existing | Exterior Lighting | Linear Lighting | 1.5299 | 1.5036 | 1.4776 | 1.4522 | 1.4261 | 1.4005 | 1.3752 | 1.3504 | 1.3259 | 1.3011 | 1.2767 | 1.2528 | 1.2292 | 1.2061 | 1.1829 | 1.1601 | 1.1377 | 1.1157 | 1.0942 | 1.073 | 1.0525 | 1.0326
UT | Industrial | Paper Mfg | Existing | Motors | Pumps | 82.4213 | 81.0002 | 79.6037 | 78.2312 | 76.8824 | 75.5568 | 74.2541 | 72.9739 | 71.7157 | 70.4792 | 69.2641 | 68.0699 | 66.8962 | 65.7429 | 64.6094 | 63.4954 | 62.4007 | 61.3248 | 60.2675 | 59.2284 | 58.2072 | 57.2036
UT | Industrial | Paper Mfg | Existing | Motors | Fans & Blowers | 22.999 | 22.6025 | 22.2128 | 21.8298 | 21.4534 | 21.0836 | 20.7201 | 20.3628 | 20.0117 | 19.6667 | 19.3276 | 18.9944 | 18.6669 | 18.345 | 18.0288 | 17.7179 | 17.4124 | 17.1122 | 16.8172 | 16.5272 | 16.2423 | 15.9622
UT | Industrial | Paper Mfg | Existing | Motors | Compressed Air | 13.3113 | 13.0818 | 12.8563 | 12.6346 | 12.4168 | 12.2027 | 11.9923 | 11.7855 | 11.5823 | 11.3827 | 11.1864 | 10.9935 | 10.804 | 10.6177 | 10.4346 | 10.2547 | 10.0779 | 9.9042 | 9.7334 | 9.5656 | 9.4007 | 9.2386
UT | Industrial | Paper Mfg | Existing | Motors | Material Handling | 92.5414 | 90.9459 | 89.3778 | 87.8368 | 86.3224 | 84.8341 | 83.3714 | 81.934 | 80.5213 | 79.133 | 77.7687 | 76.4278 | 75.1101 | 73.8151 | 72.5424 | 71.2917 | 70.0625 | 68.8546 | 67.6674 | 66.5007 | 65.3542 | 64.2274
UT | Industrial | Paper Mfg | Existing | Motors | Other Motors | 0 | 0 | 0 | 0 | 0 | 0 | 0 | 0 | 0 | 0 | 0 | 0 | 0 | 0 | 0 | 0 | 0 | 0 | 0 | 0 | 0 | 0
UT | Industrial | Paper Mfg | Existing | Process | Process Heating | 11.019 | 10.829 | 10.6423 | 10.4588 | 10.2785 | 10.1013 | 9.9271 | 9.756 | 9.5877 | 9.4224 | 9.26 | 9.1003 | 8.9434 | 8.7892 | 8.6377 | 8.4888 | 8.3424 | 8.1986 | 8.0572 | 7.9183 | 7.7818 | 7.6476
UT | Industrial | Paper Mfg | Existing | Process | Process Cooling | 2.5798 | 2.5353 | 2.4916 | 2.4486 | 2.4064 | 2.3649 | 2.3241 | 2.2841 | 2.2447 | 2.206 | 2.168 | 2.1306 | 2.0938 | 2.0577 | 2.0223 | 1.9874 | 1.9531 | 1.9195 | 1.8864 | 1.8538 | 1.8219 | 1.7905
UT | Industrial | Paper Mfg | Existing | Process | Process Refrigeration | 2.1911 | 2.1533 | 2.1162 | 2.0797 | 2.0438 | 2.0086 | 1.974 | 1.9399 | 1.9065 | 1.8736 | 1.8413 | 1.8096 | 1.7784 | 1.7477 | 1.7176 | 1.688 | 1.6589 | 1.6303 | 1.6021 | 1.5745 | 1.5474 | 1.5207
UT | Industrial | Paper Mfg | Existing | Process | Process Electrochemical | 2.3388 | 2.2985 | 2.2589 | 2.2199 | 2.1816 | 2.144 | 2.1071 | 2.0707 | 2.035 | 1.9999 | 1.9655 | 1.9316 | 1.8983 | 1.8655 | 1.8334 | 1.8018 | 1.7707 | 1.7402 | 1.7102 | 1.6807 | 1.6517 | 1.6232
UT | Industrial | Paper Mfg | Existing | Process | Process Other | 9.6236 | 9.4577 | 9.2946 | 9.1344 | 8.9769 | 8.8221 | 8.67 | 8.5205 | 8.3736 | 8.2292 | 8.0874 | 7.9479 | 7.8109 | 7.6762 | 7.5439 | 7.4138 | 7.286 | 7.1604 | 7.0369 | 6.9156 | 6.7963 | 6.6792
UT | Industrial | Paper Mfg | Existing | Miscellaneous | Miscellaneous | 18.6371 | 18.3158 | 18 | 17.6896 | 17.3846 | 17.0849 | 16.7903 | 16.5008 | 16.2163 | 15.9368 | 15.662 | 15.3919 | 15.1266 | 14.8658 | 14.6095 | 14.3576 | 14.11 | 13.8668 | 13.6277 | 13.3927 | 13.1618 | 12.9349
UT | Industrial | Paper Mfg | New | Cooling | Air-Cooled Chiller | 0 | 0.012243 | 0.031071 | 0.043913 | 0.05382 | 0.064597 | 0.078997 | 0.093665 | 0.1047 | 0.11908 | 0.13205 | 0.14471 | 0.15577 | 0.16813 | 0.18088 | 0.19498 | 0.2063 | 0.21894 | 0.23166 | 0.24582 | 0.25738 | 0.27116
UT | Industrial | Paper Mfg | New | Cooling | Water-Cooled Chiller | 0 | 0.012366 | 0.031385 | 0.044357 | 0.054365 | 0.065251 | 0.079797 | 0.094613 | 0.10576 | 0.12029 | 0.13338 | 0.14617 | 0.15735 | 0.16983 | 0.18271 | 0.19695 | 0.20839 | 0.22115 | 0.234 | 0.24831 | 0.25999 | 0.2739
UT | Industrial | Paper Mfg | New | Cooling | RTU | 0 | 0.053641 | 0.12555 | 0.17459 | 0.21243 | 0.25363 | 0.30866 | 0.36472 | 0.40689 | 0.46187 | 0.51141 | 0.55981 | 0.6021 | 0.64854 | 0.69656 | 0.74978 | 0.79247 | 0.84024 | 0.88839 | 0.94208 | 0.98588 | 1.0382
UT | Industrial | Paper Mfg | New | Cooling | Air-Source Heat Pump | 0 | 0.0084997 | 0.020366 | 0.02846 | 0.034705 | 0.041501 | 0.050582 | 0.059831 | 0.066788 | 0.075859 | 0.084034 | 0.092018 | 0.098921 | 0.10665 | 0.11463 | 0.12346 | 0.13054 | 0.13846 | 0.14644 | 0.15533 | 0.16258 | 0.17123
UT | Industrial | Paper Mfg | New | Cooling | Geothermal Heat Pump | 0 | 0 | 0 | 0 | 0 | 0 | 0 | 0 | 0 | 0 | 0 | 0 | 0 | 0 | 0 | 0 | 0 | 0 | 0 | 0 | 0 | 0
UT | Industrial | Paper Mfg | New | Space Heating | Electric Furnace | 0 | 0.047239 | 0.11989 | 0.17021 | 0.20767 | 0.24664 | 0.29845 | 0.35176 | 0.38731 | 0.43592 | 0.47833 | 0.52111 | 0.55255 | 0.59018 | 0.62834 | 0.67359 | 0.70228 | 0.73779 | 0.7728 | 0.81547 | 0.84138 | 0.87748
UT | Industrial | Paper Mfg | New | Space Heating | Electric Room Heat | 0 | 0.0070123 | 0.017797 | 0.025266 | 0.030828 | 0.036612 | 0.044304 | 0.052217 | 0.057494 | 0.06471 | 0.071005 | 0.077356 | 0.082023 | 0.08761 | 0.093274 | 0.099991 | 0.10425 | 0.10952 | 0.11472 | 0.12105 | 0.1249 | 0.13026
UT | Industrial | Paper Mfg | New | Space Heating | Air-Source Heat Pump | 0 | 0.011808 | 0.029434 | 0.041644 | 0.050731 | 0.060183 | 0.072753 | 0.085686 | 0.094308 | 0.1061 | 0.11639 | 0.12677 | 0.13436 | 0.14346 | 0.15269 | 0.16365 | 0.17059 | 0.17918 | 0.18766 | 0.198 | 0.20427 | 0.21301
UT | Industrial | Paper Mfg | New | Space Heating | Geothermal Heat Pump | 0 | 0 | 0 | 0 | 0 | 0 | 0 | 0 | 0 | 0 | 0 | 0 | 0 | 0 | 0 | 0 | 0 | 0 | 0 | 0 | 0 | 0
UT | Industrial | Paper Mfg | New | Ventilation | Ventilation | 0 | 0.15724 | 0.39906 | 0.56399 | 0.69184 | 0.81483 | 0.97876 | 1.1439 | 1.2652 | 1.4241 | 1.5649 | 1.7007 | 1.8168 | 1.9463 | 2.0788 | 2.2259 | 2.3408 | 2.468 | 2.5933 | 2.7319 | 2.8402 | 2.9719
UT | Industrial | Paper Mfg | New | Interior Lighting | General Service Lighting | 0 | 0.011809 | 0.02997 | 0.042356 | 0.050079 | 0.058185 | 0.06857 | 0.078532 | 0.085469 | 0.093741 | 0.1009 | 0.10784 | 0.11382 | 0.1206 | 0.12672 | 0.13357 | 0.13858 | 0.14429 | 0.15005 | 0.15597 | 0.15999 | 0.16577
UT | Industrial | Paper Mfg | New | Interior Lighting | High-Bay Lighting | 0 | 0.12293 | 0.312 | 0.44095 | 0.53958 | 0.64311 | 0.7811 | 0.92011 | 1.0222 | 1.1548 | 1.2723 | 1.3856 | 1.4824 | 1.5901 | 1.6996 | 1.8212 | 1.916 | 2.0218 | 2.1274 | 2.245 | 2.3379 | 2.4499
UT | Industrial | Paper Mfg | New | Interior Lighting | Linear Lighting | 0 | 0.066746 | 0.1694 | 0.23941 | 0.29235 | 0.34791 | 0.42196 | 0.49657 | 0.55134 | 0.62195 | 0.68452 | 0.74485 | 0.79646 | 0.85399 | 0.91229 | 0.97704 | 1.0276 | 1.0841 | 1.1404 | 1.2031 | 1.2521 | 1.3105
UT | Industrial | Paper Mfg | New | Exterior Lighting | General Service Lighting | 0 | 0.010506 | 0.026663 | 0.037683 | 0.044553 | 0.051764 | 0.061004 | 0.069866 | 0.076038 | 0.083398 | 0.089767 | 0.095945 | 0.10126 | 0.10729 | 0.11274 | 0.11883 | 0.12329 | 0.12837 | 0.1335 | 0.13876 | 0.14234 | 0.14748
UT | Industrial | Paper Mfg | New | Exterior Lighting | Area Lighting | 0 | 0.042349 | 0.10748 | 0.1519 | 0.1852 | 0.22016 | 0.26674 | 0.31367 | 0.34813 | 0.39233 | 0.4315 | 0.46927 | 0.5014 | 0.53699 | 0.57256 | 0.61212 | 0.64282 | 0.67712 | 0.71128 | 0.7494 | 0.77939 | 0.81571
UT | Industrial | Paper Mfg | New | Exterior Lighting | Linear Lighting | 0 | 0.044443 | 0.11279 | 0.15941 | 0.19466 | 0.23166 | 0.28096 | 0.33064 | 0.36711 | 0.41413 | 0.45579 | 0.49596 | 0.53032 | 0.56863 | 0.60745 | 0.65056 | 0.68423 | 0.72182 | 0.75932 | 0.80106 | 0.83372 | 0.87261
UT | Industrial | Paper Mfg | New | Motors | Pumps | 0 | 2.3943 | 6.0765 | 8.588 | 10.5256 | 12.5596 | 15.2703 | 18.0012 | 20.0061 | 22.6253 | 24.9462 | 27.184 | 29.0983 | 31.2324 | 33.4154 | 35.84 | 37.7335 | 39.8474 | 41.9559 | 44.3037 | 46.1615 | 48.3974
UT | Industrial | Paper Mfg | New | Motors | Fans & Blowers | 0 | 0.6681 | 1.6956 | 2.3964 | 2.9371 | 3.5047 | 4.2611 | 5.0231 | 5.5826 | 6.3134 | 6.961 | 7.5855 | 8.1197 | 8.7152 | 9.3243 | 10.0009 | 10.5292 | 11.1191 | 11.7075 | 12.3626 | 12.881 | 13.5049
UT | Industrial | Paper Mfg | New | Motors | Compressed Air | 0 | 0.38668 | 0.98138 | 1.387 | 1.6999 | 2.0284 | 2.4662 | 2.9073 | 3.2311 | 3.6541 | 4.0289 | 4.3903 | 4.6995 | 5.0441 | 5.3967 | 5.7883 | 6.0941 | 6.4355 | 6.776 | 7.1552 | 7.4553 | 7.8164
UT | Industrial | Paper Mfg | New | Motors | Material Handling | 0 | 2.6882 | 6.8226 | 9.6425 | 11.818 | 14.1017 | 17.1453 | 20.2115 | 22.4626 | 25.4033 | 28.0092 | 30.5218 | 32.6711 | 35.0673 | 37.5184 | 40.2406 | 42.3666 | 44.74 | 47.1075 | 49.7436 | 51.8295 | 54.3399
UT | Industrial | Paper Mfg | New | Motors | Other Motors | 0 | 0 | 0 | 0 | 0 | 0 | 0 | 0 | 0 | 0 | 0 | 0 | 0 | 0 | 0 | 0 | 0 | 0 | 0 | 0 | 0 | 0
UT | Industrial | Paper Mfg | New | Process | Process Heating | 0 | 0.32009 | 0.81238 | 1.1481 | 1.4072 | 1.6791 | 2.0415 | 2.4066 | 2.6746 | 3.0248 | 3.3351 | 3.6343 | 3.8902 | 4.1755 | 4.4673 | 4.7915 | 5.0446 | 5.3272 | 5.6091 | 5.923 | 6.1714 | 6.4703
UT | Industrial | Paper Mfg | New | Process | Process Cooling | 0 | 0.07494 | 0.19019 | 0.2688 | 0.32945 | 0.39311 | 0.47796 | 0.56344 | 0.62619 | 0.70817 | 0.78081 | 0.85085 | 0.91077 | 0.97757 | 1.0459 | 1.1218 | 1.1811 | 1.2472 | 1.3132 | 1.3867 | 1.4448 | 1.5148
UT | Industrial | Paper Mfg | New | Process | Process Refrigeration | 0 | 0.063649 | 0.16154 | 0.2283 | 0.27981 | 0.33388 | 0.40594 | 0.47854 | 0.53184 | 0.60147 | 0.66317 | 0.72266 | 0.77355 | 0.83028 | 0.88831 | 0.95277 | 1.0031 | 1.0593 | 1.1154 | 1.1778 | 1.2272 | 1.2866
UT | Industrial | Paper Mfg | New | Process | Process Electrochemical | 0 | 0.067941 | 0.17243 | 0.2437 | 0.29868 | 0.35639 | 0.43332 | 0.51081 | 0.5677 | 0.64202 | 0.70788 | 0.77138 | 0.8257 | 0.88626 | 0.94821 | 1.017 | 1.0707 | 1.1307 | 1.1906 | 1.2572 | 1.3099 | 1.3733
UT | Industrial | Paper Mfg | New | Process | Process Other | 0 | 0.27956 | 0.7095 | 1.0027 | 1.229 | 1.4665 | 1.783 | 2.1018 | 2.3359 | 2.6418 | 2.9127 | 3.174 | 3.3976 | 3.6467 | 3.9016 | 4.1847 | 4.4058 | 4.6526 | 4.8988 | 5.173 | 5.3899 | 5.6509
UT | Industrial | Paper Mfg | New | Miscellaneous | Miscellaneous | 0 | 0.54139 | 1.374 | 1.9419 | 2.3801 | 2.84 | 3.4529 | 4.0704 | 4.5238 | 5.116 | 5.6408 | 6.1468 | 6.5797 | 7.0623 | 7.5559 | 8.1041 | 8.5323 | 9.0103 | 9.4871 | 10.018 | 10.438 | 10.9436
UT | Industrial | Petroleum Refining | Existing | Cooling | Air-Cooled Chiller | 0.0048027 | 0.0047193 | 0.0046373 | 0.0045567 | 0.0044774 | 0.0044253 | 0.0043737 | 0.0043225 | 0.0042718 | 0.0042216 | 0.0041718 | 0.0041226 | 0.0040738 | 0.0040254 | 0.0039776 | 0.0039281 | 0.0038793 | 0.0038309 | 0.0037831 | 0.0037358 | 0.0036891 | 0.0036429
UT | Industrial | Petroleum Refining | Existing | Cooling | Water-Cooled Chiller | 0 | 0 | 0 | 0 | 0 | 0 | 0 | 0 | 0 | 0 | 0 | 0 | 0 | 0 | 0 | 0 | 0 | 0 | 0 | 0 | 0 | 0
UT | Industrial | Petroleum Refining | Existing | Cooling | RTU | 4.5679 | 4.4891 | 4.3926 | 4.2961 | 4.1998 | 4.128 | 4.0558 | 3.9835 | 3.911 | 3.8386 | 3.7665 | 3.6947 | 3.6232 | 3.5544 | 3.4894 | 3.426 | 3.3659 | 3.3086 | 3.2538 | 3.2013 | 3.1509 | 3.1023
UT | Industrial | Petroleum Refining | Existing | Cooling | Air-Source Heat Pump | 0.52954 | 0.51872 | 0.50653 | 0.49442 | 0.48243 | 0.47336 | 0.46436 | 0.45545 | 0.44667 | 0.43804 | 0.42957 | 0.42129 | 0.41332 | 0.40574 | 0.39852 | 0.39141 | 0.3846 | 0.37806 | 0.37178 | 0.36573 | 0.3599 | 0.35426
UT | Industrial | Petroleum Refining | Existing | Cooling | Geothermal Heat Pump | 0 | 0 | 0 | 0 | 0 | 0 | 0 | 0 | 0 | 0 | 0 | 0 | 0 | 0 | 0 | 0 | 0 | 0 | 0 | 0 | 0 | 0
UT | Industrial | Petroleum Refining | Existing | Space Heating | Electric Furnace | 2.7591 | 2.7115 | 2.6648 | 2.6307 | 2.5737 | 2.5174 | 2.4624 | 2.4194 | 2.3556 | 2.304 | 2.2534 | 2.214 | 2.1553 | 2.1078 | 2.0613 | 2.0247 | 1.9705 | 1.9265 | 1.8835 | 1.8497 | 1.8001 | 1.7597
UT | Industrial | Petroleum Refining | Existing | Space Heating | Electric Room Heat | 0.40957 | 0.40251 | 0.39557 | 0.39051 | 0.38205 | 0.3737 | 0.36552 | 0.35915 | 0.34968 | 0.34201 | 0.3345 | 0.32865 | 0.31994 | 0.31289 | 0.30599 | 0.30056 | 0.29251 | 0.28598 | 0.27959 | 0.27457 | 0.26721 | 0.26122
UT | Industrial | Petroleum Refining | Existing | Space Heating | Air-Source Heat Pump | 0.68968 | 0.67779 | 0.66545 | 0.65622 | 0.64126 | 0.62647 | 0.61197 | 0.60048 | 0.58382 | 0.57017 | 0.55679 | 0.5462 | 0.53093 | 0.51852 | 0.50645 | 0.49689 | 0.48308 | 0.47185 | 0.46091 | 0.45229 | 0.43985 | 0.42971
UT | Industrial | Petroleum Refining | Existing | Space Heating | Geothermal Heat Pump | 0 | 0 | 0 | 0 | 0 | 0 | 0 | 0 | 0 | 0 | 0 | 0 | 0 | 0 | 0 | 0 | 0 | 0 | 0 | 0 | 0 | 0
UT | Industrial | Petroleum Refining | Existing | Ventilation | Ventilation | 12.1698 | 11.8302 | 11.4898 | 11.1512 | 10.818 | 10.4688 | 10.127 | 9.794 | 9.4713 | 9.1606 | 8.862 | 8.576 | 8.3032 | 8.0439 | 7.7984 | 7.5668 | 7.3492 | 7.1436 | 6.9487 | 6.7633 | 6.5866 | 6.4194
UT | Industrial | Petroleum Refining | Existing | Interior Lighting | General Service Lighting | 0.90687 | 0.86572 | 0.81527 | 0.75861 | 0.68537 | 0.60913 | 0.55 | 0.50318 | 0.46527 | 0.43283 | 0.40638 | 0.38429 | 0.36642 | 0.35105 | 0.33638 | 0.32322 | 0.3113 | 0.3004 | 0.29053 | 0.27997 | 0.26969 | 0.25978
UT | Industrial | Petroleum Refining | Existing | Interior Lighting | High-Bay Lighting | 5.5055 | 5.4106 | 5.3173 | 5.2256 | 5.1355 | 5.047 | 4.96 | 4.8744 | 4.7904 | 4.7078 | 4.6266 | 4.5469 | 4.4685 | 4.3887 | 4.3068 | 4.2243 | 4.1416 | 4.0625 | 3.9863 | 3.9128 | 3.8416 | 3.7724
UT | Industrial | Petroleum Refining | Existing | Interior Lighting | Linear Lighting | 2.9737 | 2.9224 | 2.872 | 2.8225 | 2.7719 | 2.722 | 2.673 | 2.6246 | 2.5771 | 2.5289 | 2.4815 | 2.435 | 2.3892 | 2.3443 | 2.2991 | 2.2548 | 2.2113 | 2.1686 | 2.1267 | 2.0856 | 2.0458 | 2.007
UT | Industrial | Petroleum Refining | Existing | Exterior Lighting | General Service Lighting | 0.8068 | 0.7559 | 0.68228 | 0.5951 | 0.52232 | 0.47235 | 0.43571 | 0.40681 | 0.3824 | 0.36167 | 0.34444 | 0.32926 | 0.31734 | 0.30668 | 0.2958 | 0.28574 | 0.27633 | 0.26748 | 0.25923 | 0.24931 | 0.23872 | 0.22806
UT | Industrial | Petroleum Refining | Existing | Exterior Lighting | Area Lighting | 1.8867 | 1.8542 | 1.8222 | 1.7908 | 1.7599 | 1.7296 | 1.6998 | 1.6705 | 1.6417 | 1.6134 | 1.5855 | 1.5569 | 1.5265 | 1.4949 | 1.4605 | 1.4254 | 1.3899 | 1.3574 | 1.3273 | 1.2991 | 1.2726 | 1.2474
UT | Industrial | Petroleum Refining | Existing | Exterior Lighting | Linear Lighting | 1.98 | 1.9459 | 1.9123 | 1.8794 | 1.8457 | 1.8125 | 1.7798 | 1.7476 | 1.716 | 1.6839 | 1.6523 | 1.6213 | 1.5909 | 1.561 | 1.5309 | 1.5014 | 1.4724 | 1.444 | 1.4161 | 1.3887 | 1.3622 | 1.3364
UT | Industrial | Petroleum Refining | Existing | Motors | Pumps | 237.9611 | 233.8583 | 229.8263 | 225.8638 | 221.9696 | 218.1425 | 214.3814 | 210.6852 | 207.0527 | 203.4828 | 199.9745 | 196.5266 | 193.1383 | 189.8083 | 186.5357 | 183.3196 | 180.1589 | 177.0527 | 174.0001 | 171.0001 | 168.0518 | 165.1544
UT | Industrial | Petroleum Refining | Existing | Motors | Fans & Blowers | 44.2718 | 43.5085 | 42.7584 | 42.0212 | 41.2967 | 40.5846 | 39.8849 | 39.1972 | 38.5214 | 37.8573 | 37.2046 | 36.5631 | 35.9327 | 35.3132 | 34.7043 | 34.106 | 33.5179 | 32.94 | 32.3721 | 31.814 | 31.2655 | 30.7264
UT | Industrial | Petroleum Refining | Existing | Motors | Compressed Air | 71.9417 | 70.7014 | 69.4824 | 68.2844 | 67.1071 | 65.9501 | 64.813 | 63.6955 | 62.5973 | 61.5181 | 60.4574 | 59.415 | 58.3906 | 57.3839 | 56.3945 | 55.4222 | 54.4666 | 53.5276 | 52.6047 | 51.6977 | 50.8064 | 49.9304
UT | Industrial | Petroleum Refining | Existing | Motors | Material Handling | 66.4077 | 65.2628 | 64.1376 | 63.0317 | 61.945 | 60.877 | 59.8274 | 58.7959 | 57.7821 | 56.7859 | 55.8068 | 54.8446 | 53.899 | 52.9698 | 52.0565 | 51.159 | 50.2769 | 49.4101 | 48.5582 | 47.721 | 46.8982 | 46.0896
UT | Industrial | Petroleum Refining | Existing | Motors | Other Motors | 27.6699 | 27.1928 | 26.724 | 26.2632 | 25.8104 | 25.3654 | 24.9281 | 24.4983 | 24.0759 | 23.6608 | 23.2528 | 22.8519 | 22.4579 | 22.0707 | 21.6902 | 21.3162 | 20.9487 | 20.5875 | 20.2326 | 19.8837 | 19.5409 | 19.204
UT | Industrial | Petroleum Refining | Existing | Process | Process Heating | 18.7871 | 18.4632 | 18.1449 | 17.832 | 17.5246 | 17.2224 | 16.9255 | 16.6337 | 16.3469 | 16.065 | 15.788 | 15.5158 | 15.2483 | 14.9854 | 14.7271 | 14.4731 | 14.2236 | 13.9784 | 13.7374 | 13.5005 | 13.2677 | 13.039
UT | Industrial | Petroleum Refining | Existing | Process | Process Cooling | 11.7778 | 11.5747 | 11.3752 | 11.179 | 10.9863 | 10.7969 | 10.6107 | 10.4278 | 10.248 | 10.0713 | 9.8977 | 9.727 | 9.5593 | 9.3945 | 9.2325 | 9.0733 | 8.9169 | 8.7632 | 8.6121 | 8.4636 | 8.3177 | 8.1742
UT | Industrial | Petroleum Refining | Existing | Process | Process Refrigeration | 11.7778 | 11.5747 | 11.3752 | 11.179 | 10.9863 | 10.7969 | 10.6107 | 10.4278 | 10.248 | 10.0713 | 9.8977 | 9.727 | 9.5593 | 9.3945 | 9.2325 | 9.0733 | 8.9169 | 8.7632 | 8.6121 | 8.4636 | 8.3177 | 8.1742
UT | Industrial | Petroleum Refining | Existing | Process | Process Electrochemical | 8.0949 | 7.9554 | 7.8182 | 7.6834 | 7.5509 | 7.4207 | 7.2928 | 7.1671 | 7.0435 | 6.922 | 6.8027 | 6.6854 | 6.5701 | 6.4569 | 6.3455 | 6.2361 | 6.1286 | 6.023 | 5.9191 | 5.8171 | 5.7168 | 5.6182
UT | Industrial | Petroleum Refining | Existing | Process | Process Other | 3.9737 | 3.9052 | 3.8379 | 3.7717 | 3.7067 | 3.6428 | 3.58 | 3.5182 | 3.4576 | 3.398 | 3.3394 | 3.2818 | 3.2252 | 3.1696 | 3.115 | 3.0613 | 3.0085 | 2.9566 | 2.9056 | 2.8555 | 2.8063 | 2.7579
UT | Industrial | Petroleum Refining | Existing | Miscellaneous | Miscellaneous | 16.5176 | 16.2328 | 15.9529 | 15.6779 | 15.4076 | 15.1419 | 14.8808 | 14.6243 | 14.3721 | 14.1243 | 13.8808 | 13.6415 | 13.4063 | 13.1751 | 12.948 | 12.7248 | 12.5054 | 12.2897 | 12.0779 | 11.8696 | 11.665 | 11.4638
UT | Industrial | Petroleum Refining | New | Cooling | Air-Cooled Chiller | 0 | 0.00013907 | 0.00035294 | 0.00049882 | 0.00061136 | 0.00073378 | 0.00089735 | 0.001064 | 0.0011893 | 0.0013527 | 0.0014999 | 0.0016438 | 0.0017694 | 0.0019098 | 0.0020547 | 0.0022148 | 0.0023434 | 0.002487 | 0.0026315 | 0.0027924 | 0.0029237 | 0.0030802
UT | Industrial | Petroleum Refining | New | Cooling | Water-Cooled Chiller | 0 | 0 | 0 | 0 | 0 | 0 | 0 | 0 | 0 | 0 | 0 | 0 | 0 | 0 | 0 | 0 | 0 | 0 | 0 | 0 | 0 | 0
UT | Industrial | Petroleum Refining | New | Cooling | RTU | 0 | 0.13269 | 0.31057 | 0.43189 | 0.52549 | 0.6274 | 0.76354 | 0.90221 | 1.0065 | 1.1425 | 1.2651 | 1.3848 | 1.4894 | 1.6043 | 1.7231 | 1.8547 | 1.9604 | 2.0785 | 2.1976 | 2.3305 | 2.4388 | 2.5682
UT | Industrial | Petroleum Refining | New | Cooling | Air-Source Heat Pump | 0 | 0.014421 | 0.034556 | 0.048288 | 0.058883 | 0.070415 | 0.085821 | 0.10151 | 0.11332 | 0.12871 | 0.14258 | 0.15613 | 0.16784 | 0.18095 | 0.19449 | 0.20947 | 0.22149 | 0.23493 | 0.24846 | 0.26355 | 0.27585 | 0.29053
UT | Industrial | Petroleum Refining | New | Cooling | Geothermal Heat Pump | 0 | 0 | 0 | 0 | 0 | 0 | 0 | 0 | 0 | 0 | 0 | 0 | 0 | 0 | 0 | 0 | 0 | 0 | 0 | 0 | 0 | 0
UT | Industrial | Petroleum Refining | New | Space Heating | Electric Furnace | 0 | 0.080149 | 0.20341 | 0.28879 | 0.35235 | 0.41846 | 0.50638 | 0.59683 | 0.65714 | 0.73962 | 0.81157 | 0.88416 | 0.93751 | 1.0014 | 1.0661 | 1.1429 | 1.1915 | 1.2518 | 1.3112 | 1.3836 | 1.4276 | 1.4888
UT | Industrial | Petroleum Refining | New | Space Heating | Electric Room Heat | 0 | 0.011898 | 0.030196 | 0.042869 | 0.052305 | 0.062119 | 0.07517 | 0.088595 | 0.097549 | 0.10979 | 0.12047 | 0.13125 | 0.13917 | 0.14865 | 0.15826 | 0.16965 | 0.17688 | 0.18582 | 0.19464 | 0.20539 | 0.21191 | 0.22101
UT | Industrial | Petroleum Refining | New | Space Heating | Air-Source Heat Pump | 0 | 0.020035 | 0.049941 | 0.070656 | 0.086075 | 0.10211 | 0.12344 | 0.14538 | 0.16001 | 0.18002 | 0.19747 | 0.21508 | 0.22797 | 0.24341 | 0.25907 | 0.27766 | 0.28943 | 0.30402 | 0.3184 | 0.33594 | 0.34658 | 0.36142
UT | Industrial | Petroleum Refining | New | Space Heating | Geothermal Heat Pump | 0 | 0 | 0 | 0 | 0 | 0 | 0 | 0 | 0 | 0 | 0 | 0 | 0 | 0 | 0 | 0 | 0 | 0 | 0 | 0 | 0 | 0
UT | Industrial | Petroleum Refining | New | Ventilation | Ventilation | 0 | 0.26678 | 0.67707 | 0.95691 | 1.1738 | 1.3825 | 1.6607 | 1.9409 | 2.1466 | 2.4162 | 2.6552 | 2.8855 | 3.0826 | 3.3023 | 3.5271 | 3.7767 | 3.9716 | 4.1874 | 4.4 | 4.6352 | 4.819 | 5.0424
UT | Industrial | Petroleum Refining | New | Interior Lighting | General Service Lighting | 0 | 0.015283 | 0.038787 | 0.054817 | 0.064811 | 0.075302 | 0.088743 | 0.10164 | 0.11061 | 0.12132 | 0.13058 | 0.13957 | 0.14731 | 0.15608 | 0.164 | 0.17286 | 0.17935 | 0.18674 | 0.1942 | 0.20186 | 0.20706 | 0.21453
UT | Industrial | Petroleum Refining | New | Interior Lighting | High-Bay Lighting | 0 | 0.1591 | 0.40379 | 0.57067 | 0.69832 | 0.83231 | 1.0109 | 1.1908 | 1.3229 | 1.4945 | 1.6466 | 1.7933 | 1.9185 | 2.0579 | 2.1996 | 2.357 | 2.4796 | 2.6167 | 2.7533 | 2.9054 | 3.0257 | 3.1706
UT | Industrial | Petroleum Refining | New | Interior Lighting | Linear Lighting | 0 | 0.086383 | 0.21923 | 0.30985 | 0.37835 | 0.45026 | 0.5461 | 0.64265 | 0.71353 | 0.80492 | 0.8859 | 0.96398 | 1.0308 | 1.1052 | 1.1807 | 1.2645 | 1.3299 | 1.403 | 1.4758 | 1.557 | 1.6205 | 1.696
UT | Industrial | Petroleum Refining | New | Exterior Lighting | General Service Lighting | 0 | 0.013596 | 0.034507 | 0.048768 | 0.05766 | 0.066993 | 0.07895 | 0.09042 | 0.098408 | 0.10793 | 0.11618 | 0.12417 | 0.13105 | 0.13886 | 0.1459 | 0.15379 | 0.15956 | 0.16614 | 0.17277 | 0.17959 | 0.18422 | 0.19086
UT | Industrial | Petroleum Refining | New | Exterior Lighting | Area Lighting | 0 | 0.054808 | 0.1391 | 0.19659 | 0.23969 | 0.28492 | 0.34521 | 0.40595 | 0.45054 | 0.50775 | 0.55845 | 0.60733 | 0.64891 | 0.69497 | 0.741 | 0.7922 | 0.83193 | 0.87632 | 0.92053 | 0.96986 | 1.0087 | 1.0557
UT | Industrial | Petroleum Refining | New | Exterior Lighting | Linear Lighting | 0 | 0.057518 | 0.14598 | 0.20631 | 0.25193 | 0.29981 | 0.36362 | 0.42791 | 0.47511 | 0.53596 | 0.58988 | 0.64187 | 0.68634 | 0.73592 | 0.78616 | 0.84195 | 0.88553 | 0.93417 | 0.9827 | 1.0367 | 1.079 | 1.1293
UT | Industrial | Petroleum Refining | New | Motors | Pumps | 0 | 6.9126 | 17.5437 | 24.7947 | 30.3889 | 36.2611 | 44.0874 | 51.972 | 57.7603 | 65.3222 | 72.0229 | 78.4839 | 84.0106 | 90.1721 | 96.4748 | 103.4747 | 108.9416 | 115.0446 | 121.1323 | 127.9107 | 133.2743 | 139.7298
UT | Industrial | Petroleum Refining | New | Motors | Fans & Blowers | 0 | 1.2861 | 3.264 | 4.613 | 5.6538 | 6.7463 | 8.2023 | 9.6692 | 10.7461 | 12.153 | 13.3996 | 14.6016 | 15.6299 | 16.7762 | 17.9488 | 19.2511 | 20.2682 | 21.4036 | 22.5362 | 23.7973 | 24.7952 | 25.9962
UT | Industrial | Petroleum Refining | New | Motors | Compressed Air | 0 | 2.0898 | 5.3039 | 7.4961 | 9.1874 | 10.9627 | 13.3287 | 15.7125 | 17.4624 | 19.7486 | 21.7744 | 23.7277 | 25.3985 | 27.2613 | 29.1668 | 31.2831 | 32.9358 | 34.7809 | 36.6214 | 38.6707 | 40.2922 | 42.2439
UT | Industrial | Petroleum Refining | New | Motors | Material Handling | 0 | 1.9291 | 4.8959 | 6.9194 | 8.4806 | 10.1194 | 12.3034 | 14.5038 | 16.1191 | 18.2295 | 20.0994 | 21.9025 | 23.4448 | 25.1643 | 26.9232 | 28.8767 | 30.4023 | 32.1055 | 33.8044 | 35.696 | 37.1928 | 38.9944
UT | Industrial | Petroleum Refining | New | Motors | Other Motors | 0 | 0.80379 | 2.04 | 2.8831 | 3.5336 | 4.2164 | 5.1264 | 6.0433 | 6.7163 | 7.5956 | 8.3748 | 9.126 | 9.7687 | 10.4851 | 11.218 | 12.0319 | 12.6676 | 13.3773 | 14.0851 | 14.8733 | 15.497 | 16.2476
UT | Industrial | Petroleum Refining | New | Process | Process Heating | 0 | 0.54575 | 1.3851 | 1.9575 | 2.3992 | 2.8628 | 3.4807 | 4.1032 | 4.5602 | 5.1572 | 5.6862 | 6.1963 | 6.6327 | 7.1191 | 7.6167 | 8.1694 | 8.601 | 9.0828 | 9.5634 | 10.0986 | 10.5221 | 11.0317
UT | Industrial | Petroleum Refining | New | Process | Process Cooling | 0 | 0.34213 | 0.86832 | 1.2272 | 1.5041 | 1.7947 | 2.1821 | 2.5723 | 2.8588 | 3.2331 | 3.5647 | 3.8845 | 4.1581 | 4.463 | 4.775 | 5.1214 | 5.392 | 5.6941 | 5.9954 | 6.3309 | 6.5964 | 6.9159
UT | Industrial | Petroleum Refining | New | Process | Process Refrigeration | 0 | 0.34213 | 0.86832 | 1.2272 | 1.5041 | 1.7947 | 2.1821 | 2.5723 | 2.8588 | 3.2331 | 3.5647 | 3.8845 | 4.1581 | 4.463 | 4.775 | 5.1214 | 5.392 | 5.6941 | 5.9954 | 6.3309 | 6.5964 | 6.9159
UT | Industrial | Petroleum Refining | New | Process | Process Electrochemical | 0 | 0.23515 | 0.5968 | 0.84346 | 1.0338 | 1.2335 | 1.4998 | 1.768 | 1.9649 | 2.2221 | 2.4501 | 2.6699 | 2.8579 | 3.0675 | 3.2819 | 3.52 | 3.706 | 3.9136 | 4.1207 | 4.3512 | 4.5337 | 4.7533
UT | Industrial | Petroleum Refining | New | Process | Process Other | 0 | 0.11543 | 0.29296 | 0.41405 | 0.50747 | 0.60553 | 0.73622 | 0.86788 | 0.96454 | 1.0908 | 1.2027 | 1.3106 | 1.4029 | 1.5058 | 1.611 | 1.7279 | 1.8192 | 1.9211 | 2.0228 | 2.136 | 2.2256 | 2.3334
UT | Industrial | Petroleum Refining | New | Miscellaneous | Miscellaneous | 0 | 0.47982 | 1.2178 | 1.7211 | 2.1094 | 2.517 | 3.0602 | 3.6075 | 4.0093 | 4.5342 | 4.9993 | 5.4478 | 5.8314 | 6.2591 | 6.6966 | 7.1825 | 7.562 | 7.9856 | 8.4081 | 8.8787 | 9.251 | 9.6991
UT | Industrial | Stone Clay Glass Products | Existing | Cooling | Air-Cooled Chiller | 0.0046229 | 0.0045426 | 0.0044637 | 0.0043861 | 0.0043098 | 0.0042597 | 0.00421 | 0.0041607 | 0.0041119 | 0.0040636 | 0.0040157 | 0.0039682 | 0.0039213 | 0.0038747 | 0.0038287 | 0.0037811 | 0.003734 | 0.0036875 | 0.0036415 | 0.003596 | 0.003551 | 0.0035065
UT | Industrial | Stone Clay Glass Products | Existing | Cooling | Water-Cooled Chiller | 0 | 0 | 0 | 0 | 0 | 0 | 0 | 0 | 0 | 0 | 0 | 0 | 0 | 0 | 0 | 0 | 0 | 0 | 0 | 0 | 0 | 0
UT | Industrial | Stone Clay Glass Products | Existing | Cooling | RTU | 4.3969 | 4.3211 | 4.2282 | 4.1352 | 4.0425 | 3.9735 | 3.904 | 3.8343 | 3.7646 | 3.6949 | 3.6255 | 3.5563 | 3.4876 | 3.4213 | 3.3587 | 3.2978 | 3.2399 | 3.1847 | 3.132 | 3.0815 | 3.0329 | 2.9861
UT | Industrial | Stone Clay Glass Products | Existing | Cooling | Air-Source Heat Pump | 0.50972 | 0.4993 | 0.48757 | 0.47591 | 0.46437 | 0.45564 | 0.44698 | 0.4384 | 0.42995 | 0.42164 | 0.41349 | 0.40552 | 0.39785 | 0.39056 | 0.3836 | 0.37675 | 0.3702 | 0.36391 | 0.35786 | 0.35204 | 0.34642 | 0.341
UT | Industrial | Stone Clay Glass Products | Existing | Cooling | Geothermal Heat Pump | 0 | 0 | 0 | 0 | 0 | 0 | 0 | 0 | 0 | 0 | 0 | 0 | 0 | 0 | 0 | 0 | 0 | 0 | 0 | 0 | 0 | 0
UT | Industrial | Stone Clay Glass Products | Existing | Space Heating | Electric Furnace | 2.6558 | 2.61 | 2.565 | 2.5322 | 2.4773 | 2.4232 | 2.3702 | 2.3289 | 2.2675 | 2.2177 | 2.169 | 2.1311 | 2.0746 | 2.0289 | 1.9842 | 1.949 | 1.8967 | 1.8544 | 1.813 | 1.7804 | 1.7327 | 1.6938
UT | Industrial | Stone Clay Glass Products | Existing | Space Heating | Electric Room Heat | 0.39424 | 0.38744 | 0.38076 | 0.37589 | 0.36775 | 0.35971 | 0.35184 | 0.34571 | 0.33659 | 0.32921 | 0.32198 | 0.31635 | 0.30797 | 0.30118 | 0.29454 | 0.28931 | 0.28156 | 0.27527 | 0.26912 | 0.2643 | 0.25721 | 0.25144
UT | Industrial | Stone Clay Glass Products | Existing | Space Heating | Air-Source Heat Pump | 0.66386 | 0.65242 | 0.64053 | 0.63166 | 0.61725 | 0.60302 | 0.58906 | 0.578 | 0.56196 | 0.54882 | 0.53595 | 0.52576 | 0.51105 | 0.49911 | 0.48749 | 0.47829 | 0.46499 | 0.45419 | 0.44366 | 0.43536 | 0.42338 | 0.41362
UT | Industrial | Stone Clay Glass Products | Existing | Space Heating | Geothermal Heat Pump | 0 | 0 | 0 | 0 | 0 | 0 | 0 | 0 | 0 | 0 | 0 | 0 | 0 | 0 | 0 | 0 | 0 | 0 | 0 | 0 | 0 | 0
UT | Industrial | Stone Clay Glass Products | Existing | Ventilation | Ventilation | 11.7142 | 11.3874 | 11.0597 | 10.7338 | 10.413 | 10.0769 | 9.7479 | 9.4274 | 9.1167 | 8.8177 | 8.5302 | 8.2549 | 7.9924 | 7.7428 | 7.5065 | 7.2836 | 7.0741 | 6.8762 | 6.6886 | 6.5101 | 6.34 | 6.1791
UT | Industrial | Stone Clay Glass Products | Existing | Interior Lighting | General Service Lighting | 1.0024 | 0.95696 | 0.90119 | 0.83855 | 0.75759 | 0.67332 | 0.60797 | 0.55621 | 0.5143 | 0.47845 | 0.44921 | 0.42478 | 0.40503 | 0.38804 | 0.37183 | 0.35728 | 0.3441 | 0.33205 | 0.32115 | 0.30948 | 0.29811 | 0.28715
UT | Industrial | Stone Clay Glass Products | Existing | Interior Lighting | High-Bay Lighting | 6.0857 | 5.9808 | 5.8776 | 5.7763 | 5.6767 | 5.5788 | 5.4827 | 5.3881 | 5.2952 | 5.2039 | 5.1142 | 5.026 | 4.9394 | 4.8512 | 4.7607 | 4.6695 | 4.5781 | 4.4906 | 4.4064 | 4.3252 | 4.2465 | 4.17
UT | Industrial | Stone Clay Glass Products | Existing | Interior Lighting | Linear Lighting | 3.287 | 3.2304 | 3.1747 | 3.1199 | 3.064 | 3.0089 | 2.9546 | 2.9012 | 2.8487 | 2.7954 | 2.7431 | 2.6916 | 2.641 | 2.5913 | 2.5414 | 2.4924 | 2.4443 | 2.3971 | 2.3508 | 2.3054 | 2.2614 | 2.2185
UT | Industrial | Stone Clay Glass Products | Existing | Exterior Lighting | General Service Lighting | 0.89183 | 0.83556 | 0.75418 | 0.65781 | 0.57736 | 0.52213 | 0.48163 | 0.44968 | 0.4227 | 0.39979 | 0.38073 | 0.36396 | 0.35078 | 0.339 | 0.32697 | 0.31585 | 0.30545 | 0.29566 | 0.28655 | 0.27558 | 0.26387 | 0.25209
UT | Industrial | Stone Clay Glass Products | Existing | Exterior Lighting | Area Lighting | 2.0856 | 2.0496 | 2.0143 | 1.9795 | 1.9454 | 1.9119 | 1.8789 | 1.8465 | 1.8147 | 1.7834 | 1.7526 | 1.721 | 1.6874 | 1.6524 | 1.6144 | 1.5756 | 1.5364 | 1.5005 | 1.4672 | 1.436 | 1.4067 | 1.3788
UT | Industrial | Stone Clay Glass Products | Existing | Exterior Lighting | Linear Lighting | 2.1887 | 2.151 | 2.1139 | 2.0774 | 2.0402 | 2.0035 | 1.9674 | 1.9318 | 1.8968 | 1.8613 | 1.8265 | 1.7922 | 1.7585 | 1.7254 | 1.6922 | 1.6596 | 1.6276 | 1.5961 | 1.5653 | 1.535 | 1.5057 | 1.4772
UT | Industrial | Stone Clay Glass Products | Existing | Motors | Pumps | 0 | 0 | 0 | 0 | 0 | 0 | 0 | 0 | 0 | 0 | 0 | 0 | 0 | 0 | 0 | 0 | 0 | 0 | 0 | 0 | 0 | 0
UT | Industrial | Stone Clay Glass Products | Existing | Motors | Fans & Blowers | 0 | 0 | 0 | 0 | 0 | 0 | 0 | 0 | 0 | 0 | 0 | 0 | 0 | 0 | 0 | 0 | 0 | 0 | 0 | 0 | 0 | 0
UT | Industrial | Stone Clay Glass Products | Existing | Motors | Compressed Air | 0 | 0 | 0 | 0 | 0 | 0 | 0 | 0 | 0 | 0 | 0 | 0 | 0 | 0 | 0 | 0 | 0 | 0 | 0 | 0 | 0 | 0
UT | Industrial | Stone Clay Glass Products | Existing | Motors | Material Handling | 167.0488 | 164.1686 | 161.3381 | 158.5565 | 155.8227 | 153.1361 | 150.4958 | 147.9011 | 145.3511 | 142.845 | 140.3822 | 137.9618 | 135.5831 | 133.2455 | 130.9482 | 128.6904 | 126.4716 | 124.2911 | 122.1481 | 120.0421 | 117.9724 | 115.9384
UT | Industrial | Stone Clay Glass Products | Existing | Motors | Other Motors | 0 | 0 | 0 | 0 | 0 | 0 | 0 | 0 | 0 | 0 | 0 | 0 | 0 | 0 | 0 | 0 | 0 | 0 | 0 | 0 | 0 | 0
UT | Industrial | Stone Clay Glass Products | Existing | Process | Process Heating | 79.3698 | 78.0014 | 76.6565 | 75.3349 | 74.036 | 72.7595 | 71.505 | 70.2722 | 69.0606 | 67.8699 | 66.6997 | 65.5497 | 64.4196 | 63.3089 | 62.2174 | 61.1447 | 60.0904 | 59.0544 | 58.0362 | 57.0356 | 56.0522 | 55.0858
UT | Industrial | Stone Clay Glass Products | Existing | Process | Process Cooling | 6.6046 | 6.4907 | 6.3788 | 6.2688 | 6.1608 | 6.0545 | 5.9502 | 5.8476 | 5.7467 | 5.6477 | 5.5503 | 5.4546 | 5.3606 | 5.2681 | 5.1773 | 5.088 | 5.0003 | 4.9141 | 4.8294 | 4.7461 | 4.6643 | 4.5839
UT | Industrial | Stone Clay Glass Products | Existing | Process | Process Refrigeration | 5.6095 | 5.5128 | 5.4177 | 5.3243 | 5.2325 | 5.1423 | 5.0537 | 4.9665 | 4.8809 | 4.7967 | 4.714 | 4.6328 | 4.5529 | 4.4744 | 4.3972 | 4.3214 | 4.2469 | 4.1737 | 4.1017 | 4.031 | 3.9615 | 3.8932
UT | Industrial | Stone Clay Glass Products | Existing | Process | Process Electrochemical | 5.5686 | 5.4726 | 5.3782 | 5.2855 | 5.1944 | 5.1048 | 5.0168 | 4.9303 | 4.8453 | 4.7618 | 4.6797 | 4.599 | 4.5197 | 4.4417 | 4.3652 | 4.2899 | 4.2159 | 4.1433 | 4.0718 | 4.0016 | 3.9326 | 3.8648
UT | Industrial | Stone Clay Glass Products | Existing | Process | Process Other | 6.7769 | 6.66 | 6.5452 | 6.4323 | 6.3214 | 6.2125 | 6.1053 | 6.0001 | 5.8966 | 5.795 | 5.695 | 5.5969 | 5.5004 | 5.4055 | 5.3123 | 5.2207 | 5.1307 | 5.0423 | 4.9553 | 4.8699 | 4.7859 | 4.7034
UT | Industrial | Stone Clay Glass Products | Existing | Miscellaneous | Miscellaneous | 24.4632 | 24.0415 | 23.627 | 23.2196 | 22.8193 | 22.4258 | 22.0392 | 21.6592 | 21.2858 | 20.9188 | 20.5581 | 20.2036 | 19.8553 | 19.513 | 19.1765 | 18.8459 | 18.521 | 18.2017 | 17.8878 | 17.5794 | 17.2763 | 16.9785
UT | Industrial | Stone Clay Glass Products | New | Cooling | Air-Cooled Chiller | 0 | 0.00013386 | 0.00033973 | 0.00048014 | 0.00058848 | 0.00070631 | 0.00086376 | 0.0010241 | 0.0011448 | 0.001302 | 0.0014438 | 0.0015822 | 0.0017032 | 0.0018383 | 0.0019778 | 0.0021319 | 0.0022557 | 0.0023939 | 0.002533 | 0.0026878 | 0.0028142 | 0.0029649
UT | Industrial | Stone Clay Glass Products | New | Cooling | Water-Cooled Chiller | 0 | 0 | 0 | 0 | 0 | 0 | 0 | 0 | 0 | 0 | 0 | 0 | 0 | 0 | 0 | 0 | 0 | 0 | 0 | 0 | 0 | 0
UT | Industrial | Stone Clay Glass Products | New | Cooling | RTU | 0 | 0.12773 | 0.29894 | 0.41572 | 0.50582 | 0.60391 | 0.73496 | 0.86843 | 0.96885 | 1.0998 | 1.2177 | 1.333 | 1.4337 | 1.5442 | 1.6586 | 1.7853 | 1.887 | 2.0007 | 2.1154 | 2.2432 | 2.3475 | 2.472
UT | Industrial | Stone Clay Glass Products | New | Cooling | Air-Source Heat Pump | 0 | 0.013881 | 0.033262 | 0.04648 | 0.056679 | 0.067779 | 0.082608 | 0.097714 | 0.10908 | 0.12389 | 0.13724 | 0.15028 | 0.16155 | 0.17417 | 0.18721 | 0.20163 | 0.2132 | 0.22613 | 0.23916 | 0.25368 | 0.26552 | 0.27965
UT | Industrial | Stone Clay Glass Products | New | Cooling | Geothermal Heat Pump | 0 | 0 | 0 | 0 | 0 | 0 | 0 | 0 | 0 | 0 | 0 | 0 | 0 | 0 | 0 | 0 | 0 | 0 | 0 | 0 | 0 | 0
UT | Industrial | Stone Clay Glass Products | New | Space Heating | Electric Furnace | 0 | 0.077149 | 0.1958 | 0.27798 | 0.33916 | 0.4028 | 0.48743 | 0.57448 | 0.63254 | 0.71193 | 0.78119 | 0.85106 | 0.90241 | 0.96387 | 1.0262 | 1.1001 | 1.1469 | 1.2049 | 1.2621 | 1.3318 | 1.3741 | 1.4331
UT | Industrial | Stone Clay Glass Products | New | Space Heating | Electric Room Heat | 0 | 0.011452 | 0.029065 | 0.041264 | 0.050347 | 0.059793 | 0.072356 | 0.085279 | 0.093897 | 0.10568 | 0.11596 | 0.12634 | 0.13396 | 0.14308 | 0.15233 | 0.1633 | 0.17026 | 0.17887 | 0.18735 | 0.1977 | 0.20398 | 0.21273
UT | Industrial | Stone Clay Glass Products | New | Space Heating | Air-Source Heat Pump | 0 | 0.019285 | 0.048071 | 0.068011 | 0.082853 | 0.098289 | 0.11882 | 0.13994 | 0.15402 | 0.17328 | 0.19008 | 0.20703 | 0.21943 | 0.2343 | 0.24937 | 0.26727 | 0.2786 | 0.29264 | 0.30648 | 0.32336 | 0.3336 | 0.34789
UT | Industrial | Stone Clay Glass Products | New | Space Heating | Geothermal Heat Pump | 0 | 0 | 0 | 0 | 0 | 0 | 0 | 0 | 0 | 0 | 0 | 0 | 0 | 0 | 0 | 0 | 0 | 0 | 0 | 0 | 0 | 0
UT | Industrial | Stone Clay Glass Products | New | Ventilation | Ventilation | 0 | 0.25679 | 0.65173 | 0.92109 | 1.1299 | 1.3308 | 1.5985 | 1.8682 | 2.0662 | 2.3258 | 2.5558 | 2.7775 | 2.9672 | 3.1787 | 3.395 | 3.6353 | 3.8229 | 4.0306 | 4.2352 | 4.4617 | 4.6386 | 4.8536
UT | Industrial | Stone Clay Glass Products | New | Interior Lighting | General Service Lighting | 0 | 0.016893 | 0.042874 | 0.060594 | 0.071641 | 0.083238 | 0.098095 | 0.11235 | 0.12227 | 0.1341 | 0.14435 | 0.15428 | 0.16283 | 0.17253 | 0.18128 | 0.19108 | 0.19825 | 0.20642 | 0.21466 | 0.22313 | 0.22888 | 0.23714
UT | Industrial | Stone Clay Glass Products | New | Interior Lighting | High-Bay Lighting | 0 | 0.17587 | 0.44634 | 0.63081 | 0.77191 | 0.92002 | 1.1174 | 1.3163 | 1.4623 | 1.652 | 1.8202 | 1.9823 | 2.1207 | 2.2748 | 2.4314 | 2.6053 | 2.741 | 2.8924 | 3.0434 | 3.2116 | 3.3445 | 3.5048
UT | Industrial | Stone Clay Glass Products | New | Interior Lighting | Linear Lighting | 0 | 0.095486 | 0.24234 | 0.3425 | 0.41822 | 0.49771 | 0.60365 | 0.71038 | 0.78873 | 0.88975 | 0.97926 | 1.0656 | 1.1394 | 1.2217 | 1.3051 | 1.3977 | 1.4701 | 1.5508 | 1.6314 | 1.7211 | 1.7912 | 1.8748
UT | Industrial | Stone Clay Glass Products | New | Exterior Lighting | General Service Lighting | 0 | 0.015029 | 0.038143 | 0.053908 | 0.063736 | 0.074053 | 0.08727 | 0.099949 | 0.10878 | 0.11931 | 0.12842 | 0.13726 | 0.14486 | 0.15349 | 0.16128 | 0.17 | 0.17638 | 0.18365 | 0.19098 | 0.19851 | 0.20363 | 0.21097
UT | Industrial | Stone Clay Glass Products | New | Exterior Lighting | Area Lighting | 0 | 0.060584 | 0.15376 | 0.21731 | 0.26495 | 0.31495 | 0.38159 | 0.44873 | 0.49802 | 0.56126 | 0.6173 | 0.67133 | 0.71729 | 0.7682 | 0.81909 | 0.87569 | 0.9196 | 0.96867 | 1.0175 | 1.0721 | 1.115 | 1.1669
UT | Industrial | Stone Clay Glass Products | New | Exterior Lighting | Linear Lighting | 0 | 0.06358 | 0.16136 | 0.22805 | 0.27848 | 0.3314 | 0.40194 | 0.47301 | 0.52518 | 0.59244 | 0.65204 | 0.70951 | 0.75867 | 0.81348 | 0.86901 | 0.93068 | 0.97885 | 1.0326 | 1.0863 | 1.146 | 1.1927 | 1.2483
UT | Industrial | Stone Clay Glass Products | New | Motors | Pumps | 0 | 0 | 0 | 0 | 0 | 0 | 0 | 0 | 0 | 0 | 0 | 0 | 0 | 0 | 0 | 0 | 0 | 0 | 0 | 0 | 0 | 0
UT | Industrial | Stone Clay Glass Products | New | Motors | Fans & Blowers | 0 | 0 | 0 | 0 | 0 | 0 | 0 | 0 | 0 | 0 | 0 | 0 | 0 | 0 | 0 | 0 | 0 | 0 | 0 | 0 | 0 | 0
UT | Industrial | Stone Clay Glass Products | New | Motors | Compressed Air | 0 | 0 | 0 | 0 | 0 | 0 | 0 | 0 | 0 | 0 | 0 | 0 | 0 | 0 | 0 | 0 | 0 | 0 | 0 | 0 | 0 | 0
UT | Industrial | Stone Clay Glass Products | New | Motors | Material Handling | 0 | 4.8526 | 12.3157 | 17.4059 | 21.333 | 25.4553 | 30.9493 | 36.4843 | 40.5477 | 45.8562 | 50.5601 | 55.0957 | 58.9755 | 63.3008 | 67.7253 | 72.6393 | 76.477 | 80.7613 | 85.0349 | 89.7934 | 93.5587 | 98.0904
UT | Industrial | Stone Clay Glass Products | New | Motors | Other Motors | 0 | 0 | 0 | 0 | 0 | 0 | 0 | 0 | 0 | 0 | 0 | 0 | 0 | 0 | 0 | 0 | 0 | 0 | 0 | 0 | 0 | 0
UT | Industrial | Stone Clay Glass Products | New | Process | Process Heating | 0 | 2.3056 | 5.8516 | 8.2701 | 10.136 | 12.0946 | 14.705 | 17.3348 | 19.2654 | 21.7877 | 24.0226 | 26.1776 | 28.021 | 30.0761 | 32.1783 | 34.5131 | 36.3365 | 38.3721 | 40.4026 | 42.6635 | 44.4525 | 46.6056
UT | Industrial | Stone Clay Glass Products | New | Process | Process Cooling | 0 | 0.19186 | 0.48693 | 0.68818 | 0.84344 | 1.0064 | 1.2236 | 1.4425 | 1.6031 | 1.813 | 1.999 | 2.1783 | 2.3317 | 2.5027 | 2.6777 | 2.8719 | 3.0237 | 3.1931 | 3.362 | 3.5502 | 3.699 | 3.8782
UT | Industrial | Stone Clay Glass Products | New | Process | Process Refrigeration | 0 | 0.16295 | 0.41356 | 0.58449 | 0.71636 | 0.85479 | 1.0393 | 1.2251 | 1.3616 | 1.5399 | 1.6978 | 1.8501 | 1.9804 | 2.1256 | 2.2742 | 2.4392 | 2.5681 | 2.712 | 2.8555 | 3.0153 | 3.1417 | 3.2939
UT | Industrial | Stone Clay Glass Products | New | Process | Process Electrochemical | 0 | 0.16176 | 0.41055 | 0.58023 | 0.71114 | 0.84855 | 1.0317 | 1.2162 | 1.3517 | 1.5286 | 1.6854 | 1.8366 | 1.966 | 2.1101 | 2.2576 | 2.4214 | 2.5494 | 2.6922 | 2.8346 | 2.9933 | 3.1188 | 3.2699
UT | Industrial | Stone Clay Glass Products | New | Process | Process Other | 0 | 0.19686 | 0.49963 | 0.70612 | 0.86544 | 1.0327 | 1.2556 | 1.4801 | 1.6449 | 1.8603 | 2.0511 | 2.2351 | 2.3925 | 2.568 | 2.7475 | 2.9468 | 3.1025 | 3.2763 | 3.4497 | 3.6428 | 3.7955 | 3.9793
UT | Industrial | Stone Clay Glass Products | New | Miscellaneous | Miscellaneous | 0 | 0.71064 | 1.8036 | 2.549 | 3.1241 | 3.7278 | 4.5323 | 5.3429 | 5.938 | 6.7154 | 7.4042 | 8.0684 | 8.6366 | 9.27 | 9.918 | 10.6376 | 11.1996 | 11.827 | 12.4528 | 13.1497 | 13.7011 | 14.3647
UT | Industrial | Transportation Equipment Mfg | Existing | Cooling | Air-Cooled Chiller | 2.5313 | 2.4873 | 2.4441 | 2.4016 | 2.3598 | 2.3324 | 2.3052 | 2.2782 | 2.2515 | 2.225 | 2.1988 | 2.1728 | 2.1471 | 2.1216 | 2.0964 | 2.0703 | 2.0446 | 2.0191 | 1.9939 | 1.969 | 1.9443 | 1.92
UT | Industrial | Transportation Equipment Mfg | Existing | Cooling | Water-Cooled Chiller | 2.5487 | 2.5047 | 2.4616 | 2.4191 | 2.3774 | 2.3501 | 2.3231 | 2.2963 | 2.2697 | 2.2433 | 2.2172 | 2.1913 | 2.1657 | 2.1403 | 2.1151 | 2.089 | 2.0632 | 2.0377 | 2.0124 | 1.9874 | 1.9627 | 1.9382
UT | Industrial | Transportation Equipment Mfg | Existing | Cooling | RTU | 11.0553 | 10.8647 | 10.6311 | 10.3974 | 10.1643 | 9.9907 | 9.816 | 9.6408 | 9.4655 | 9.2903 | 9.1157 | 8.9419 | 8.769 | 8.6023 | 8.445 | 8.2917 | 8.1461 | 8.0074 | 7.8749 | 7.7478 | 7.6258 | 7.5082
UT | Industrial | Transportation Equipment Mfg | Existing | Cooling | Air-Source Heat Pump | 1.8685 | 1.8304 | 1.7874 | 1.7446 | 1.7023 | 1.6703 | 1.6386 | 1.6071 | 1.5761 | 1.5457 | 1.5158 | 1.4866 | 1.4585 | 1.4317 | 1.4062 | 1.3811 | 1.3571 | 1.334 | 1.3119 | 1.2905 | 1.2699 | 1.25
UT | Industrial | Transportation Equipment Mfg | Existing | Cooling | Geothermal Heat Pump | 0 | 0 | 0 | 0 | 0 | 0 | 0 | 0 | 0 | 0 | 0 | 0 | 0 | 0 | 0 | 0 | 0 | 0 | 0 | 0 | 0 | 0
UT | Industrial | Transportation Equipment Mfg | Existing | Space Heating | Electric Furnace | 9.7358 | 9.5679 | 9.4029 | 9.2826 | 9.0815 | 8.883 | 8.6887 | 8.5372 | 8.3122 | 8.1298 | 7.9512 | 7.8122 | 7.6052 | 7.4377 | 7.2736 | 7.1445 | 6.9531 | 6.7979 | 6.646 | 6.5268 | 6.3518 | 6.2093
UT | Industrial | Transportation Equipment Mfg | Existing | Space Heating | Electric Room Heat | 1.4452 | 1.4203 | 1.3958 | 1.378 | 1.3481 | 1.3186 | 1.2898 | 1.2673 | 1.2339 | 1.2068 | 1.1803 | 1.1597 | 1.129 | 1.1041 | 1.0797 | 1.0606 | 1.0321 | 1.0091 | 0.98656 | 0.96887 | 0.94289 | 0.92174
UT | Industrial | Transportation Equipment Mfg | Existing | Space Heating | Air-Source Heat Pump | 2.4336 | 2.3917 | 2.3481 | 2.3156 | 2.2628 | 2.2106 | 2.1594 | 2.1189 | 2.0601 | 2.0119 | 1.9647 | 1.9273 | 1.8734 | 1.8296 | 1.7871 | 1.7533 | 1.7046 | 1.665 | 1.6264 | 1.596 | 1.5521 | 1.5163
UT | Industrial | Transportation Equipment Mfg | Existing | Space Heating | Geothermal Heat Pump | 0 | 0 | 0 | 0 | 0 | 0 | 0 | 0 | 0 | 0 | 0 | 0 | 0 | 0 | 0 | 0 | 0 | 0 | 0 | 0 | 0 | 0
UT | Industrial | Transportation Equipment Mfg | Existing | Ventilation | Ventilation | 42.9425 | 41.7443 | 40.5431 | 39.3484 | 38.1726 | 36.9403 | 35.7341 | 34.5593 | 33.4204 | 32.3242 | 31.2704 | 30.2613 | 29.2987 | 28.3838 | 27.5176 | 26.7004 | 25.9325 | 25.2069 | 24.5193 | 23.865 | 23.2416 | 22.6516
UT | Industrial | Transportation Equipment Mfg | Existing | Interior Lighting | General Service Lighting | 3.2205 | 3.0744 | 2.8953 | 2.694 | 2.4339 | 2.1632 | 1.9532 | 1.7869 | 1.6523 | 1.5371 | 1.4432 | 1.3647 | 1.3012 | 1.2467 | 1.1946 | 1.1478 | 1.1055 | 1.0668 | 1.0318 | 0.99427 | 0.95774 | 0.92253
UT | Industrial | Transportation Equipment Mfg | Existing | Interior Lighting | High-Bay Lighting | 19.5515 | 19.2144 | 18.8831 | 18.5575 | 18.2376 | 17.9231 | 17.6141 | 17.3104 | 17.012 | 16.7187 | 16.4304 | 16.1471 | 15.8687 | 15.5855 | 15.2947 | 15.0016 | 14.708 | 14.4269 | 14.1566 | 13.8955 | 13.6426 | 13.3969
UT | Industrial | Transportation Equipment Mfg | Existing | Interior Lighting | Linear Lighting | 10.5603 | 10.3782 | 10.1993 | 10.0234 | 9.8438 | 9.6667 | 9.4924 | 9.3208 | 9.1521 | 8.9809 | 8.8126 | 8.6472 | 8.4848 | 8.3252 | 8.1648 | 8.0074 | 7.8529 | 7.7012 | 7.5524 | 7.4064 | 7.2651 | 7.1274
UT | Industrial | Transportation Equipment Mfg | Existing | Exterior Lighting | General Service Lighting | 2.8652 | 2.6844 | 2.423 | 2.1133 | 1.8549 | 1.6774 | 1.5473 | 1.4447 | 1.358 | 1.2844 | 1.2232 | 1.1693 | 1.127 | 1.0891 | 1.0505 | 1.0147 | 0.98131 | 0.94988 | 0.9206 | 0.88537 | 0.84775 | 0.80989
UT | Industrial | Transportation Equipment Mfg | Existing | Exterior Lighting | Area Lighting | 6.7003 | 6.5848 | 6.4712 | 6.3597 | 6.25 | 6.1423 | 6.0363 | 5.9323 | 5.83 | 5.7295 | 5.6307 | 5.529 | 5.421 | 5.3086 | 5.1865 | 5.0619 | 4.9361 | 4.8206 | 4.7136 | 4.6136 | 4.5193 | 4.4298
UT | Industrial | Transportation Equipment Mfg | Existing | Exterior Lighting | Linear Lighting | 7.0316 | 6.9104 | 6.7912 | 6.6741 | 6.5545 | 6.4366 | 6.3205 | 6.2063 | 6.0939 | 5.98 | 5.8679 | 5.7578 | 5.6496 | 5.5434 | 5.4366 | 5.3317 | 5.2289 | 5.1279 | 5.0288 | 4.9316 | 4.8375 | 4.7458
UT | Industrial | Transportation Equipment Mfg | Existing | Motors | Pumps | 26.7501 | 26.2889 | 25.8356 | 25.3902 | 24.9524 | 24.5222 | 24.0994 | 23.6839 | 23.2756 | 22.8743 | 22.4799 | 22.0923 | 21.7114 | 21.3371 | 20.9692 | 20.6076 | 20.2523 | 19.9032 | 19.56 | 19.2228 | 18.8913 | 18.5656
UT | Industrial | Transportation Equipment Mfg | Existing | Motors | Fans & Blowers | 20.0626 | 19.7167 | 19.3767 | 19.0426 | 18.7143 | 18.3917 | 18.0746 | 17.7629 | 17.4567 | 17.1557 | 16.8599 | 16.5692 | 16.2835 | 16.0028 | 15.7269 | 15.4557 | 15.1892 | 14.9274 | 14.67 | 14.4171 | 14.1685 | 13.9242
UT | Industrial | Transportation Equipment Mfg | Existing | Motors | Compressed Air | 20.0626 | 19.7167 | 19.3767 | 19.0426 | 18.7143 | 18.3917 | 18.0746 | 17.7629 | 17.4567 | 17.1557 | 16.8599 | 16.5692 | 16.2835 | 16.0028 | 15.7269 | 15.4557 | 15.1892 | 14.9274 | 14.67 | 14.4171 | 14.1685 | 13.9242
UT | Industrial | Transportation Equipment Mfg | Existing | Motors | Material Handling | 80.2503 | 78.8666 | 77.5069 | 76.1706 | 74.8573 | 73.5666 | 72.2982 | 71.0517 | 69.8267 | 68.6228 | 67.4396 | 66.2769 | 65.1342 | 64.0112 | 62.9075 | 61.8229 | 60.757 | 59.7095 | 58.68 | 57.6683 | 56.674 | 55.6968
UT | Industrial | Transportation Equipment Mfg | Existing | Motors | Other Motors | 6.6875 | 6.5722 | 6.4589 | 6.3475 | 6.2381 | 6.1306 | 6.0249 | 5.921 | 5.8189 | 5.7186 | 5.62 | 5.5231 | 5.4278 | 5.3343 | 5.2423 | 5.1519 | 5.0631 | 4.9758 | 4.89 | 4.8057 | 4.7228 | 4.6414
UT | Industrial | Transportation Equipment Mfg | Existing | Process | Process Heating | 43.6948 | 42.9414 | 42.2011 | 41.4735 | 40.7584 | 40.0557 | 39.3651 | 38.6863 | 38.0193 | 37.3638 | 36.7196 | 36.0865 | 35.4643 | 34.8529 | 34.252 | 33.6614 | 33.0811 | 32.5107 | 31.9502 | 31.3993 | 30.8579 | 30.3259
UT | Industrial | Transportation Equipment Mfg | Existing | Process | Process Cooling | 10.8251 | 10.6384 | 10.455 | 10.2747 | 10.0976 | 9.9235 | 9.7524 | 9.5842 | 9.419 | 9.2566 | 9.097 | 8.9402 | 8.786 | 8.6345 | 8.4857 | 8.3394 | 8.1956 | 8.0543 | 7.9154 | 7.7789 | 7.6448 | 7.513
UT | Industrial | Transportation Equipment Mfg | Existing | Process | Process Refrigeration | 9.1941 | 9.0355 | 8.8798 | 8.7267 | 8.5762 | 8.4283 | 8.283 | 8.1402 | 7.9999 | 7.8619 | 7.7264 | 7.5932 | 7.4622 | 7.3336 | 7.2071 | 7.0829 | 6.9608 | 6.8408 | 6.7228 | 6.6069 | 6.493 | 6.381
UT | Industrial | Transportation Equipment Mfg | Existing | Process | Process Electrochemical | 2.5693 | 2.525 | 2.4814 | 2.4386 | 2.3966 | 2.3553 | 2.3147 | 2.2748 | 2.2355 | 2.197 | 2.1591 | 2.1219 | 2.0853 | 2.0493 | 2.014 | 1.9793 | 1.9452 | 1.9116 | 1.8787 | 1.8463 | 1.8144 | 1.7832
UT | Industrial | Transportation Equipment Mfg | Existing | Process | Process Other | 19.5281 | 19.1914 | 18.8605 | 18.5353 | 18.2157 | 17.9017 | 17.593 | 17.2897 | 16.9916 | 16.6986 | 16.4107 | 16.1278 | 15.8497 | 15.5764 | 15.3079 | 15.044 | 14.7846 | 14.5297 | 14.2792 | 14.033 | 13.791 | 13.5532
UT | Industrial | Transportation Equipment Mfg | Existing | Miscellaneous | Miscellaneous | 35.6012 | 34.9874 | 34.3842 | 33.7913 | 33.2087 | 32.6362 | 32.0735 | 31.5205 | 30.977 | 30.4429 | 29.9181 | 29.4022 | 28.8953 | 28.3971 | 27.9075 | 27.4263 | 26.9535 | 26.4887 | 26.032 | 25.5832 | 25.1421 | 24.7086
UT | Industrial | Transportation Equipment Mfg | New | Cooling | Air-Cooled Chiller | 0 | 0.073295 | 0.18602 | 0.2629 | 0.32222 | 0.38674 | 0.47295 | 0.56077 | 0.62681 | 0.71294 | 0.79055 | 0.86635 | 0.93258 | 1.0066 | 1.0829 | 1.1673 | 1.2351 | 1.3108 | 1.3869 | 1.4717 | 1.5409 | 1.6234
UT | Industrial | Transportation Equipment Mfg | New | Cooling | Water-Cooled Chiller | 0 | 0.074037 | 0.1879 | 0.26556 | 0.32548 | 0.39065 | 0.47774 | 0.56644 | 0.63316 | 0.72015 | 0.79855 | 0.87511 | 0.94202 | 1.0168 | 1.0939 | 1.1791 | 1.2476 | 1.324 | 1.401 | 1.4866 | 1.5565 | 1.6398
UT | Industrial | Transportation Equipment Mfg | New | Cooling | RTU | 0 | 0.32115 | 0.75165 | 1.0453 | 1.2718 | 1.5184 | 1.8479 | 2.1835 | 2.436 | 2.7652 | 3.0618 | 3.3515 | 3.6047 | 3.8828 | 4.1703 | 4.4889 | 4.7445 | 5.0305 | 5.3187 | 5.6402 | 5.9024 | 6.2155
UT | Industrial | Transportation Equipment Mfg | New | Cooling | Air-Source Heat Pump | 0 | 0.050887 | 0.12193 | 0.17039 | 0.20777 | 0.24847 | 0.30283 | 0.3582 | 0.39986 | 0.45417 | 0.50311 | 0.55091 | 0.59223 | 0.63849 | 0.68627 | 0.73913 | 0.78156 | 0.82897 | 0.87673 | 0.92995 | 0.97336 | 1.0252
UT | Industrial | Transportation Equipment Mfg | New | Cooling | Geothermal Heat Pump | 0 | 0 | 0 | 0 | 0 | 0 | 0 | 0 | 0 | 0 | 0 | 0 | 0 | 0 | 0 | 0 | 0 | 0 | 0 | 0 | 0 | 0
UT | Industrial | Transportation Equipment Mfg | New | Space Heating | Electric Furnace | 0 | 0.28282 | 0.71777 | 1.019 | 1.2433 | 1.4766 | 1.7868 | 2.106 | 2.3188 | 2.6098 | 2.8637 | 3.1199 | 3.3081 | 3.5334 | 3.7618 | 4.0327 | 4.2045 | 4.4171 | 4.6267 | 4.8822 | 5.0373 | 5.2534
UT | Industrial | Transportation Equipment Mfg | New | Space Heating | Electric Room Heat | 0 | 0.041982 | 0.10655 | 0.15127 | 0.18456 | 0.21919 | 0.26524 | 0.31262 | 0.34421 | 0.38741 | 0.4251 | 0.46313 | 0.49107 | 0.52451 | 0.55843 | 0.59864 | 0.62414 | 0.6557 | 0.68681 | 0.72473 | 0.74776 | 0.77984
UT | Industrial | Transportation Equipment Mfg | New | Space Heating | Air-Source Heat Pump | 0 | 0.070695 | 0.17622 | 0.24932 | 0.30372 | 0.36031 | 0.43557 | 0.513 | 0.56461 | 0.63521 | 0.6968 | 0.75894 | 0.80441 | 0.8589 | 0.91417 | 0.97975 | 1.0213 | 1.0728 | 1.1235 | 1.1854 | 1.2229 | 1.2753
UT | Industrial | Transportation Equipment Mfg | New | Space Heating | Geothermal Heat Pump | 0 | 0 | 0 | 0 | 0 | 0 | 0 | 0 | 0 | 0 | 0 | 0 | 0 | 0 | 0 | 0 | 0 | 0 | 0 | 0 | 0 | 0
UT | Industrial | Transportation Equipment Mfg | New | Ventilation | Ventilation | 0 | 0.94136 | 2.3891 | 3.3766 | 4.142 | 4.8784 | 5.8598 | 6.8485 | 7.5744 | 8.5259 | 9.369 | 10.182 | 10.8774 | 11.6526 | 12.4457 | 13.3264 | 14.0143 | 14.7757 | 15.5258 | 16.3558 | 17.0044 | 17.7926
UT | Industrial | Transportation Equipment Mfg | New | Interior Lighting | General Service Lighting | 0 | 0.054273 | 0.13774 | 0.19467 | 0.23016 | 0.26742 | 0.31515 | 0.36093 | 0.39282 | 0.43084 | 0.46374 | 0.49566 | 0.52312 | 0.55429 | 0.5824 | 0.61389 | 0.63692 | 0.66317 | 0.68965 | 0.71686 | 0.73534 | 0.76187
UT | Industrial | Transportation Equipment Mfg | New | Interior Lighting | High-Bay Lighting | 0 | 0.565 | 1.434 | 2.0266 | 2.4799 | 2.9558 | 3.5899 | 4.2288 | 4.6979 | 5.3074 | 5.8476 | 6.3685 | 6.8133 | 7.3082 | 7.8113 | 8.3702 | 8.8059 | 9.2924 | 9.7775 | 10.318 | 10.745 | 11.2598
UT | Industrial | Transportation Equipment Mfg | New | Interior Lighting | Linear Lighting | 0 | 0.30677 | 0.77856 | 1.1003 | 1.3436 | 1.599 | 1.9393 | 2.2822 | 2.5339 | 2.8585 | 3.1461 | 3.4233 | 3.6605 | 3.925 | 4.1929 | 4.4905 | 4.7229 | 4.9823 | 5.2411 | 5.5293 | 5.7547 | 6.0231
UT | Industrial | Transportation Equipment Mfg | New | Exterior Lighting | General Service Lighting | 0 | 0.048284 | 0.12254 | 0.17319 | 0.20477 | 0.23791 | 0.28037 | 0.32111 | 0.34947 | 0.3833 | 0.41257 | 0.44096 | 0.4654 | 0.49313 | 0.51814 | 0.54615 | 0.56664 | 0.59 | 0.61355 | 0.63776 | 0.6542 | 0.6778
UT | Industrial | Transportation Equipment Mfg | New | Exterior Lighting | Area Lighting | 0 | 0.19464 | 0.49398 | 0.69815 | 0.85119 | 1.0118 | 1.2259 | 1.4417 | 1.6 | 1.8032 | 1.9832 | 2.1568 | 2.3045 | 2.468 | 2.6315 | 2.8133 | 2.9544 | 3.1121 | 3.269 | 3.4442 | 3.5821 | 3.749
UT | Industrial | Transportation Equipment Mfg | New | Exterior Lighting | Linear Lighting | 0 | 0.20426 | 0.51841 | 0.73267 | 0.89466 | 1.0647 | 1.2913 | 1.5196 | 1.6872 | 1.9033 | 2.0948 | 2.2794 | 2.4374 | 2.6135 | 2.7919 | 2.99 | 3.1447 | 3.3175 | 3.4898 | 3.6817 | 3.8318 | 4.0105
UT | Industrial | Transportation Equipment Mfg | New | Motors | Pumps | 0 | 0.77707 | 1.9722 | 2.7873 | 3.4161 | 4.0762 | 4.956 | 5.8424 | 6.493 | 7.3431 | 8.0964 | 8.8227 | 9.4439 | 10.1366 | 10.8451 | 11.632 | 12.2465 | 12.9326 | 13.6169 | 14.3789 | 14.9819 | 15.7075
UT | Industrial | Transportation Equipment Mfg | New | Motors | Fans & Blowers | 0 | 0.5828 | 1.4791 | 2.0904 | 2.5621 | 3.0572 | 3.717 | 4.3818 | 4.8698 | 5.5073 | 6.0723 | 6.617 | 7.083 | 7.6024 | 8.1338 | 8.724 | 9.1849 | 9.6994 | 10.2127 | 10.7842 | 11.2364 | 11.7807
UT | Industrial | Transportation Equipment Mfg | New | Motors | Compressed Air | 0 | 0.5828 | 1.4791 | 2.0904 | 2.5621 | 3.0572 | 3.717 | 4.3818 | 4.8698 | 5.5073 | 6.0723 | 6.617 | 7.083 | 7.6024 | 8.1338 | 8.724 | 9.1849 | 9.6994 | 10.2127 | 10.7842 | 11.2364 | 11.7807
UT | Industrial | Transportation Equipment Mfg | New | Motors | Material Handling | 0 | 2.3312 | 5.9165 | 8.3618 | 10.2484 | 12.2287 | 14.8681 | 17.5271 | 19.4791 | 22.0293 | 24.2891 | 26.468 | 28.3318 | 30.4097 | 32.5353 | 34.8959 | 36.7396 | 38.7978 | 40.8508 | 43.1368 | 44.9456 | 47.1226
UT | Industrial | Transportation Equipment Mfg | New | Motors | Other Motors | 0 | 0.19427 | 0.49304 | 0.69682 | 0.85403 | 1.0191 | 1.239 | 1.4606 | 1.6233 | 1.8358 | 2.0241 | 2.2057 | 2.361 | 2.5341 | 2.7113 | 2.908 | 3.0616 | 3.2331 | 3.4042 | 3.5947 | 3.7455 | 3.9269
UT | Industrial | Transportation Equipment Mfg | New | Process | Process Heating | 0 | 1.2693 | 3.2214 | 4.5528 | 5.5801 | 6.6583 | 8.0954 | 9.5432 | 10.606 | 11.9946 | 13.225 | 14.4113 | 15.4262 | 16.5575 | 17.7148 | 19.0002 | 20.004 | 21.1247 | 22.2425 | 23.4872 | 24.472 | 25.6574
UT | Industrial | Transportation Equipment Mfg | New | Process | Process Cooling | 0 | 0.31446 | 0.79808 | 1.1279 | 1.3824 | 1.6495 | 2.0056 | 2.3642 | 2.6276 | 2.9716 | 3.2764 | 3.5703 | 3.8217 | 4.102 | 4.3887 | 4.7072 | 4.9558 | 5.2335 | 5.5104 | 5.8188 | 6.0628 | 6.3564
UT | Industrial | Transportation Equipment Mfg | New | Process | Process Refrigeration | 0 | 0.26708 | 0.67783 | 0.95799 | 1.1741 | 1.401 | 1.7034 | 2.008 | 2.2317 | 2.5238 | 2.7827 | 3.0324 | 3.2459 | 3.484 | 3.7275 | 3.9979 | 4.2092 | 4.445 | 4.6802 | 4.9421 | 5.1493 | 5.3987
UT | Industrial | Transportation Equipment Mfg | New | Process | Process Electrochemical | 0 | 0.074635 | 0.18942 | 0.26771 | 0.32811 | 0.39151 | 0.47601 | 0.56114 | 0.62363 | 0.70528 | 0.77763 | 0.84739 | 0.90706 | 0.97358 | 1.0416 | 1.1172 | 1.1762 | 1.2421 | 1.3079 | 1.381 | 1.439 | 1.5087
UT | Industrial | Transportation Equipment Mfg | New | Process | Process Other | 0 | 0.56727 | 1.4397 | 2.0348 | 2.4938 | 2.9757 | 3.618 | 4.265 | 4.74 | 5.3606 | 5.9105 | 6.4407 | 6.8942 | 7.3999 | 7.9171 | 8.4916 | 8.9402 | 9.441 | 9.9406 | 10.4969 | 10.937 | 11.4668
UT | Industrial | Transportation Equipment Mfg | New | Miscellaneous | Miscellaneous | 0 | 1.0342 | 2.6247 | 3.7095 | 4.5465 | 5.425 | 6.5959 | 7.7755 | 8.6415 | 9.7728 | 10.7753 | 11.7419 | 12.5688 | 13.4906 | 14.4335 | 15.4808 | 16.2987 | 17.2117 | 18.1225 | 19.1366 | 19.9391 | 20.9049
UT | Industrial | Wastewater | Existing | Cooling | Air-Cooled Chiller | 0 | 0 | 0 | 0 | 0 | 0 | 0 | 0 | 0 | 0 | 0 | 0 | 0 | 0 | 0 | 0 | 0 | 0 | 0 | 0 | 0 | 0
UT | Industrial | Wastewater | Existing | Cooling | Water-Cooled Chiller | 0 | 0 | 0 | 0 | 0 | 0 | 0 | 0 | 0 | 0 | 0 | 0 | 0 | 0 | 0 | 0 | 0 | 0 | 0 | 0 | 0 | 0
UT | Industrial | Wastewater | Existing | Cooling | RTU | 0 | 0 | 0 | 0 | 0 | 0 | 0 | 0 | 0 | 0 | 0 | 0 | 0 | 0 | 0 | 0 | 0 | 0 | 0 | 0 | 0 | 0
UT | Industrial | Wastewater | Existing | Cooling | Air-Source Heat Pump | 0 | 0 | 0 | 0 | 0 | 0 | 0 | 0 | 0 | 0 | 0 | 0 | 0 | 0 | 0 | 0 | 0 | 0 | 0 | 0 | 0 | 0
UT | Industrial | Wastewater | Existing | Cooling | Geothermal Heat Pump | 0 | 0 | 0 | 0 | 0 | 0 | 0 | 0 | 0 | 0 | 0 | 0 | 0 | 0 | 0 | 0 | 0 | 0 | 0 | 0 | 0 | 0
UT | Industrial | Wastewater | Existing | Space Heating | Electric Furnace | 0 | 0 | 0 | 0 | 0 | 0 | 0 | 0 | 0 | 0 | 0 | 0 | 0 | 0 | 0 | 0 | 0 | 0 | 0 | 0 | 0 | 0
UT | Industrial | Wastewater | Existing | Space Heating | Electric Room Heat | 0 | 0 | 0 | 0 | 0 | 0 | 0 | 0 | 0 | 0 | 0 | 0 | 0 | 0 | 0 | 0 | 0 | 0 | 0 | 0 | 0 | 0
UT | Industrial | Wastewater | Existing | Space Heating | Air-Source Heat Pump | 0 | 0 | 0 | 0 | 0 | 0 | 0 | 0 | 0 | 0 | 0 | 0 | 0 | 0 | 0 | 0 | 0 | 0 | 0 | 0 | 0 | 0
UT | Industrial | Wastewater | Existing | Space Heating | Geothermal Heat Pump | 0 | 0 | 0 | 0 | 0 | 0 | 0 | 0 | 0 | 0 | 0 | 0 | 0 | 0 | 0 | 0 | 0 | 0 | 0 | 0 | 0 | 0
UT | Industrial | Wastewater | Existing | Ventilation | Ventilation | 0 | 0 | 0 | 0 | 0 | 0 | 0 | 0 | 0 | 0 | 0 | 0 | 0 | 0 | 0 | 0 | 0 | 0 | 0 | 0 | 0 | 0
UT | Industrial | Wastewater | Existing | Interior Lighting | General Service Lighting | 0.37678 | 0.35968 | 0.33872 | 0.31518 | 0.28475 | 0.25307 | 0.22851 | 0.20906 | 0.1933 | 0.17983 | 0.16884 | 0.15966 | 0.15223 | 0.14585 | 0.13975 | 0.13429 | 0.12933 | 0.12481 | 0.12071 | 0.11632 | 0.11205 | 0.10793
UT | Industrial | Wastewater | Existing | Interior Lighting | High-Bay Lighting | 2.2874 | 2.2479 | 2.2092 | 2.1711 | 2.1336 | 2.0969 | 2.0607 | 2.0252 | 1.9903 | 1.9559 | 1.9222 | 1.8891 | 1.8565 | 1.8234 | 1.7894 | 1.7551 | 1.7207 | 1.6878 | 1.6562 | 1.6257 | 1.5961 | 1.5673
UT | Industrial | Wastewater | Existing | Interior Lighting | Linear Lighting | 1.2355 | 1.2142 | 1.1932 | 1.1727 | 1.1516 | 1.1309 | 1.1105 | 1.0905 | 1.0707 | 1.0507 | 1.031 | 1.0117 | 0.99265 | 0.97398 | 0.95521 | 0.9368 | 0.91872 | 0.90098 | 0.88357 | 0.86649 | 0.84995 | 0.83385
UT | Industrial | Wastewater | Existing | Exterior Lighting | General Service Lighting | 0.3352 | 0.31405 | 0.28347 | 0.24724 | 0.21701 | 0.19625 | 0.18102 | 0.16902 | 0.15888 | 0.15026 | 0.1431 | 0.1368 | 0.13185 | 0.12742 | 0.1229 | 0.11871 | 0.1148 | 0.11113 | 0.1077 | 0.10358 | 0.09918 | 0.09475
UT | Industrial | Wastewater | Existing | Exterior Lighting | Area Lighting | 0.78388 | 0.77036 | 0.75708 | 0.74403 | 0.7312 | 0.71859 | 0.7062 | 0.69403 | 0.68206 | 0.6703 | 0.65874 | 0.64685 | 0.63421 | 0.62107 | 0.60678 | 0.5922 | 0.57748 | 0.56397 | 0.55145 | 0.53975 | 0.52872 | 0.51825
UT | Industrial | Wastewater | Existing | Exterior Lighting | Linear Lighting | 0.82264 | 0.80845 | 0.79452 | 0.78082 | 0.76682 | 0.75303 | 0.73945 | 0.72608 | 0.71294 | 0.6996 | 0.6865 | 0.67361 | 0.66096 | 0.64853 | 0.63603 | 0.62377 | 0.61173 | 0.59992 | 0.58833 | 0.57695 | 0.56594 | 0.55522
UT | Industrial | Wastewater | Existing | Motors | Pumps | 51.4036 | 50.5173 | 49.6463 | 48.7904 | 47.9492 | 47.1224 | 46.31 | 45.5115 | 44.7269 | 43.9557 | 43.1979 | 42.4531 | 41.7211 | 41.0018 | 40.2949 | 39.6001 | 38.9174 | 38.2464 | 37.5869 | 36.9389 | 36.302 | 35.6761
UT | Industrial | Wastewater | Existing | Motors | Fans & Blowers | 35.0479 | 34.4436 | 33.8498 | 33.2662 | 32.6926 | 32.1289 | 31.575 | 31.0306 | 30.4956 | 29.9698 | 29.4531 | 28.9453 | 28.4462 | 27.9558 | 27.4738 | 27.0001 | 26.5346 | 26.0771 | 25.6275 | 25.1856 | 24.7514 | 24.3246
UT | Industrial | Wastewater | Existing | Motors | Compressed Air | 0 | 0 | 0 | 0 | 0 | 0 | 0 | 0 | 0 | 0 | 0 | 0 | 0 | 0 | 0 | 0 | 0 | 0 | 0 | 0 | 0 | 0
UT | Industrial | Wastewater | Existing | Motors | Material Handling | 0 | 0 | 0 | 0 | 0 | 0 | 0 | 0 | 0 | 0 | 0 | 0 | 0 | 0 | 0 | 0 | 0 | 0 | 0 | 0 | 0 | 0
UT | Industrial | Wastewater | Existing | Motors | Other Motors | 17.524 | 17.2218 | 16.9249 | 16.6331 | 16.3463 | 16.0645 | 15.7875 | 15.5153 | 15.2478 | 14.9849 | 14.7265 | 14.4726 | 14.2231 | 13.9779 | 13.7369 | 13.5 | 13.2673 | 13.0385 | 12.8137 | 12.5928 | 12.3757 | 12.1623
UT | Industrial | Wastewater | Existing | Process | Process Heating | 0 | 0 | 0 | 0 | 0 | 0 | 0 | 0 | 0 | 0 | 0 | 0 | 0 | 0 | 0 | 0 | 0 | 0 | 0 | 0 | 0 | 0
UT | Industrial | Wastewater | Existing | Process | Process Cooling | 0 | 0 | 0 | 0 | 0 | 0 | 0 | 0 | 0 | 0 | 0 | 0 | 0 | 0 | 0 | 0 | 0 | 0 | 0 | 0 | 0 | 0
UT | Industrial | Wastewater | Existing | Process | Process Refrigeration | 0 | 0 | 0 | 0 | 0 | 0 | 0 | 0 | 0 | 0 | 0 | 0 | 0 | 0 | 0 | 0 | 0 | 0 | 0 | 0 | 0 | 0
UT | Industrial | Wastewater | Existing | Process | Process Electrochemical | 0 | 0 | 0 | 0 | 0 | 0 | 0 | 0 | 0 | 0 | 0 | 0 | 0 | 0 | 0 | 0 | 0 | 0 | 0 | 0 | 0 | 0
UT | Industrial | Wastewater | Existing | Process | Process Other | 0 | 0 | 0 | 0 | 0 | 0 | 0 | 0 | 0 | 0 | 0 | 0 | 0 | 0 | 0 | 0 | 0 | 0 | 0 | 0 | 0 | 0
UT | Industrial | Wastewater | Existing | Miscellaneous | Miscellaneous | 7.0096 | 6.8887 | 6.77 | 6.6532 | 6.5385 | 6.4258 | 6.315 | 6.2061 | 6.0991 | 5.994 | 5.8906 | 5.7891 | 5.6892 | 5.5912 | 5.4948 | 5.4 | 5.3069 | 5.2154 | 5.1255 | 5.0371 | 4.9503 | 4.8649
UT | Industrial | Wastewater | New | Cooling | Air-Cooled Chiller | 0 | 0 | 0 | 0 | 0 | 0 | 0 | 0 | 0 | 0 | 0 | 0 | 0 | 0 | 0 | 0 | 0 | 0 | 0 | 0 | 0 | 0
UT | Industrial | Wastewater | New | Cooling | Water-Cooled Chiller | 0 | 0 | 0 | 0 | 0 | 0 | 0 | 0 | 0 | 0 | 0 | 0 | 0 | 0 | 0 | 0 | 0 | 0 | 0 | 0 | 0 | 0
UT | Industrial | Wastewater | New | Cooling | RTU | 0 | 0 | 0 | 0 | 0 | 0 | 0 | 0 | 0 | 0 | 0 | 0 | 0 | 0 | 0 | 0 | 0 | 0 | 0 | 0 | 0 | 0
UT | Industrial | Wastewater | New | Cooling | Air-Source Heat Pump | 0 | 0 | 0 | 0 | 0 | 0 | 0 | 0 | 0 | 0 | 0 | 0 | 0 | 0 | 0 | 0 | 0 | 0 | 0 | 0 | 0 | 0
UT | Industrial | Wastewater | New | Cooling | Geothermal Heat Pump | 0 | 0 | 0 | 0 | 0 | 0 | 0 | 0 | 0 | 0 | 0 | 0 | 0 | 0 | 0 | 0 | 0 | 0 | 0 | 0 | 0 | 0
UT | Industrial | Wastewater | New | Space Heating | Electric Furnace | 0 | 0 | 0 | 0 | 0 | 0 | 0 | 0 | 0 | 0 | 0 | 0 | 0 | 0 | 0 | 0 | 0 | 0 | 0 | 0 | 0 | 0
UT | Industrial | Wastewater | New | Space Heating | Electric Room Heat | 0 | 0 | 0 | 0 | 0 | 0 | 0 | 0 | 0 | 0 | 0 | 0 | 0 | 0 | 0 | 0 | 0 | 0 | 0 | 0 | 0 | 0
UT | Industrial | Wastewater | New | Space Heating | Air-Source Heat Pump | 0 | 0 | 0 | 0 | 0 | 0 | 0 | 0 | 0 | 0 | 0 | 0 | 0 | 0 | 0 | 0 | 0 | 0 | 0 | 0 | 0 | 0
UT | Industrial | Wastewater | New | Space Heating | Geothermal Heat Pump | 0 | 0 | 0 | 0 | 0 | 0 | 0 | 0 | 0 | 0 | 0 | 0 | 0 | 0 | 0 | 0 | 0 | 0 | 0 | 0 | 0 | 0
UT | Industrial | Wastewater | New | Ventilation | Ventilation | 0 | 0 | 0 | 0 | 0 | 0 | 0 | 0 | 0 | 0 | 0 | 0 | 0 | 0 | 0 | 0 | 0 | 0 | 0 | 0 | 0 | 0
UT | Industrial | Wastewater | New | Interior Lighting | General Service Lighting | 0 | 0.0063494 | 0.016115 | 0.022775 | 0.026927 | 0.031286 | 0.03687 | 0.042226 | 0.045956 | 0.050404 | 0.054254 | 0.057988 | 0.061201 | 0.064847 | 0.068136 | 0.071819 | 0.074514 | 0.077586 | 0.080683 | 0.083867 | 0.086028 | 0.089132
UT | Industrial | Wastewater | New | Interior Lighting | High-Bay Lighting | 0 | 0.066101 | 0.16776 | 0.2371 | 0.29013 | 0.3458 | 0.41999 | 0.49474 | 0.54961 | 0.62093 | 0.68412 | 0.74506 | 0.7971 | 0.855 | 0.91385 | 0.97924 | 1.0302 | 1.0871 | 1.1439 | 1.2071 | 1.2571 | 1.3173
UT | Industrial | Wastewater | New | Interior Lighting | Linear Lighting | 0 | 0.035889 | 0.091085 | 0.12873 | 0.15719 | 0.18707 | 0.22689 | 0.267 | 0.29645 | 0.33442 | 0.36806 | 0.4005 | 0.42825 | 0.45919 | 0.49053 | 0.52535 | 0.55254 | 0.58289 | 0.61317 | 0.64688 | 0.67325 | 0.70465
UT | Industrial | Wastewater | New | Exterior Lighting | General Service Lighting | 0 | 0.0056488 | 0.014336 | 0.020262 | 0.023956 | 0.027833 | 0.032801 | 0.037567 | 0.040885 | 0.044842 | 0.048267 | 0.051589 | 0.054447 | 0.057692 | 0.060618 | 0.063895 | 0.066292 | 0.069025 | 0.07178 | 0.074613 | 0.076536 | 0.079297
UT | Industrial | Wastewater | New | Exterior Lighting | Area Lighting | 0 | 0.022771 | 0.057792 | 0.081677 | 0.099582 | 0.11838 | 0.14343 | 0.16866 | 0.18719 | 0.21096 | 0.23202 | 0.25232 | 0.2696 | 0.28874 | 0.30786 | 0.32914 | 0.34564 | 0.36408 | 0.38245 | 0.40295 | 0.41908 | 0.4386
UT | Industrial | Wastewater | New | Exterior Lighting | Linear Lighting | 0 | 0.023897 | 0.060649 | 0.085716 | 0.10467 | 0.12456 | 0.15107 | 0.17778 | 0.19739 | 0.22267 | 0.24508 | 0.26668 | 0.28515 | 0.30575 | 0.32662 | 0.3498 | 0.36791 | 0.38812 | 0.40828 | 0.43073 | 0.44829 | 0.4692
UT | Industrial | Wastewater | New | Motors | Pumps | 0 | 1.4932 | 3.7897 | 5.3561 | 6.5645 | 7.833 | 9.5236 | 11.2268 | 12.4772 | 14.1107 | 15.5582 | 16.9538 | 18.1477 | 19.4787 | 20.8402 | 22.3523 | 23.5332 | 24.8516 | 26.1666 | 27.6309 | 28.7895 | 30.184
UT | Industrial | Wastewater | New | Motors | Fans & Blowers | 0 | 1.0181 | 2.5839 | 3.6519 | 4.4758 | 5.3407 | 6.4934 | 7.6546 | 8.5072 | 9.6209 | 10.6078 | 11.5594 | 12.3734 | 13.2809 | 14.2092 | 15.2402 | 16.0454 | 16.9442 | 17.8409 | 18.8392 | 19.6292 | 20.58
UT | Industrial | Wastewater | New | Motors | Compressed Air | 0 | 0 | 0 | 0 | 0 | 0 | 0 | 0 | 0 | 0 | 0 | 0 | 0 | 0 | 0 | 0 | 0 | 0 | 0 | 0 | 0 | 0
UT | Industrial | Wastewater | New | Motors | Material Handling | 0 | 0 | 0 | 0 | 0 | 0 | 0 | 0 | 0 | 0 | 0 | 0 | 0 | 0 | 0 | 0 | 0 | 0 | 0 | 0 | 0 | 0
UT | Industrial | Wastewater | New | Motors | Other Motors | 0 | 0.50906 | 1.292 | 1.8259 | 2.2379 | 2.6703 | 3.2467 | 3.8273 | 4.2536 | 4.8105 | 5.3039 | 5.7797 | 6.1867 | 6.6405 | 7.1046 | 7.6201 | 8.0227 | 8.4721 | 8.9204 | 9.4196 | 9.8146 | 10.29
UT | Industrial | Wastewater | New | Process | Process Heating | 0 | 0 | 0 | 0 | 0 | 0 | 0 | 0 | 0 | 0 | 0 | 0 | 0 | 0 | 0 | 0 | 0 | 0 | 0 | 0 | 0 | 0
UT | Industrial | Wastewater | New | Process | Process Cooling | 0 | 0 | 0 | 0 | 0 | 0 | 0 | 0 | 0 | 0 | 0 | 0 | 0 | 0 | 0 | 0 | 0 | 0 | 0 | 0 | 0 | 0
UT | Industrial | Wastewater | New | Process | Process Refrigeration | 0 | 0 | 0 | 0 | 0 | 0 | 0 | 0 | 0 | 0 | 0 | 0 | 0 | 0 | 0 | 0 | 0 | 0 | 0 | 0 | 0 | 0
UT | Industrial | Wastewater | New | Process | Process Electrochemical | 0 | 0 | 0 | 0 | 0 | 0 | 0 | 0 | 0 | 0 | 0 | 0 | 0 | 0 | 0 | 0 | 0 | 0 | 0 | 0 | 0 | 0
UT | Industrial | Wastewater | New | Process | Process Other | 0 | 0 | 0 | 0 | 0 | 0 | 0 | 0 | 0 | 0 | 0 | 0 | 0 | 0 | 0 | 0 | 0 | 0 | 0 | 0 | 0 | 0
UT | Industrial | Wastewater | New | Miscellaneous | Miscellaneous | 0 | 0.20362 | 0.51678 | 0.73037 | 0.89516 | 1.0681 | 1.2987 | 1.5309 | 1.7014 | 1.9242 | 2.1216 | 2.3119 | 2.4747 | 2.6562 | 2.8418 | 3.048 | 3.2091 | 3.3888 | 3.5682 | 3.7678 | 3.9258 | 4.116
UT | Industrial | Water | Existing | Cooling | Air-Cooled Chiller | 0.0031576 | 0.0031028 | 0.0030489 | 0.0029958 | 0.0029437 | 0.0029095 | 0.0028756 | 0.0028419 | 0.0028086 | 0.0027755 | 0.0027428 | 0.0027104 | 0.0026783 | 0.0026466 | 0.0026151 | 0.0025826 | 0.0025505 | 0.0025187 | 0.0024873 | 0.0024562 | 0.0024254 | 0.0023951
UT | Industrial | Water | Existing | Cooling | Water-Cooled Chiller | 0 | 0 | 0 | 0 | 0 | 0 | 0 | 0 | 0 | 0 | 0 | 0 | 0 | 0 | 0 | 0 | 0 | 0 | 0 | 0 | 0 | 0
UT | Industrial | Water | Existing | Cooling | RTU | 3.0032 | 2.9514 | 2.888 | 2.8245 | 2.7612 | 2.714 | 2.6666 | 2.619 | 2.5713 | 2.5238 | 2.4763 | 2.4291 | 2.3821 | 2.3369 | 2.2941 | 2.2525 | 2.2129 | 2.1753 | 2.1392 | 2.1047 | 2.0716 | 2.0396
UT | Industrial | Water | Existing | Cooling | Air-Source Heat Pump | 0.34815 | 0.34104 | 0.33303 | 0.32506 | 0.31718 | 0.31122 | 0.3053 | 0.29944 | 0.29367 | 0.28799 | 0.28243 | 0.27699 | 0.27175 | 0.26676 | 0.26201 | 0.25733 | 0.25286 | 0.24856 | 0.24443 | 0.24046 | 0.23662 | 0.23291
UT | Industrial | Water | Existing | Cooling | Geothermal Heat Pump | 0 | 0 | 0 | 0 | 0 | 0 | 0 | 0 | 0 | 0 | 0 | 0 | 0 | 0 | 0 | 0 | 0 | 0 | 0 | 0 | 0 | 0
UT | Industrial | Water | Existing | Space Heating | Electric Furnace | 1.814 | 1.7827 | 1.752 | 1.7296 | 1.6921 | 1.6551 | 1.6189 | 1.5907 | 1.5488 | 1.5148 | 1.4815 | 1.4556 | 1.417 | 1.3858 | 1.3552 | 1.3312 | 1.2955 | 1.2666 | 1.2383 | 1.2161 | 1.1835 | 1.1569
UT | Industrial | Water | Existing | Space Heating | Electric Room Heat | 0.26928 | 0.26464 | 0.26007 | 0.25675 | 0.25118 | 0.24569 | 0.24032 | 0.23613 | 0.2299 | 0.22486 | 0.21992 | 0.21608 | 0.21035 | 0.20572 | 0.20118 | 0.19761 | 0.19231 | 0.18802 | 0.18382 | 0.18052 | 0.17568 | 0.17174
UT | Industrial | Water | Existing | Space Heating | Air-Source Heat Pump | 0.45344 | 0.44562 | 0.43751 | 0.43144 | 0.42161 | 0.41188 | 0.40235 | 0.39479 | 0.38384 | 0.37486 | 0.36607 | 0.35911 | 0.34907 | 0.34091 | 0.33297 | 0.32669 | 0.31761 | 0.31022 | 0.30303 | 0.29737 | 0.28919 | 0.28252
UT | Industrial | Water | Existing | Space Heating | Geothermal Heat Pump | 0 | 0 | 0 | 0 | 0 | 0 | 0 | 0 | 0 | 0 | 0 | 0 | 0 | 0 | 0 | 0 | 0 | 0 | 0 | 0 | 0 | 0
UT | Industrial | Water | Existing | Ventilation | Ventilation | 8.0012 | 7.7779 | 7.5541 | 7.3315 | 7.1125 | 6.8829 | 6.6581 | 6.4392 | 6.227 | 6.0228 | 5.8264 | 5.6384 | 5.459 | 5.2886 | 5.1272 | 4.9749 | 4.8318 | 4.6966 | 4.5685 | 4.4466 | 4.3305 | 4.2205
UT | Industrial | Water | Existing | Interior Lighting | General Service Lighting | 0.51205 | 0.48882 | 0.46033 | 0.42834 | 0.38698 | 0.34394 | 0.31055 | 0.28411 | 0.26271 | 0.24439 | 0.22946 | 0.21698 | 0.20689 | 0.19821 | 0.18993 | 0.1825 | 0.17577 | 0.16961 | 0.16404 | 0.15808 | 0.15228 | 0.14668
UT | Industrial | Water | Existing | Interior Lighting | High-Bay Lighting | 3.1086 | 3.055 | 3.0023 | 2.9506 | 2.8997 | 2.8497 | 2.8006 | 2.7523 | 2.7048 | 2.6582 | 2.6124 | 2.5673 | 2.5231 | 2.478 | 2.4318 | 2.3852 | 2.3385 | 2.2938 | 2.2508 | 2.2093 | 2.1691 | 2.13
UT | Industrial | Water | Existing | Interior Lighting | Linear Lighting | 1.679 | 1.6501 | 1.6216 | 1.5937 | 1.5651 | 1.537 | 1.5092 | 1.482 | 1.4551 | 1.4279 | 1.4012 | 1.3749 | 1.349 | 1.3237 | 1.2982 | 1.2731 | 1.2486 | 1.2245 | 1.2008 | 1.1776 | 1.1551 | 1.1332
UT | Industrial | Water | Existing | Exterior Lighting | General Service Lighting | 0.45555 | 0.42681 | 0.38524 | 0.33601 | 0.29492 | 0.26671 | 0.24602 | 0.2297 | 0.21592 | 0.20421 | 0.19448 | 0.18591 | 0.17918 | 0.17316 | 0.16702 | 0.16134 | 0.15602 | 0.15103 | 0.14637 | 0.14077 | 0.13479 | 0.12877
UT | Industrial | Water | Existing | Exterior Lighting | Area Lighting | 1.0653 | 1.0469 | 1.0289 | 1.0112 | 0.99372 | 0.97659 | 0.95975 | 0.9432 | 0.92694 | 0.91096 | 0.89525 | 0.87909 | 0.86191 | 0.84405 | 0.82464 | 0.80483 | 0.78481 | 0.76645 | 0.74944 | 0.73354 | 0.71855 | 0.70432
UT | Industrial | Water | Existing | Exterior Lighting | Linear Lighting | 1.118 | 1.0987 | 1.0798 | 1.0612 | 1.0421 | 1.0234 | 1.0049 | 0.98677 | 0.96891 | 0.95079 | 0.93297 | 0.91546 | 0.89826 | 0.88137 | 0.86439 | 0.84772 | 0.83136 | 0.81531 | 0.79956 | 0.7841 | 0.76913 | 0.75457
UT | Industrial | Water | Existing | Motors | Pumps | 140.9092 | 138.4797 | 136.0921 | 133.7457 | 131.4398 | 129.1735 | 126.9464 | 124.7577 | 122.6067 | 120.4928 | 118.4153 | 116.3737 | 114.3672 | 112.3954 | 110.4575 | 108.5531 | 106.6815 | 104.8422 | 103.0345 | 101.2581 | 99.5122 | 97.7965
UT | Industrial | Water | Existing | Motors | Fans & Blowers | 0 | 0 | 0 | 0 | 0 | 0 | 0 | 0 | 0 | 0 | 0 | 0 | 0 | 0 | 0 | 0 | 0 | 0 | 0 | 0 | 0 | 0
UT | Industrial | Water | Existing | Motors | Compressed Air | 23.8156 | 23.405 | 23.0015 | 22.6049 | 22.2152 | 21.8321 | 21.4557 | 21.0858 | 20.7223 | 20.365 | 20.0139 | 19.6688 | 19.3297 | 18.9964 | 18.6689 | 18.347 | 18.0307 | 17.7198 | 17.4143 | 17.114 | 16.819 | 16.529
UT | Industrial | Water | Existing | Motors | Material Handling | 0 | 0 | 0 | 0 | 0 | 0 | 0 | 0 | 0 | 0 | 0 | 0 | 0 | 0 | 0 | 0 | 0 | 0 | 0 | 0 | 0 | 0
UT | Industrial | Water | Existing | Motors | Other Motors | 0 | 0 | 0 | 0 | 0 | 0 | 0 | 0 | 0 | 0 | 0 | 0 | 0 | 0 | 0 | 0 | 0 | 0 | 0 | 0 | 0 | 0
UT | Industrial | Water | Existing | Process | Process Heating | 0 | 0 | 0 | 0 | 0 | 0 | 0 | 0 | 0 | 0 | 0 | 0 | 0 | 0 | 0 | 0 | 0 | 0 | 0 | 0 | 0 | 0
UT | Industrial | Water | Existing | Process | Process Cooling | 0 | 0 | 0 | 0 | 0 | 0 | 0 | 0 | 0 | 0 | 0 | 0 | 0 | 0 | 0 | 0 | 0 | 0 | 0 | 0 | 0 | 0
UT | Industrial | Water | Existing | Process | Process Refrigeration | 0 | 0 | 0 | 0 | 0 | 0 | 0 | 0 | 0 | 0 | 0 | 0 | 0 | 0 | 0 | 0 | 0 | 0 | 0 | 0 | 0 | 0
UT | Industrial | Water | Existing | Process | Process Electrochemical | 0 | 0 | 0 | 0 | 0 | 0 | 0 | 0 | 0 | 0 | 0 | 0 | 0 | 0 | 0 | 0 | 0 | 0 | 0 | 0 | 0 | 0
UT | Industrial | Water | Existing | Process | Process Other | 0 | 0 | 0 | 0 | 0 | 0 | 0 | 0 | 0 | 0 | 0 | 0 | 0 | 0 | 0 | 0 | 0 | 0 | 0 | 0 | 0 | 0
UT | Industrial | Water | Existing | Miscellaneous | Miscellaneous | 11.9078 | 11.7025 | 11.5007 | 11.3025 | 11.1076 | 10.9161 | 10.7279 | 10.5429 | 10.3611 | 10.1825 | 10.0069 | 9.8344 | 9.6648 | 9.4982 | 9.3344 | 9.1735 | 9.0153 | 8.8599 | 8.7071 | 8.557 | 8.4095 | 8.2645
UT | Industrial | Water | New | Cooling | Air-Cooled Chiller | 0 | 9.1431e-05 | 0.00023205 | 0.00032795 | 0.00040195 | 0.00048243 | 0.00058998 | 0.00069952 | 0.00078191 | 0.00088934 | 0.00098616 | 0.0010807 | 0.0011633 | 0.0012556 | 0.0013509 | 0.0014562 | 0.0015407 | 0.0016351 | 0.0017301 | 0.0018359 | 0.0019222 | 0.0020251
UT | Industrial | Water | New | Cooling | Water-Cooled Chiller | 0 | 0 | 0 | 0 | 0 | 0 | 0 | 0 | 0 | 0 | 0 | 0 | 0 | 0 | 0 | 0 | 0 | 0 | 0 | 0 | 0 | 0
UT | Industrial | Water | New | Cooling | RTU | 0 | 0.087241 | 0.20419 | 0.28395 | 0.34549 | 0.41249 | 0.502 | 0.59317 | 0.66176 | 0.75117 | 0.83176 | 0.91046 | 0.97924 | 1.0548 | 1.1329 | 1.2194 | 1.2889 | 1.3666 | 1.4449 | 1.5322 | 1.6034 | 1.6885
UT | Industrial | Water | New | Cooling | Air-Source Heat Pump | 0 | 0.0094815 | 0.022719 | 0.031748 | 0.038713 | 0.046295 | 0.056424 | 0.066742 | 0.074503 | 0.084622 | 0.093741 | 0.10265 | 0.11035 | 0.11897 | 0.12787 | 0.13772 | 0.14562 | 0.15446 | 0.16336 | 0.17327 | 0.18136 | 0.19101
UT | Industrial | Water | New | Cooling | Geothermal Heat Pump | 0 | 0 | 0 | 0 | 0 | 0 | 0 | 0 | 0 | 0 | 0 | 0 | 0 | 0 | 0 | 0 | 0 | 0 | 0 | 0 | 0 | 0
UT | Industrial | Water | New | Space Heating | Electric Furnace | 0 | 0.052695 | 0.13374 | 0.18987 | 0.23166 | 0.27513 | 0.33293 | 0.39239 | 0.43205 | 0.48627 | 0.53358 | 0.5813 | 0.61638 | 0.65836 | 0.70092 | 0.75139 | 0.7834 | 0.82301 | 0.86206 | 0.90966 | 0.93857 | 0.97884
UT | Industrial | Water | New | Space Heating | Electric Room Heat | 0 | 0.0078223 | 0.019853 | 0.028185 | 0.034388 | 0.040841 | 0.049421 | 0.058248 | 0.064135 | 0.072185 | 0.079207 | 0.086291 | 0.091498 | 0.097729 | 0.10405 | 0.11154 | 0.11629 | 0.12217 | 0.12797 | 0.13503 | 0.13933 | 0.1453
UT | Industrial | Water | New | Space Heating | Air-Source Heat Pump | 0 | 0.013172 | 0.032834 | 0.046454 | 0.056591 | 0.067135 | 0.081157 | 0.095583 | 0.1052 | 0.11836 | 0.12983 | 0.14141 | 0.14988 | 0.16003 | 0.17033 | 0.18255 | 0.19029 | 0.19988 | 0.20933 | 0.22087 | 0.22786 | 0.23762
UT | Industrial | Water | New | Space Heating | Geothermal Heat Pump | 0 | 0 | 0 | 0 | 0 | 0 | 0 | 0 | 0 | 0 | 0 | 0 | 0 | 0 | 0 | 0 | 0 | 0 | 0 | 0 | 0 | 0
UT | Industrial | Water | New | Ventilation | Ventilation | 0 | 0.1754 | 0.44515 | 0.62913 | 0.77175 | 0.90895 | 1.0918 | 1.276 | 1.4113 | 1.5886 | 1.7457 | 1.8971 | 2.0267 | 2.1712 | 2.3189 | 2.483 | 2.6112 | 2.7531 | 2.8928 | 3.0475 | 3.1683 | 3.3152
UT | Industrial | Water | New | Interior Lighting | General Service Lighting | 0 | 0.0086291 | 0.0219 | 0.030952 | 0.036595 | 0.042518 | 0.050107 | 0.057387 | 0.062456 | 0.068501 | 0.073733 | 0.078807 | 0.083174 | 0.088129 | 0.092599 | 0.097605 | 0.10127 | 0.10544 | 0.10965 | 0.11398 | 0.11692 | 0.12113
UT | Industrial | Water | New | Interior Lighting | High-Bay Lighting | 0 | 0.089833 | 0.22799 | 0.32222 | 0.3943 | 0.46995 | 0.57078 | 0.67236 | 0.74694 | 0.84386 | 0.92974 | 1.0126 | 1.0833 | 1.162 | 1.242 | 1.3308 | 1.4001 | 1.4775 | 1.5546 | 1.6405 | 1.7084 | 1.7903
UT | Industrial | Water | New | Interior Lighting | Linear Lighting | 0 | 0.048775 | 0.12379 | 0.17495 | 0.21363 | 0.25423 | 0.30835 | 0.36286 | 0.40289 | 0.45449 | 0.50021 | 0.5443 | 0.58201 | 0.62405 | 0.66665 | 0.71397 | 0.75092 | 0.79217 | 0.83332 | 0.87913 | 0.91498 | 0.95765
UT | Industrial | Water | New | Exterior Lighting | General Service Lighting | 0 | 0.0076769 | 0.019484 | 0.027536 | 0.032557 | 0.037827 | 0.044578 | 0.051055 | 0.055564 | 0.060942 | 0.065597 | 0.070111 | 0.073996 | 0.078405 | 0.082381 | 0.086835 | 0.090093 | 0.093807 | 0.097552 | 0.1014 | 0.10401 | 0.10777
UT | Industrial | Water | New | Exterior Lighting | Area Lighting | 0 | 0.030946 | 0.078541 | 0.111 | 0.13534 | 0.16088 | 0.19492 | 0.22922 | 0.25439 | 0.2867 | 0.31532 | 0.34292 | 0.3664 | 0.3924 | 0.4184 | 0.44731 | 0.46974 | 0.4948 | 0.51976 | 0.54762 | 0.56954 | 0.59608
UT | Industrial | Water | New | Exterior Lighting | Linear Lighting | 0 | 0.032477 | 0.082424 | 0.11649 | 0.14225 | 0.16928 | 0.20531 | 0.24161 | 0.26826 | 0.30262 | 0.33307 | 0.36242 | 0.38753 | 0.41553 | 0.44389 | 0.4754 | 0.5 | 0.52747 | 0.55487 | 0.58537 | 0.60924 | 0.63765
UT | Industrial | Water | New | Motors | Pumps | 0 | 4.0933 | 10.3886 | 14.6822 | 17.9949 | 21.4721 | 26.1064 | 30.7753 | 34.2029 | 38.6807 | 42.6485 | 46.4744 | 49.7471 | 53.3956 | 57.1277 | 61.2728 | 64.51 | 68.1239 | 71.7287 | 75.7426 | 78.9187 | 82.7413
UT | Industrial | Water | New | Motors | Fans & Blowers | 0 | 0 | 0 | 0 | 0 | 0 | 0 | 0 | 0 | 0 | 0 | 0 | 0 | 0 | 0 | 0 | 0 | 0 | 0 | 0 | 0 | 0
UT | Industrial | Water | New | Motors | Compressed Air | 0 | 0.69182 | 1.7558 | 2.4815 | 3.0414 | 3.6291 | 4.4124 | 5.2015 | 5.7808 | 6.5376 | 7.2082 | 7.8548 | 8.408 | 9.0246 | 9.6554 | 10.356 | 10.9031 | 11.5139 | 12.1232 | 12.8016 | 13.3384 | 13.9844
UT | Industrial | Water | New | Motors | Material Handling | 0 | 0 | 0 | 0 | 0 | 0 | 0 | 0 | 0 | 0 | 0 | 0 | 0 | 0 | 0 | 0 | 0 | 0 | 0 | 0 | 0 | 0
UT | Industrial | Water | New | Motors | Other Motors | 0 | 0 | 0 | 0 | 0 | 0 | 0 | 0 | 0 | 0 | 0 | 0 | 0 | 0 | 0 | 0 | 0 | 0 | 0 | 0 | 0 | 0
UT | Industrial | Water | New | Process | Process Heating | 0 | 0 | 0 | 0 | 0 | 0 | 0 | 0 | 0 | 0 | 0 | 0 | 0 | 0 | 0 | 0 | 0 | 0 | 0 | 0 | 0 | 0
UT | Industrial | Water | New | Process | Process Cooling | 0 | 0 | 0 | 0 | 0 | 0 | 0 | 0 | 0 | 0 | 0 | 0 | 0 | 0 | 0 | 0 | 0 | 0 | 0 | 0 | 0 | 0
UT | Industrial | Water | New | Process | Process Refrigeration | 0 | 0 | 0 | 0 | 0 | 0 | 0 | 0 | 0 | 0 | 0 | 0 | 0 | 0 | 0 | 0 | 0 | 0 | 0 | 0 | 0 | 0
UT | Industrial | Water | New | Process | Process Electrochemical | 0 | 0 | 0 | 0 | 0 | 0 | 0 | 0 | 0 | 0 | 0 | 0 | 0 | 0 | 0 | 0 | 0 | 0 | 0 | 0 | 0 | 0
UT | Industrial | Water | New | Process | Process Other | 0 | 0 | 0 | 0 | 0 | 0 | 0 | 0 | 0 | 0 | 0 | 0 | 0 | 0 | 0 | 0 | 0 | 0 | 0 | 0 | 0 | 0
UT | Industrial | Water | New | Miscellaneous | Miscellaneous | 0 | 0.34591 | 0.87791 | 1.2408 | 1.5207 | 1.8145 | 2.2062 | 2.6007 | 2.8904 | 3.2688 | 3.6041 | 3.9274 | 4.204 | 4.5123 | 4.8277 | 5.178 | 5.4515 | 5.7569 | 6.0616 | 6.4008 | 6.6692 | 6.9922
UT | Industrial | Chemical Mfg | Existing | Cooling | Air-Cooled Chiller | 1.634 | 1.6056 | 1.5777 | 1.5503 | 1.5233 | 1.5056 | 1.488 | 1.4706 | 1.4534 | 1.4363 | 1.4194 | 1.4026 | 1.386 | 1.3696 | 1.3533 | 1.3365 | 1.3198 | 1.3034 | 1.2871 | 1.271 | 1.2551 | 1.2394
UT | Industrial | Chemical Mfg | Existing | Cooling | Water-Cooled Chiller | 1.6452 | 1.6169 | 1.589 | 1.5616 | 1.5347 | 1.5171 | 1.4996 | 1.4823 | 1.4651 | 1.4481 | 1.4313 | 1.4145 | 1.398 | 1.3816 | 1.3653 | 1.3485 | 1.3318 | 1.3154 | 1.2991 | 1.2829 | 1.267 | 1.2512
UT | Industrial | Chemical Mfg | Existing | Cooling | RTU | 7.1364 | 7.0134 | 6.8626 | 6.7118 | 6.5613 | 6.4492 | 6.3365 | 6.2234 | 6.1102 | 5.9971 | 5.8844 | 5.7722 | 5.6606 | 5.553 | 5.4515 | 5.3525 | 5.2585 | 5.169 | 5.0834 | 5.0014 | 4.9226 | 4.8467
UT | Industrial | Chemical Mfg | Existing | Cooling | Air-Source Heat Pump | 1.2062 | 1.1815 | 1.1538 | 1.1262 | 1.0989 | 1.0782 | 1.0577 | 1.0374 | 1.0174 | 0.99776 | 0.97848 | 0.95962 | 0.94147 | 0.92421 | 0.90775 | 0.89154 | 0.87603 | 0.86115 | 0.84684 | 0.83307 | 0.81977 | 0.80693
UT | Industrial | Chemical Mfg | Existing | Cooling | Geothermal Heat Pump | 0 | 0 | 0 | 0 | 0 | 0 | 0 | 0 | 0 | 0 | 0 | 0 | 0 | 0 | 0 | 0 | 0 | 0 | 0 | 0 | 0 | 0
UT | Industrial | Chemical Mfg | Existing | Space Heating | Electric Furnace | 6.2847 | 6.1763 | 6.0698 | 5.9921 | 5.8623 | 5.7342 | 5.6088 | 5.511 | 5.3657 | 5.248 | 5.1327 | 5.043 | 4.9094 | 4.8012 | 4.6953 | 4.612 | 4.4884 | 4.3882 | 4.2901 | 4.2132 | 4.1002 | 4.0083
UT | Industrial | Chemical Mfg | Existing | Space Heating | Electric Room Heat | 0.93292 | 0.91684 | 0.90103 | 0.8895 | 0.87023 | 0.85121 | 0.83259 | 0.81807 | 0.79651 | 0.77903 | 0.76192 | 0.7486 | 0.72877 | 0.71271 | 0.69699 | 0.68462 | 0.66628 | 0.6514 | 0.63685 | 0.62543 | 0.60865 | 0.595
UT | Industrial | Chemical Mfg | Existing | Space Heating | Air-Source Heat Pump | 1.571 | 1.5439 | 1.5158 | 1.4947 | 1.4607 | 1.427 | 1.3939 | 1.3678 | 1.3298 | 1.2987 | 1.2683 | 1.2441 | 1.2093 | 1.1811 | 1.1536 | 1.1318 | 1.1004 | 1.0748 | 1.0499 | 1.0302 | 1.0019 | 0.97879
UT | Industrial | Chemical Mfg | Existing | Space Heating | Geothermal Heat Pump | 0 | 0 | 0 | 0 | 0 | 0 | 0 | 0 | 0 | 0 | 0 | 0 | 0 | 0 | 0 | 0 | 0 | 0 | 0 | 0 | 0 | 0
UT | Industrial | Chemical Mfg | Existing | Ventilation | Ventilation | 27.7203 | 26.9469 | 26.1715 | 25.4003 | 24.6413 | 23.8458 | 23.0672 | 22.3088 | 21.5737 | 20.866 | 20.1858 | 19.5344 | 18.913 | 18.3224 | 17.7632 | 17.2357 | 16.7401 | 16.2716 | 15.8278 | 15.4054 | 15.003 | 14.6222
UT | Industrial | Chemical Mfg | Existing | Interior Lighting | General Service Lighting | 1.9967 | 1.9061 | 1.795 | 1.6702 | 1.509 | 1.3411 | 1.211 | 1.1079 | 1.0244 | 0.95297 | 0.89474 | 0.84609 | 0.80674 | 0.77291 | 0.74061 | 0.71164 | 0.68538 | 0.66139 | 0.63967 | 0.61643 | 0.59378 | 0.57195
UT | Industrial | Chemical Mfg | Existing | Interior Lighting | High-Bay Lighting | 12.1216 | 11.9126 | 11.7072 | 11.5053 | 11.307 | 11.112 | 10.9204 | 10.7321 | 10.5471 | 10.3653 | 10.1865 | 10.0109 | 9.8383 | 9.6627 | 9.4824 | 9.3007 | 9.1187 | 8.9444 | 8.7768 | 8.615 | 8.4581 | 8.3058
UT | Industrial | Chemical Mfg | Existing | Interior Lighting | Linear Lighting | 6.5472 | 6.4343 | 6.3234 | 6.2143 | 6.1029 | 5.9932 | 5.8851 | 5.7787 | 5.6741 | 5.568 | 5.4637 | 5.3611 | 5.2604 | 5.1615 | 5.062 | 4.9644 | 4.8686 | 4.7746 | 4.6824 | 4.5918 | 4.5042 | 4.4189
UT | Industrial | Chemical Mfg | Existing | Exterior Lighting | General Service Lighting | 1.7764 | 1.6643 | 1.5022 | 1.3102 | 1.15 | 1.04 | 0.95931 | 0.89568 | 0.84194 | 0.7963 | 0.75835 | 0.72494 | 0.6987 | 0.67522 | 0.65127 | 0.62911 | 0.60839 | 0.58891 | 0.57076 | 0.54891 | 0.52559 | 0.50211
UT | Industrial | Chemical Mfg | Existing | Exterior Lighting | Area Lighting | 4.154 | 4.0824 | 4.012 | 3.9429 | 3.8749 | 3.8081 | 3.7424 | 3.6779 | 3.6145 | 3.5522 | 3.4909 | 3.4279 | 3.3609 | 3.2913 | 3.2156 | 3.1383 | 3.0603 | 2.9887 | 2.9224 | 2.8603 | 2.8019 | 2.7464
UT | Industrial | Chemical Mfg | Existing | Exterior Lighting | Linear Lighting | 4.3595 | 4.2843 | 4.2104 | 4.1378 | 4.0637 | 3.9906 | 3.9186 | 3.8478 | 3.7781 | 3.7075 | 3.638 | 3.5697 | 3.5027 | 3.4368 | 3.3706 | 3.3056 | 3.2418 | 3.1792 | 3.1178 | 3.0575 | 2.9991 | 2.9423
UT | Industrial | Chemical Mfg | Existing | Motors | Pumps | 117.6348 | 115.6066 | 113.6134 | 111.6546 | 109.7295 | 107.8376 | 105.9783 | 104.1511 | 102.3554 | 100.5907 | 98.8563 | 97.1519 | 95.4769 | 93.8307 | 92.213 | 90.6231 | 89.0606 | 87.5251 | 86.016 | 84.533 | 83.0755 | 81.6432
UT | Industrial | Chemical Mfg | Existing | Motors | Fans & Blowers | 53.7537 | 52.8269 | 51.9161 | 51.021 | 50.1413 | 49.2768 | 48.4272 | 47.5922 | 46.7717 | 45.9653 | 45.1728 | 44.3939 | 43.6285 | 42.8763 | 42.137 | 41.4105 | 40.6966 | 39.9949 | 39.3053 | 38.6277 | 37.9617 | 37.3072
UT | Industrial | Chemical Mfg | Existing | Motors | Compressed Air | 124.6462 | 122.4971 | 120.3851 | 118.3095 | 116.2696 | 114.265 | 112.2949 | 110.3588 | 108.4561 | 106.5861 | 104.7484 | 102.9424 | 101.1676 | 99.4233 | 97.7091 | 96.0244 | 94.3689 | 92.7418 | 91.1428 | 89.5714 | 88.027 | 86.5093
UT | Industrial | Chemical Mfg | Existing | Motors | Material Handling | 112.9606 | 111.013 | 109.099 | 107.2179 | 105.3694 | 103.5527 | 101.7673 | 100.0127 | 98.2883 | 96.5937 | 94.9283 | 93.2916 | 91.6831 | 90.1024 | 88.5489 | 87.0222 | 85.5218 | 84.0473 | 82.5982 | 81.1741 | 79.7745 | 78.3991
UT | Industrial | Chemical Mfg | Existing | Motors | Other Motors | 14.8081 | 14.5528 | 14.3019 | 14.0553 | 13.813 | 13.5748 | 13.3408 | 13.1108 | 12.8847 | 12.6626 | 12.4442 | 12.2297 | 12.0188 | 11.8116 | 11.608 | 11.4078 | 11.2111 | 11.0178 | 10.8279 | 10.6412 | 10.4577 | 10.2774
UT | Industrial | Chemical Mfg | Existing | Process | Process Heating | 27.4183 | 26.9455 | 26.481 | 26.0244 | 25.5757 | 25.1347 | 24.7014 | 24.2755 | 23.8569 | 23.4456 | 23.0414 | 22.6441 | 22.2537 | 21.87 | 21.4929 | 21.1224 | 20.7582 | 20.4003 | 20.0486 | 19.7029 | 19.3632 | 19.0294
UT | Industrial | Chemical Mfg | Existing | Process | Process Cooling | 36.6269 | 35.9954 | 35.3748 | 34.7649 | 34.1655 | 33.5764 | 32.9975 | 32.4286 | 31.8695 | 31.32 | 30.78 | 30.2493 | 29.7278 | 29.2152 | 28.7115 | 28.2165 | 27.73 | 27.2519 | 26.782 | 26.3203 | 25.8665 | 25.4205
UT | Industrial | Chemical Mfg | Existing | Process | Process Refrigeration | 36.6269 | 35.9954 | 35.3748 | 34.7649 | 34.1655 | 33.5764 | 32.9975 | 32.4286 | 31.8695 | 31.32 | 30.78 | 30.2493 | 29.7278 | 29.2152 | 28.7115 | 28.2165 | 27.73 | 27.2519 | 26.782 | 26.3203 | 25.8665 | 25.4205
UT | Industrial | Chemical Mfg | Existing | Process | Process Electrochemical | 129.1609 | 126.9339 | 124.7454 | 122.5946 | 120.4809 | 118.4037 | 116.3622 | 114.356 | 112.3843 | 110.4467 | 108.5424 | 106.671 | 104.8319 | 103.0244 | 101.2481 | 99.5025 | 97.7869 | 96.1009 | 94.444 | 92.8157 | 91.2154 | 89.6427
UT | Industrial | Chemical Mfg | Existing | Process | Process Other | 11.6944 | 11.4928 | 11.2946 | 11.0999 | 10.9085 | 10.7204 | 10.5356 | 10.354 | 10.1754 | 10 | 9.8276 | 9.6581 | 9.4916 | 9.328 | 9.1671 | 9.0091 | 8.8538 | 8.7011 | 8.5511 | 8.4037 | 8.2588 | 8.1164
UT | Industrial | Chemical Mfg | Existing | Miscellaneous | Miscellaneous | 39.618 | 38.9349 | 38.2636 | 37.6039 | 36.9555 | 36.3184 | 35.6922 | 35.0768 | 34.472 | 33.8777 | 33.2936 | 32.7196 | 32.1554 | 31.601 | 31.0562 | 30.5207 | 29.9945 | 29.4774 | 28.9691 | 28.4697 | 27.9788 | 27.4964
UT | Industrial | Chemical Mfg | New | Cooling | Air-Cooled Chiller | 0 | 0.047314 | 0.12008 | 0.16971 | 0.208 | 0.24965 | 0.3053 | 0.36199 | 0.40462 | 0.46022 | 0.51032 | 0.55925 | 0.602 | 0.64977 | 0.69906 | 0.75353 | 0.7973 | 0.84613 | 0.8953 | 0.95003 | 0.9947 | 1.048
UT | Industrial | Chemical Mfg | New | Cooling | Water-Cooled Chiller | 0 | 0.047793 | 0.1213 | 0.17143 | 0.21011 | 0.25218 | 0.30839 | 0.36565 | 0.40872 | 0.46487 | 0.51548 | 0.56491 | 0.60809 | 0.65635 | 0.70614 | 0.76116 | 0.80536 | 0.8547 | 0.90436 | 0.95965 | 1.0048 | 1.0586
UT | Industrial | Chemical Mfg | New | Cooling | RTU | 0 | 0.20731 | 0.4852 | 0.67474 | 0.82098 | 0.98019 | 1.1929 | 1.4095 | 1.5725 | 1.785 | 1.9765 | 2.1635 | 2.3269 | 2.5064 | 2.692 | 2.8977 | 3.0627 | 3.2473 | 3.4334 | 3.6409 | 3.8101 | 4.0123
UT | Industrial | Chemical Mfg | New | Cooling | Air-Source Heat Pump | 0 | 0.032849 | 0.078711 | 0.10999 | 0.13412 | 0.16039 | 0.19548 | 0.23123 | 0.25812 | 0.29317 | 0.32477 | 0.35562 | 0.3823 | 0.41216 | 0.443 | 0.47713 | 0.50452 | 0.53512 | 0.56595 | 0.6003 | 0.62832 | 0.66176
UT | Industrial | Chemical Mfg | New | Cooling | Geothermal Heat Pump | 0 | 0 | 0 | 0 | 0 | 0 | 0 | 0 | 0 | 0 | 0 | 0 | 0 | 0 | 0 | 0 | 0 | 0 | 0 | 0 | 0 | 0
UT | Industrial | Chemical Mfg | New | Space Heating | Electric Furnace | 0 | 0.18256 | 0.46334 | 0.6578 | 0.80259 | 0.95318 | 1.1534 | 1.3594 | 1.4968 | 1.6847 | 1.8486 | 2.0139 | 2.1355 | 2.2809 | 2.4284 | 2.6032 | 2.7141 | 2.8513 | 2.9866 | 3.1515 | 3.2517 | 3.3912
UT | Industrial | Chemical Mfg | New | Space Heating | Electric Room Heat | 0 | 0.027101 | 0.06878 | 0.097647 | 0.11914 | 0.14149 | 0.17122 | 0.2018 | 0.2222 | 0.25009 | 0.27441 | 0.29896 | 0.317 | 0.33859 | 0.36048 | 0.38643 | 0.4029 | 0.42327 | 0.44335 | 0.46783 | 0.4827 | 0.50341
UT | Industrial | Chemical Mfg | New | Space Heating | Air-Source Heat Pump | 0 | 0.045635 | 0.11375 | 0.16094 | 0.19606 | 0.23259 | 0.28117 | 0.33115 | 0.36447 | 0.41004 | 0.4498 | 0.48992 | 0.51927 | 0.55444 | 0.59012 | 0.63245 | 0.65927 | 0.69249 | 0.72525 | 0.76519 | 0.78944 | 0.82323
UT | Industrial | Chemical Mfg | New | Space Heating | Geothermal Heat Pump | 0 | 0 | 0 | 0 | 0 | 0 | 0 | 0 | 0 | 0 | 0 | 0 | 0 | 0 | 0 | 0 | 0 | 0 | 0 | 0 | 0 | 0
UT | Industrial | Chemical Mfg | New | Ventilation | Ventilation | 0 | 0.60767 | 1.5422 | 2.1797 | 2.6737 | 3.1491 | 3.7826 | 4.4209 | 4.8895 | 5.5037 | 6.0479 | 6.5727 | 7.0216 | 7.522 | 8.034 | 8.6025 | 9.0465 | 9.5381 | 10.0222 | 10.5581 | 10.9767 | 11.4855
UT | Industrial | Chemical Mfg | New | Interior Lighting | General Service Lighting | 0 | 0.033648 | 0.085397 | 0.12069 | 0.1427 | 0.16579 | 0.19539 | 0.22377 | 0.24354 | 0.26711 | 0.28751 | 0.3073 | 0.32432 | 0.34365 | 0.36108 | 0.3806 | 0.39488 | 0.41116 | 0.42757 | 0.44444 | 0.4559 | 0.47234
UT | Industrial | Chemical Mfg | New | Interior Lighting | High-Bay Lighting | 0 | 0.35029 | 0.88902 | 1.2565 | 1.5375 | 1.8325 | 2.2257 | 2.6218 | 2.9126 | 3.2905 | 3.6254 | 3.9483 | 4.2241 | 4.531 | 4.8428 | 5.1894 | 5.4595 | 5.7611 | 6.0619 | 6.397 | 6.6617 | 6.9809
UT | Industrial | Chemical Mfg | New | Interior Lighting | Linear Lighting | 0 | 0.19019 | 0.48269 | 0.68219 | 0.83302 | 0.99135 | 1.2024 | 1.4149 | 1.571 | 1.7722 | 1.9505 | 2.1224 | 2.2695 | 2.4334 | 2.5995 | 2.784 | 2.9281 | 3.089 | 3.2494 | 3.4281 | 3.5678 | 3.7342
UT | Industrial | Chemical Mfg | New | Exterior Lighting | General Service Lighting | 0 | 0.029935 | 0.075974 | 0.10737 | 0.12695 | 0.1475 | 0.17383 | 0.19908 | 0.21667 | 0.23764 | 0.25578 | 0.27339 | 0.28854 | 0.30573 | 0.32123 | 0.3386 | 0.35131 | 0.36579 | 0.38039 | 0.3954 | 0.40559 | 0.42022
UT | Industrial | Chemical Mfg | New | Exterior Lighting | Area Lighting | 0 | 0.12067 | 0.30626 | 0.43284 | 0.52772 | 0.62732 | 0.76006 | 0.8938 | 0.99197 | 1.1179 | 1.2295 | 1.3372 | 1.4287 | 1.5301 | 1.6315 | 1.7442 | 1.8317 | 1.9294 | 2.0267 | 2.1354 | 2.2208 | 2.3243
UT | Industrial | Chemical Mfg | New | Exterior Lighting | Linear Lighting | 0 | 0.12664 | 0.3214 | 0.45424 | 0.55467 | 0.66009 | 0.80059 | 0.94214 | 1.0461 | 1.18 | 1.2987 | 1.4132 | 1.5111 | 1.6203 | 1.7309 | 1.8537 | 1.9497 | 2.0568 | 2.1636 | 2.2826 | 2.3756 | 2.4864
UT | Industrial | Chemical Mfg | New | Motors | Pumps | 0 | 3.4172 | 8.6727 | 12.2571 | 15.0226 | 17.9255 | 21.7944 | 25.6921 | 28.5535 | 32.2917 | 35.6041 | 38.7981 | 41.5302 | 44.5761 | 47.6918 | 51.1522 | 53.8547 | 56.8717 | 59.8811 | 63.232 | 65.8835 | 69.0747
UT | Industrial | Chemical Mfg | New | Motors | Fans & Blowers | 0 | 1.5615 | 3.963 | 5.6009 | 6.8646 | 8.1911 | 9.959 | 11.7401 | 13.0476 | 14.7558 | 16.2694 | 17.7289 | 18.9774 | 20.3692 | 21.7929 | 23.3742 | 24.6091 | 25.9877 | 27.3629 | 28.8941 | 30.1057 | 31.5639
UT | Industrial | Chemical Mfg | New | Motors | Compressed Air | 0 | 3.6209 | 9.1896 | 12.9877 | 15.918 | 18.9939 | 23.0934 | 27.2234 | 30.2554 | 34.2164 | 37.7262 | 41.1106 | 44.0055 | 47.2329 | 50.5344 | 54.201 | 57.0646 | 60.2614 | 63.4502 | 67.0008 | 69.8103 | 73.1917
UT | Industrial | Chemical Mfg | New | Motors | Material Handling | 0 | 3.2814 | 8.328 | 11.7701 | 14.4257 | 17.2132 | 20.9284 | 24.6712 | 27.4189 | 31.0086 | 34.1894 | 37.2564 | 39.88 | 42.8049 | 45.7968 | 49.1196 | 51.7148 | 54.6119 | 57.5017 | 60.7195 | 63.2656 | 66.33
UT | Industrial | Chemical Mfg | New | Motors | Other Motors | 0 | 0.43016 | 1.0917 | 1.543 | 1.8911 | 2.2565 | 2.7435 | 3.2342 | 3.5944 | 4.0649 | 4.4819 | 4.884 | 5.2279 | 5.6113 | 6.0035 | 6.4391 | 6.7793 | 7.1591 | 7.538 | 7.9598 | 8.2935 | 8.6953
UT | Industrial | Chemical Mfg | New | Process | Process Heating | 0 | 0.79648 | 2.0214 | 2.8569 | 3.5015 | 4.1781 | 5.0798 | 5.9883 | 6.6552 | 7.5265 | 8.2986 | 9.043 | 9.6798 | 10.3898 | 11.116 | 11.9225 | 12.5524 | 13.2556 | 13.9571 | 14.7381 | 15.3561 | 16.0999
UT | Industrial | Chemical Mfg | New | Process | Process Cooling | 0 | 1.064 | 2.7003 | 3.8164 | 4.6775 | 5.5813 | 6.7859 | 7.9995 | 8.8904 | 10.0544 | 11.0857 | 12.0802 | 12.9309 | 13.8793 | 14.8494 | 15.9268 | 16.7683 | 17.7076 | 18.6446 | 19.688 | 20.5136 | 21.5072
UT | Industrial | Chemical Mfg | New | Process | Process Refrigeration | 0 | 1.064 | 2.7003 | 3.8164 | 4.6775 | 5.5813 | 6.7859 | 7.9995 | 8.8904 | 10.0544 | 11.0857 | 12.0802 | 12.9309 | 13.8793 | 14.8494 | 15.9268 | 16.7683 | 17.7076 | 18.6446 | 19.688 | 20.5136 | 21.5072
UT | Industrial | Chemical Mfg | New | Process | Process Electrochemical | 0 | 3.752 | 9.5224 | 13.4581 | 16.4945 | 19.6819 | 23.9298 | 28.2094 | 31.3512 | 35.4557 | 39.0927 | 42.5996 | 45.5994 | 48.9437 | 52.3647 | 56.1642 | 59.1315 | 62.4441 | 65.7484 | 69.4276 | 72.3388 | 75.8427
UT | Industrial | Chemical Mfg | New | Process | Process Other | 0 | 0.33971 | 0.86217 | 1.2185 | 1.4934 | 1.782 | 2.1666 | 2.5541 | 2.8386 | 3.2102 | 3.5395 | 3.857 | 4.1286 | 4.4314 | 4.7412 | 5.0852 | 5.3538 | 5.6538 | 5.9529 | 6.2861 | 6.5497 | 6.8669
UT | Industrial | Chemical Mfg | New | Miscellaneous | Miscellaneous | 0 | 1.1509 | 2.9208 | 4.128 | 5.0594 | 6.0371 | 7.3401 | 8.6528 | 9.6165 | 10.8754 | 11.991 | 13.0667 | 13.9869 | 15.0127 | 16.062 | 17.2274 | 18.1376 | 19.1537 | 20.1672 | 21.2958 | 22.1887 | 23.2635
UT | Industrial | Electronic Equipment Mfg | Existing | Cooling | Air-Cooled Chiller | 3.441 | 3.3813 | 3.3225 | 3.2647 | 3.208 | 3.1706 | 3.1337 | 3.097 | 3.0607 | 3.0247 | 2.989 | 2.9537 | 2.9187 | 2.8841 | 2.8498 | 2.8144 | 2.7794 | 2.7448 | 2.7105 | 2.6766 | 2.6431 | 2.61
UT | Industrial | Electronic Equipment Mfg | Existing | Cooling | Water-Cooled Chiller | 3.4647 | 3.405 | 3.3462 | 3.2886 | 3.2319 | 3.1948 | 3.158 | 3.1215 | 3.0854 | 3.0496 | 3.0141 | 2.9789 | 2.944 | 2.9095 | 2.8752 | 2.8398 | 2.8047 | 2.77 | 2.7357 | 2.7017 | 2.6681 | 2.6348
UT | Industrial | Electronic Equipment Mfg | Existing | Cooling | RTU | 15.0285 | 14.7694 | 14.4519 | 14.1342 | 13.8174 | 13.5813 | 13.3439 | 13.1057 | 12.8674 | 12.6293 | 12.3919 | 12.1556 | 11.9206 | 11.694 | 11.4802 | 11.2718 | 11.0739 | 10.8853 | 10.7051 | 10.5324 | 10.3664 | 10.2066
UT | Industrial | Electronic Equipment Mfg | Existing | Cooling | Air-Source Heat Pump | 2.5401 | 2.4882 | 2.4297 | 2.3716 | 2.3141 | 2.2706 | 2.2274 | 2.1847 | 2.1426 | 2.1012 | 2.0606 | 2.0209 | 1.9826 | 1.9463 | 1.9116 | 1.8775 | 1.8448 | 1.8135 | 1.7834 | 1.7543 | 1.7264 | 1.6993
UT | Industrial | Electronic Equipment Mfg | Existing | Cooling | Geothermal Heat Pump | 0 | 0 | 0 | 0 | 0 | 0 | 0 | 0 | 0 | 0 | 0 | 0 | 0 | 0 | 0 | 0 | 0 | 0 | 0 | 0 | 0 | 0
UT | Industrial | Electronic Equipment Mfg | Existing | Space Heating | Electric Furnace | 13.2348 | 13.0066 | 12.7824 | 12.6188 | 12.3454 | 12.0756 | 11.8114 | 11.6055 | 11.2996 | 11.0516 | 10.8089 | 10.62 | 10.3385 | 10.1108 | 9.8877 | 9.7123 | 9.452 | 9.2411 | 9.0346 | 8.8725 | 8.6346 | 8.441
UT | Industrial | Electronic Equipment Mfg | Existing | Space Heating | Electric Room Heat | 1.9646 | 1.9308 | 1.8975 | 1.8732 | 1.8326 | 1.7926 | 1.7533 | 1.7228 | 1.6774 | 1.6406 | 1.6045 | 1.5765 | 1.5347 | 1.5009 | 1.4678 | 1.4417 | 1.4031 | 1.3718 | 1.3411 | 1.3171 | 1.2818 | 1.253
UT | Industrial | Electronic Equipment Mfg | Existing | Space Heating | Air-Source Heat Pump | 3.3083 | 3.2512 | 3.192 | 3.1478 | 3.076 | 3.0051 | 2.9355 | 2.8804 | 2.8005 | 2.735 | 2.6708 | 2.62 | 2.5468 | 2.4872 | 2.4293 | 2.3835 | 2.3172 | 2.2634 | 2.2109 | 2.1696 | 2.1099 | 2.0612
UT | Industrial | Electronic Equipment Mfg | Existing | Space Heating | Geothermal Heat Pump | 0 | 0 | 0 | 0 | 0 | 0 | 0 | 0 | 0 | 0 | 0 | 0 | 0 | 0 | 0 | 0 | 0 | 0 | 0 | 0 | 0 | 0
UT | Industrial | Electronic Equipment Mfg | Existing | Ventilation | Ventilation | 58.376 | 56.7472 | 55.1143 | 53.4902 | 51.8918 | 50.2166 | 48.577 | 46.98 | 45.4317 | 43.9415 | 42.509 | 41.1373 | 39.8287 | 38.585 | 37.4074 | 36.2966 | 35.2527 | 34.2663 | 33.3316 | 32.4421 | 31.5946 | 30.7926
UT | Industrial | Electronic Equipment Mfg | Existing | Interior Lighting | General Service Lighting | 2.4861 | 2.3733 | 2.235 | 2.0796 | 1.8788 | 1.6699 | 1.5078 | 1.3794 | 1.2755 | 1.1866 | 1.1141 | 1.0535 | 1.0045 | 0.96235 | 0.92214 | 0.88607 | 0.85338 | 0.8235 | 0.79645 | 0.76752 | 0.73932 | 0.71214
UT | Industrial | Electronic Equipment Mfg | Existing | Interior Lighting | High-Bay Lighting | 15.0926 | 14.8324 | 14.5767 | 14.3254 | 14.0784 | 13.8357 | 13.5971 | 13.3627 | 13.1323 | 12.9059 | 12.6833 | 12.4647 | 12.2498 | 12.0311 | 11.8066 | 11.5804 | 11.3537 | 11.1368 | 10.9281 | 10.7265 | 10.5313 | 10.3416
UT | Industrial | Electronic Equipment Mfg | Existing | Interior Lighting | Linear Lighting | 8.1519 | 8.0114 | 7.8733 | 7.7375 | 7.5988 | 7.4622 | 7.3276 | 7.1951 | 7.0649 | 6.9327 | 6.8028 | 6.6752 | 6.5498 | 6.4266 | 6.3028 | 6.1812 | 6.062 | 5.9449 | 5.83 | 5.7173 | 5.6082 | 5.502
UT | Industrial | Electronic Equipment Mfg | Existing | Exterior Lighting | General Service Lighting | 2.2118 | 2.0722 | 1.8704 | 1.6314 | 1.4319 | 1.2949 | 1.1944 | 1.1152 | 1.0483 | 0.99148 | 0.94423 | 0.90263 | 0.86995 | 0.84073 | 0.8109 | 0.78331 | 0.75751 | 0.73325 | 0.71065 | 0.68345 | 0.65441 | 0.62519
UT | Industrial | Electronic Equipment Mfg | Existing | Exterior Lighting | Area Lighting | 5.1722 | 5.0831 | 4.9954 | 4.9093 | 4.8247 | 4.7415 | 4.6597 | 4.5794 | 4.5004 | 4.4228 | 4.3466 | 4.2681 | 4.1847 | 4.098 | 4.0037 | 3.9075 | 3.8104 | 3.7212 | 3.6387 | 3.5614 | 3.4886 | 3.4195
UT | Industrial | Electronic Equipment Mfg | Existing | Exterior Lighting | Linear Lighting | 5.428 | 5.3344 | 5.2424 | 5.152 | 5.0597 | 4.9687 | 4.8791 | 4.7909 | 4.7042 | 4.6162 | 4.5297 | 4.4447 | 4.3612 | 4.2792 | 4.1967 | 4.1158 | 4.0364 | 3.9584 | 3.882 | 3.8069 | 3.7342 | 3.6635
UT | Industrial | Electronic Equipment Mfg | Existing | Motors | Pumps | 15.176 | 14.9143 | 14.6572 | 14.4045 | 14.1561 | 13.912 | 13.6722 | 13.4365 | 13.2048 | 12.9771 | 12.7534 | 12.5335 | 12.3174 | 12.105 | 11.8963 | 11.6912 | 11.4896 | 11.2915 | 11.0969 | 10.9055 | 10.7175 | 10.5327
UT | Industrial | Electronic Equipment Mfg | Existing | Motors | Fans & Blowers | 11.382 | 11.1857 | 10.9929 | 10.8034 | 10.6171 | 10.434 | 10.2541 | 10.0773 | 9.9036 | 9.7328 | 9.565 | 9.4001 | 9.2381 | 9.0788 | 8.9222 | 8.7684 | 8.6172 | 8.4687 | 8.3226 | 8.1792 | 8.0381 | 7.8995
UT | Industrial | Electronic Equipment Mfg | Existing | Motors | Compressed Air | 11.382 | 11.1857 | 10.9929 | 10.8034 | 10.6171 | 10.434 | 10.2541 | 10.0773 | 9.9036 | 9.7328 | 9.565 | 9.4001 | 9.2381 | 9.0788 | 8.9222 | 8.7684 | 8.6172 | 8.4687 | 8.3226 | 8.1792 | 8.0381 | 7.8995
UT | Industrial | Electronic Equipment Mfg | Existing | Motors | Material Handling | 56.9099 | 55.9287 | 54.9644 | 54.0168 | 53.0854 | 52.1702 | 51.2707 | 50.3867 | 49.518 | 48.6642 | 47.8252 | 47.0006 | 46.1903 | 45.3939 | 44.6112 | 43.8421 | 43.0862 | 42.3433 | 41.6132 | 40.8958 | 40.1907 | 39.4977
UT | Industrial | Electronic Equipment Mfg | Existing | Motors | Other Motors | 0 | 0 | 0 | 0 | 0 | 0 | 0 | 0 | 0 | 0 | 0 | 0 | 0 | 0 | 0 | 0 | 0 | 0 | 0 | 0 | 0 | 0
UT | Industrial | Electronic Equipment Mfg | Existing | Process | Process Heating | 49.5585 | 48.704 | 47.8643 | 47.039 | 46.228 | 45.431 | 44.6477 | 43.8779 | 43.1214 | 42.3779 | 41.6473 | 40.9292 | 40.2235 | 39.53 | 38.8485 | 38.1787 | 37.5204 | 36.8735 | 36.2378 | 35.613 | 34.9989 | 34.3955
UT | Industrial | Electronic Equipment Mfg | Existing | Process | Process Cooling | 26.2571 | 25.8044 | 25.3595 | 24.9223 | 24.4926 | 24.0703 | 23.6553 | 23.2475 | 22.8466 | 22.4527 | 22.0656 | 21.6852 | 21.3113 | 20.9439 | 20.5828 | 20.2279 | 19.8791 | 19.5364 | 19.1996 | 18.8685 | 18.5432 | 18.2235
UT | Industrial | Electronic Equipment Mfg | Existing | Process | Process Refrigeration | 22.301 | 21.9165 | 21.5386 | 21.1673 | 20.8023 | 20.4437 | 20.0912 | 19.7448 | 19.4044 | 19.0698 | 18.741 | 18.4179 | 18.1004 | 17.7883 | 17.4816 | 17.1802 | 16.884 | 16.5929 | 16.3068 | 16.0256 | 15.7493 | 15.4778
UT | Industrial | Electronic Equipment Mfg | Existing | Process | Process Electrochemical | 9.5724 | 9.4073 | 9.2451 | 9.0857 | 8.9291 | 8.7751 | 8.6238 | 8.4751 | 8.329 | 8.1854 | 8.0443 | 7.9056 | 7.7693 | 7.6353 | 7.5037 | 7.3743 | 7.2472 | 7.1222 | 6.9994 | 6.8787 | 6.7601 | 6.6436
UT | Industrial | Electronic Equipment Mfg | Existing | Process | Process Other | 30.9835 | 30.4493 | 29.9243 | 29.4084 | 28.9014 | 28.4031 | 27.9134 | 27.4321 | 26.9591 | 26.4943 | 26.0375 | 25.5886 | 25.1474 | 24.7138 | 24.2877 | 23.869 | 23.4574 | 23.053 | 22.6555 | 22.2649 | 21.881 | 21.5038
UT | Industrial | Electronic Equipment Mfg | Existing | Miscellaneous | Miscellaneous | 42.6957 | 41.9596 | 41.2362 | 40.5252 | 39.8265 | 39.1398 | 38.465 | 37.8018 | 37.1501 | 36.5095 | 35.8801 | 35.2614 | 34.6535 | 34.056 | 33.4688 | 32.8918 | 32.3247 | 31.7674 | 31.2196 | 30.6814 | 30.1524 | 29.6325
UT | Industrial | Electronic Equipment Mfg | New | Cooling | Air-Cooled Chiller | 0 | 0.099638 | 0.25288 | 0.35739 | 0.43803 | 0.52573 | 0.64293 | 0.7623 | 0.85209 | 0.96917 | 1.0747 | 1.1777 | 1.2677 | 1.3683 | 1.4721 | 1.5869 | 1.679 | 1.7819 | 1.8854 | 2.0007 | 2.0947 | 2.2069
UT | Industrial | Electronic Equipment Mfg | New | Cooling | Water-Cooled Chiller | 0 | 0.10065 | 0.25543 | 0.36101 | 0.44246 | 0.53105 | 0.64944 | 0.77002 | 0.86071 | 0.97897 | 1.0855 | 1.1896 | 1.2806 | 1.3822 | 1.487 | 1.6029 | 1.696 | 1.7999 | 1.9045 | 2.0209 | 2.1159 | 2.2292
UT | Industrial | Electronic Equipment Mfg | New | Cooling | RTU | 0 | 0.43657 | 1.0218 | 1.4209 | 1.7289 | 2.0642 | 2.5121 | 2.9683 | 3.3115 | 3.759 | 4.1622 | 4.5561 | 4.9002 | 5.2782 | 5.6691 | 6.1022 | 6.4496 | 6.8384 | 7.2303 | 7.6673 | 8.0237 | 8.4494
UT | Industrial | Electronic Equipment Mfg | New | Cooling | Air-Source Heat Pump | 0 | 0.069176 | 0.16576 | 0.23163 | 0.28245 | 0.33776 | 0.41167 | 0.48694 | 0.54357 | 0.61739 | 0.68393 | 0.74891 | 0.80508 | 0.86797 | 0.93291 | 1.0048 | 1.0625 | 1.1269 | 1.1918 | 1.2642 | 1.3232 | 1.3936
UT | Industrial | Electronic Equipment Mfg | New | Cooling | Geothermal Heat Pump | 0 | 0 | 0 | 0 | 0 | 0 | 0 | 0 | 0 | 0 | 0 | 0 | 0 | 0 | 0 | 0 | 0 | 0 | 0 | 0 | 0 | 0
UT | Industrial | Electronic Equipment Mfg | New | Space Heating | Electric Furnace | 0 | 0.38446 | 0.97574 | 1.3853 | 1.6902 | 2.0073 | 2.429 | 2.8628 | 3.1522 | 3.5478 | 3.8929 | 4.2411 | 4.497 | 4.8033 | 5.1139 | 5.4821 | 5.7156 | 6.0046 | 6.2895 | 6.6368 | 6.8477 | 7.1415
UT | Industrial | Electronic Equipment Mfg | New | Space Heating | Electric Room Heat | 0 | 0.057071 | 0.14484 | 0.20563 | 0.25089 | 0.29797 | 0.36057 | 0.42497 | 0.46792 | 0.52665 | 0.57788 | 0.62957 | 0.66756 | 0.71302 | 0.75912 | 0.81379 | 0.84845 | 0.89135 | 0.93365 | 0.9852 | 1.0165 | 1.0601
UT | Industrial | Electronic Equipment Mfg | New | Space Heating | Air-Source Heat Pump | 0 | 0.096102 | 0.23956 | 0.33892 | 0.41288 | 0.48981 | 0.59211 | 0.69737 | 0.76754 | 0.86351 | 0.94723 | 1.0317 | 1.0935 | 1.1676 | 1.2427 | 1.3319 | 1.3883 | 1.4583 | 1.5273 | 1.6114 | 1.6625 | 1.7336
UT | Industrial | Electronic Equipment Mfg | New | Space Heating | Geothermal Heat Pump | 0 | 0 | 0 | 0 | 0 | 0 | 0 | 0 | 0 | 0 | 0 | 0 | 0 | 0 | 0 | 0 | 0 | 0 | 0 | 0 | 0 | 0
UT | Industrial | Electronic Equipment Mfg | New | Ventilation | Ventilation | 0 | 1.2797 | 3.2478 | 4.5901 | 5.6306 | 6.6316 | 7.9658 | 9.3099 | 10.2967 | 11.5901 | 12.7362 | 13.8413 | 14.7867 | 15.8406 | 16.9186 | 18.1159 | 19.051 | 20.0861 | 21.1057 | 22.2341 | 23.1158 | 24.1873
UT | Industrial | Electronic Equipment Mfg | New | Interior Lighting | General Service Lighting | 0 | 0.041895 | 0.10633 | 0.15027 | 0.17767 | 0.20643 | 0.24328 | 0.27862 | 0.30323 | 0.33258 | 0.35798 | 0.38262 | 0.40382 | 0.42788 | 0.44958 | 0.47388 | 0.49167 | 0.51193 | 0.53237 | 0.55338 | 0.56764 | 0.58812
UT | Industrial | Electronic Equipment Mfg | New | Interior Lighting | High-Bay Lighting | 0 | 0.43615 | 1.1069 | 1.5644 | 1.9144 | 2.2817 | 2.7712 | 3.2644 | 3.6265 | 4.097 | 4.514 | 4.9161 | 5.2595 | 5.6416 | 6.0299 | 6.4613 | 6.7977 | 7.1732 | 7.5477 | 7.9649 | 8.2945 | 8.6919
UT | Industrial | Electronic Equipment Mfg | New | Interior Lighting | Linear Lighting | 0 | 0.23681 | 0.601 | 0.8494 | 1.0372 | 1.2343 | 1.4971 | 1.7617 | 1.9561 | 2.2066 | 2.4286 | 2.6426 | 2.8257 | 3.0299 | 3.2367 | 3.4664 | 3.6458 | 3.8461 | 4.0459 | 4.2683 | 4.4423 | 4.6495
UT | Industrial | Electronic Equipment Mfg | New | Exterior Lighting | General Service Lighting | 0 | 0.037272 | 0.094596 | 0.13369 | 0.15807 | 0.18365 | 0.21643 | 0.24788 | 0.26977 | 0.29588 | 0.31848 | 0.3404 | 0.35926 | 0.38067 | 0.39997 | 0.42159 | 0.43741 | 0.45544 | 0.47363 | 0.49231 | 0.505 | 0.52322
UT | Industrial | Electronic Equipment Mfg | New | Exterior Lighting | Area Lighting | 0 | 0.15025 | 0.38132 | 0.53893 | 0.65707 | 0.78108 | 0.94636 | 1.1129 | 1.2351 | 1.3919 | 1.5309 | 1.6649 | 1.7789 | 1.9052 | 2.0314 | 2.1717 | 2.2806 | 2.4023 | 2.5235 | 2.6588 | 2.7652 | 2.894
UT | Industrial | Electronic Equipment Mfg | New | Exterior Lighting | Linear Lighting | 0 | 0.15768 | 0.40018 | 0.56558 | 0.69062 | 0.82188 | 0.99682 | 1.1731 | 1.3025 | 1.4693 | 1.6171 | 1.7596 | 1.8815 | 2.0174 | 2.1552 | 2.3081 | 2.4276 | 2.5609 | 2.6939 | 2.8421 | 2.9579 | 3.0959
UT | Industrial | Electronic Equipment Mfg | New | Motors | Pumps | 0 | 0.44085 | 1.1189 | 1.5813 | 1.9381 | 2.3126 | 2.8117 | 3.3145 | 3.6837 | 4.1659 | 4.5933 | 5.0053 | 5.3578 | 5.7507 | 6.1527 | 6.5991 | 6.9478 | 7.337 | 7.7252 | 8.1575 | 8.4996 | 8.9113
UT | Industrial | Electronic Equipment Mfg | New | Motors | Fans & Blowers | 0 | 0.33064 | 0.83914 | 1.186 | 1.4535 | 1.7344 | 2.1088 | 2.4859 | 2.7627 | 3.1244 | 3.4449 | 3.754 | 4.0183 | 4.313 | 4.6145 | 4.9493 | 5.2108 | 5.5027 | 5.7939 | 6.1181 | 6.3747 | 6.6835
UT | Industrial | Electronic Equipment Mfg | New | Motors | Compressed Air | 0 | 0.33064 | 0.83914 | 1.186 | 1.4535 | 1.7344 | 2.1088 | 2.4859 | 2.7627 | 3.1244 | 3.4449 | 3.754 | 4.0183 | 4.313 | 4.6145 | 4.9493 | 5.2108 | 5.5027 | 5.7939 | 6.1181 | 6.3747 | 6.6835
UT | Industrial | Electronic Equipment Mfg | New | Motors | Material Handling | 0 | 1.6532 | 4.1957 | 5.9298 | 7.2677 | 8.6721 | 10.5438 | 12.4294 | 13.8137 | 15.6222 | 17.2247 | 18.7699 | 20.0917 | 21.5652 | 23.0726 | 24.7466 | 26.0541 | 27.5136 | 28.9696 | 30.5907 | 31.8734 | 33.4173
UT | Industrial | Electronic Equipment Mfg | New | Motors | Other Motors | 0 | 0 | 0 | 0 | 0 | 0 | 0 | 0 | 0 | 0 | 0 | 0 | 0 | 0 | 0 | 0 | 0 | 0 | 0 | 0 | 0 | 0
UT | Industrial | Electronic Equipment Mfg | New | Process | Process Heating | 0 | 1.4396 | 3.6537 | 5.1638 | 6.3289 | 7.5518 | 9.1818 | 10.8238 | 12.0293 | 13.6042 | 14.9997 | 16.3453 | 17.4963 | 18.7795 | 20.0921 | 21.5499 | 22.6885 | 23.9595 | 25.2274 | 26.639 | 27.7561 | 29.1005
UT | Industrial | Electronic Equipment Mfg | New | Process | Process Cooling | 0 | 0.76275 | 1.9358 | 2.7359 | 3.3532 | 4.0011 | 4.8647 | 5.7347 | 6.3734 | 7.2078 | 7.9472 | 8.6601 | 9.2699 | 9.9498 | 10.6452 | 11.4176 | 12.0209 | 12.6943 | 13.366 | 14.1139 | 14.7058 | 15.4181
UT | Industrial | Electronic Equipment Mfg | New | Process | Process Refrigeration | 0 | 0.64783 | 1.6441 | 2.3237 | 2.848 | 3.3983 | 4.1317 | 4.8707 | 5.4131 | 6.1218 | 6.7498 | 7.3553 | 7.8732 | 8.4507 | 9.0413 | 9.6973 | 10.2097 | 10.7816 | 11.3522 | 11.9874 | 12.4901 | 13.0951
UT | Industrial | Electronic Equipment Mfg | New | Process | Process Electrochemical | 0 | 0.27807 | 0.70572 | 0.9974 | 1.2224 | 1.4587 | 1.7735 | 2.0907 | 2.3235 | 2.6277 | 2.8972 | 3.1571 | 3.3795 | 3.6273 | 3.8808 | 4.1624 | 4.3823 | 4.6278 | 4.8727 | 5.1454 | 5.3612 | 5.6208
UT | Industrial | Electronic Equipment Mfg | New | Process | Process Other | 0 | 0.90004 | 2.2843 | 3.2284 | 3.9568 | 4.7213 | 5.7404 | 6.767 | 7.5206 | 8.5052 | 9.3777 | 10.2189 | 10.9385 | 11.7408 | 12.5614 | 13.4728 | 14.1846 | 14.9793 | 15.7719 | 16.6545 | 17.3529 | 18.1934
UT | Industrial | Electronic Equipment Mfg | New | Miscellaneous | Miscellaneous | 0 | 1.2403 | 3.1478 | 4.4487 | 5.4525 | 6.5061 | 7.9103 | 9.325 | 10.3635 | 11.7203 | 12.9226 | 14.0818 | 15.0734 | 16.179 | 17.3098 | 18.5658 | 19.5466 | 20.6417 | 21.7339 | 22.9501 | 23.9125 | 25.0708
UT | Industrial | Industrial Machinery | Existing | Cooling | Air-Cooled Chiller | 0.9707 | 0.95384 | 0.93726 | 0.92097 | 0.90495 | 0.89443 | 0.88399 | 0.87365 | 0.8634 | 0.85325 | 0.84319 | 0.83323 | 0.82337 | 0.8136 | 0.80393 | 0.79394 | 0.78405 | 0.77428 | 0.76462 | 0.75507 | 0.74562 | 0.73628
UT | Industrial | Industrial Machinery | Existing | Cooling | Water-Cooled Chiller | 0.97737 | 0.96052 | 0.94396 | 0.92769 | 0.91169 | 0.90123 | 0.89085 | 0.88057 | 0.87038 | 0.86027 | 0.85026 | 0.84033 | 0.83049 | 0.82075 | 0.81109 | 0.80109 | 0.7912 | 0.78141 | 0.77173 | 0.76214 | 0.75266 | 0.74327
UT | Industrial | Industrial Machinery | Existing | Cooling | RTU | 4.2395 | 4.1664 | 4.0768 | 3.9872 | 3.8978 | 3.8312 | 3.7643 | 3.6971 | 3.6298 | 3.5627 | 3.4957 | 3.429 | 3.3628 | 3.2988 | 3.2385 | 3.1797 | 3.1239 | 3.0707 | 3.0199 | 2.9711 | 2.9243 | 2.8792
UT | Industrial | Industrial Machinery | Existing | Cooling | Air-Source Heat Pump | 0.71655 | 0.70191 | 0.68542 | 0.66903 | 0.6528 | 0.64054 | 0.62835 | 0.6163 | 0.60442 | 0.59273 | 0.58128 | 0.57008 | 0.55929 | 0.54904 | 0.53926 | 0.52963 | 0.52042 | 0.51158 | 0.50308 | 0.49489 | 0.487 | 0.47937
UT | Industrial | Industrial Machinery | Existing | Cooling | Geothermal Heat Pump | 0 | 0 | 0 | 0 | 0 | 0 | 0 | 0 | 0 | 0 | 0 | 0 | 0 | 0 | 0 | 0 | 0 | 0 | 0 | 0 | 0 | 0
UT | Industrial | Industrial Machinery | Existing | Space Heating | Electric Furnace | 3.7335 | 3.6691 | 3.6059 | 3.5597 | 3.4826 | 3.4065 | 3.332 | 3.2739 | 3.1876 | 3.1176 | 3.0491 | 2.9959 | 2.9165 | 2.8522 | 2.7893 | 2.7398 | 2.6664 | 2.6069 | 2.5486 | 2.5029 | 2.4358 | 2.3812
UT | Industrial | Industrial Machinery | Existing | Space Heating | Electric Room Heat | 0.55422 | 0.54466 | 0.53527 | 0.52842 | 0.51697 | 0.50567 | 0.49461 | 0.48599 | 0.47318 | 0.46279 | 0.45263 | 0.44472 | 0.43293 | 0.42339 | 0.41406 | 0.40671 | 0.39581 | 0.38698 | 0.37833 | 0.37154 | 0.36158 | 0.35347
UT | Industrial | Industrial Machinery | Existing | Space Heating | Air-Source Heat Pump | 0.93325 | 0.91716 | 0.90045 | 0.88797 | 0.86773 | 0.84771 | 0.82809 | 0.81254 | 0.79 | 0.77152 | 0.75343 | 0.7391 | 0.71843 | 0.70164 | 0.6853 | 0.67238 | 0.65368 | 0.63849 | 0.62369 | 0.61202 | 0.59519 | 0.58146
UT | Industrial | Industrial Machinery | Existing | Space Heating | Geothermal Heat Pump | 0 | 0 | 0 | 0 | 0 | 0 | 0 | 0 | 0 | 0 | 0 | 0 | 0 | 0 | 0 | 0 | 0 | 0 | 0 | 0 | 0 | 0
UT | Industrial | Industrial Machinery | Existing | Ventilation | Ventilation | 16.4676 | 16.0082 | 15.5475 | 15.0894 | 14.6385 | 14.1659 | 13.7034 | 13.2529 | 12.8161 | 12.3957 | 11.9916 | 11.6047 | 11.2355 | 10.8847 | 10.5525 | 10.2391 | 9.9447 | 9.6664 | 9.4027 | 9.1518 | 8.9127 | 8.6865
UT | Industrial | Industrial Machinery | Existing | Interior Lighting | General Service Lighting | 1.2606 | 1.2034 | 1.1333 | 1.0545 | 0.95273 | 0.84675 | 0.76456 | 0.69947 | 0.64677 | 0.60168 | 0.56491 | 0.5342 | 0.50935 | 0.48799 | 0.4676 | 0.44931 | 0.43273 | 0.41758 | 0.40387 | 0.38919 | 0.3749 | 0.36111
UT | Industrial | Industrial Machinery | Existing | Interior Lighting | High-Bay Lighting | 7.6532 | 7.5212 | 7.3916 | 7.2641 | 7.1389 | 7.0158 | 6.8948 | 6.776 | 6.6591 | 6.5443 | 6.4315 | 6.3206 | 6.2116 | 6.1007 | 5.9869 | 5.8722 | 5.7573 | 5.6472 | 5.5414 | 5.4392 | 5.3402 | 5.244
UT | Industrial | Industrial Machinery | Existing | Interior Lighting | Linear Lighting | 4.1337 | 4.0624 | 3.9924 | 3.9235 | 3.8532 | 3.7839 | 3.7157 | 3.6485 | 3.5825 | 3.5155 | 3.4496 | 3.3849 | 3.3213 | 3.2588 | 3.196 | 3.1344 | 3.0739 | 3.0145 | 2.9563 | 2.8992 | 2.8438 | 2.79
UT | Industrial | Industrial Machinery | Existing | Exterior Lighting | General Service Lighting | 1.1215 | 1.0508 | 0.94844 | 0.82724 | 0.72607 | 0.65661 | 0.60568 | 0.56551 | 0.53158 | 0.50276 | 0.4788 | 0.45771 | 0.44114 | 0.42632 | 0.41119 | 0.3972 | 0.38412 | 0.37182 | 0.36036 | 0.34657 | 0.33184 | 0.31702
UT | Industrial | Industrial Machinery | Existing | Exterior Lighting | Area Lighting | 2.6227 | 2.5775 | 2.5331 | 2.4894 | 2.4465 | 2.4043 | 2.3629 | 2.3221 | 2.2821 | 2.2427 | 2.2041 | 2.1643 | 2.122 | 2.078 | 2.0302 | 1.9814 | 1.9322 | 1.887 | 1.8451 | 1.8059 | 1.769 | 1.734
UT | Industrial | Industrial Machinery | Existing | Exterior Lighting | Linear Lighting | 2.7524 | 2.705 | 2.6583 | 2.6125 | 2.5657 | 2.5195 | 2.4741 | 2.4294 | 2.3854 | 2.3408 | 2.2969 | 2.2538 | 2.2115 | 2.1699 | 2.1281 | 2.087 | 2.0468 | 2.0072 | 1.9685 | 1.9304 | 1.8936 | 1.8577
UT | Industrial | Industrial Machinery | Existing | Motors | Pumps | 12.6265 | 12.4088 | 12.1948 | 11.9846 | 11.7779 | 11.5749 | 11.3753 | 11.1792 | 10.9864 | 10.797 | 10.6109 | 10.4279 | 10.2481 | 10.0714 | 9.8978 | 9.7271 | 9.5594 | 9.3946 | 9.2326 | 9.0734 | 8.917 | 8.7633
UT | Industrial | Industrial Machinery | Existing | Motors | Fans & Blowers | 8.8385 | 8.6861 | 8.5364 | 8.3892 | 8.2446 | 8.1024 | 7.9627 | 7.8254 | 7.6905 | 7.5579 | 7.4276 | 7.2995 | 7.1737 | 7.05 | 6.9284 | 6.809 | 6.6916 | 6.5762 | 6.4628 | 6.3514 | 6.2419 | 6.1343
UT | Industrial | Industrial Machinery | Existing | Motors | Compressed Air | 8.8385 | 8.6861 | 8.5364 | 8.3892 | 8.2446 | 8.1024 | 7.9627 | 7.8254 | 7.6905 | 7.5579 | 7.4276 | 7.2995 | 7.1737 | 7.05 | 6.9284 | 6.809 | 6.6916 | 6.5762 | 6.4628 | 6.3514 | 6.2419 | 6.1343
UT | Industrial | Industrial Machinery | Existing | Motors | Material Handling | 25.2529 | 24.8175 | 24.3896 | 23.9691 | 23.5559 | 23.1497 | 22.7506 | 22.3584 | 21.9729 | 21.594 | 21.2217 | 20.8558 | 20.4962 | 20.1429 | 19.7956 | 19.4543 | 19.1188 | 18.7892 | 18.4653 | 18.1469 | 17.834 | 17.5265
UT | Industrial | Industrial Machinery | Existing | Motors | Other Motors | 3.7879 | 3.7226 | 3.6584 | 3.5954 | 3.5334 | 3.4725 | 3.4126 | 3.3538 | 3.2959 | 3.2391 | 3.1833 | 3.1284 | 3.0744 | 3.0214 | 2.9693 | 2.9181 | 2.8678 | 2.8184 | 2.7698 | 2.722 | 2.6751 | 2.629
UT | Industrial | Industrial Machinery | Existing | Process | Process Heating | 13.6893 | 13.4533 | 13.2214 | 12.9934 | 12.7694 | 12.5492 | 12.3329 | 12.1202 | 11.9112 | 11.7059 | 11.5041 | 11.3057 | 11.1108 | 10.9192 | 10.731 | 10.5459 | 10.3641 | 10.1854 | 10.0098 | 9.8372 | 9.6676 | 9.5009
UT | Industrial | Industrial Machinery | Existing | Process | Process Cooling | 2.8168 | 2.7682 | 2.7205 | 2.6736 | 2.6275 | 2.5822 | 2.5377 | 2.4939 | 2.4509 | 2.4087 | 2.3672 | 2.3263 | 2.2862 | 2.2468 | 2.2081 | 2.17 | 2.1326 | 2.0958 | 2.0597 | 2.0242 | 1.9893 | 1.955
UT | Industrial | Industrial Machinery | Existing | Process | Process Refrigeration | 2.8168 | 2.7682 | 2.7205 | 2.6736 | 2.6275 | 2.5822 | 2.5377 | 2.4939 | 2.4509 | 2.4087 | 2.3672 | 2.3263 | 2.2862 | 2.2468 | 2.2081 | 2.17 | 2.1326 | 2.0958 | 2.0597 | 2.0242 | 1.9893 | 1.955
UT | Industrial | Industrial Machinery | Existing | Process | Process Electrochemical | 1.4114 | 1.3871 | 1.3631 | 1.3396 | 1.3165 | 1.2938 | 1.2715 | 1.2496 | 1.2281 | 1.2069 | 1.1861 | 1.1656 | 1.1455 | 1.1258 | 1.1064 | 1.0873 | 1.0686 | 1.0501 | 1.032 | 1.0142 | 0.99675 | 0.97956
UT | Industrial | Industrial Machinery | Existing | Process | Process Other | 3.2295 | 3.1738 | 3.1191 | 3.0653 | 3.0124 | 2.9605 | 2.9095 | 2.8593 | 2.81 | 2.7615 | 2.7139 | 2.6671 | 2.6212 | 2.576 | 2.5315 | 2.4879 | 2.445 | 2.4029 | 2.3614 | 2.3207 | 2.2807 | 2.2414
UT | Industrial | Industrial Machinery | Existing | Miscellaneous | Miscellaneous | 10.6393 | 10.4559 | 10.2756 | 10.0984 | 9.9243 | 9.7532 | 9.585 | 9.4198 | 9.2574 | 9.0978 | 8.9409 | 8.7867 | 8.6353 | 8.4864 | 8.3401 | 8.1963 | 8.0549 | 7.9161 | 7.7796 | 7.6454 | 7.5136 | 7.3841
UT | Industrial | Industrial Machinery | New | Cooling | Air-Cooled Chiller | 0 | 0.028107 | 0.071335 | 0.10082 | 0.12357 | 0.14831 | 0.18137 | 0.21504 | 0.24037 | 0.2734 | 0.30316 | 0.33223 | 0.35763 | 0.38601 | 0.41529 | 0.44765 | 0.47364 | 0.50266 | 0.53186 | 0.56438 | 0.59092 | 0.62255
UT | Industrial | Industrial Machinery | New | Cooling | Water-Cooled Chiller | 0 | 0.028392 | 0.072057 | 0.10184 | 0.12482 | 0.14981 | 0.1832 | 0.21722 | 0.2428 | 0.27616 | 0.30623 | 0.33559 | 0.36125 | 0.38991 | 0.41949 | 0.45218 | 0.47844 | 0.50774 | 0.53725 | 0.57009 | 0.5969 | 0.62885
UT | Industrial | Industrial Machinery | New | Cooling | RTU | 0 | 0.12315 | 0.28824 | 0.40084 | 0.48771 | 0.58229 | 0.70865 | 0.83735 | 0.93417 | 1.0604 | 1.1741 | 1.2852 | 1.3823 | 1.489 | 1.5992 | 1.7214 | 1.8194 | 1.9291 | 2.0396 | 2.1629 | 2.2635 | 2.3835
UT | Industrial | Industrial Machinery | New | Cooling | Air-Source Heat Pump | 0 | 0.019514 | 0.046759 | 0.065341 | 0.079678 | 0.095282 | 0.11613 | 0.13736 | 0.15334 | 0.17416 | 0.19293 | 0.21126 | 0.22711 | 0.24485 | 0.26317 | 0.28344 | 0.29971 | 0.3179 | 0.33621 | 0.35662 | 0.37326 | 0.39313
UT | Industrial | Industrial Machinery | New | Cooling | Geothermal Heat Pump | 0 | 0 | 0 | 0 | 0 | 0 | 0 | 0 | 0 | 0 | 0 | 0 | 0 | 0 | 0 | 0 | 0 | 0 | 0 | 0 | 0 | 0
UT | Industrial | Industrial Machinery | New | Space Heating | Electric Furnace | 0 | 0.10845 | 0.27525 | 0.39078 | 0.47679 | 0.56625 | 0.68522 | 0.8076 | 0.88922 | 1.0008 | 1.0982 | 1.1964 | 1.2686 | 1.355 | 1.4426 | 1.5465 | 1.6124 | 1.6939 | 1.7743 | 1.8722 | 1.9317 | 2.0146
UT | Industrial | Industrial Machinery | New | Space Heating | Electric Room Heat | 0 | 0.016099 | 0.04086 | 0.058008 | 0.070776 | 0.084056 | 0.10172 | 0.11988 | 0.132 | 0.14857 | 0.16302 | 0.1776 | 0.18832 | 0.20114 | 0.21415 | 0.22957 | 0.23935 | 0.25145 | 0.26338 | 0.27792 | 0.28675 | 0.29906
UT | Industrial | Industrial Machinery | New | Space Heating | Air-Source Heat Pump | 0 | 0.02711 | 0.067578 | 0.095609 | 0.11647 | 0.13817 | 0.16703 | 0.19672 | 0.21652 | 0.24359 | 0.26721 | 0.29104 | 0.30848 | 0.32937 | 0.35057 | 0.37572 | 0.39165 | 0.41138 | 0.43084 | 0.45457 | 0.46897 | 0.48905
UT | Industrial | Industrial Machinery | New | Space Heating | Geothermal Heat Pump | 0 | 0 | 0 | 0 | 0 | 0 | 0 | 0 | 0 | 0 | 0 | 0 | 0 | 0 | 0 | 0 | 0 | 0 | 0 | 0 | 0 | 0
UT | Industrial | Industrial Machinery | New | Ventilation | Ventilation | 0 | 0.36099 | 0.91619 | 1.2949 | 1.5884 | 1.8708 | 2.2471 | 2.6263 | 2.9046 | 3.2695 | 3.5928 | 3.9046 | 4.1713 | 4.4686 | 4.7727 | 5.1104 | 5.3742 | 5.6662 | 5.9538 | 6.2722 | 6.5209 | 6.8231
UT | Industrial | Industrial Machinery | New | Interior Lighting | General Service Lighting | 0 | 0.021244 | 0.053917 | 0.076201 | 0.090094 | 0.10468 | 0.12336 | 0.14128 | 0.15376 | 0.16865 | 0.18153 | 0.19402 | 0.20477 | 0.21697 | 0.22797 | 0.2403 | 0.24931 | 0.25959 | 0.26996 | 0.28061 | 0.28784 | 0.29822
UT | Industrial | Industrial Machinery | New | Interior Lighting | High-Bay Lighting | 0 | 0.22116 | 0.5613 | 0.79329 | 0.97074 | 1.157 | 1.4052 | 1.6553 | 1.8389 | 2.0775 | 2.289 | 2.4929 | 2.667 | 2.8607 | 3.0576 | 3.2764 | 3.447 | 3.6374 | 3.8273 | 4.0389 | 4.206 | 4.4075
UT | Industrial | Industrial Machinery | New | Interior Lighting | Linear Lighting | 0 | 0.12008 | 0.30476 | 0.43072 | 0.52595 | 0.62591 | 0.75913 | 0.89335 | 0.99188 | 1.1189 | 1.2315 | 1.34 | 1.4329 | 1.5364 | 1.6413 | 1.7577 | 1.8487 | 1.9503 | 2.0516 | 2.1644 | 2.2526 | 2.3577
UT | Industrial | Industrial Machinery | New | Exterior Lighting | General Service Lighting | 0 | 0.0189 | 0.047968 | 0.067793 | 0.080153 | 0.093127 | 0.10975 | 0.12569 | 0.1368 | 0.15004 | 0.1615 | 0.17261 | 0.18217 | 0.19303 | 0.20282 | 0.21378 | 0.2218 | 0.23095 | 0.24017 | 0.24964 | 0.25608 | 0.26532
UT | Industrial | Industrial Machinery | New | Exterior Lighting | Area Lighting | 0 | 0.076188 | 0.19336 | 0.27328 | 0.33319 | 0.39607 | 0.47988 | 0.56432 | 0.6263 | 0.70583 | 0.7763 | 0.84424 | 0.90205 | 0.96607 | 1.0301 | 1.1012 | 1.1565 | 1.2182 | 1.2796 | 1.3482 | 1.4022 | 1.4675
UT | Industrial | Industrial Machinery | New | Exterior Lighting | Linear Lighting | 0 | 0.079956 | 0.20292 | 0.28679 | 0.3502 | 0.41676 | 0.50547 | 0.59484 | 0.66045 | 0.74503 | 0.81999 | 0.89226 | 0.95408 | 1.023 | 1.0928 | 1.1704 | 1.231 | 1.2986 | 1.366 | 1.4412 | 1.4999 | 1.5699
UT | Industrial | Industrial Machinery | New | Motors | Pumps | 0 | 0.36679 | 0.93089 | 1.3156 | 1.6125 | 1.9241 | 2.3393 | 2.7577 | 3.0648 | 3.4661 | 3.8216 | 4.1644 | 4.4577 | 4.7846 | 5.1191 | 5.4905 | 5.7806 | 6.1044 | 6.4274 | 6.7871 | 7.0717 | 7.4142
UT | Industrial | Industrial Machinery | New | Motors | Fans & Blowers | 0 | 0.25675 | 0.65162 | 0.92094 | 1.1287 | 1.3468 | 1.6375 | 1.9304 | 2.1454 | 2.4262 | 2.6751 | 2.9151 | 3.1204 | 3.3492 | 3.5833 | 3.8433 | 4.0464 | 4.2731 | 4.4992 | 4.751 | 4.9502 | 5.1899
UT | Industrial | Industrial Machinery | New | Motors | Compressed Air | 0 | 0.25675 | 0.65162 | 0.92094 | 1.1287 | 1.3468 | 1.6375 | 1.9304 | 2.1454 | 2.4262 | 2.6751 | 2.9151 | 3.1204 | 3.3492 | 3.5833 | 3.8433 | 4.0464 | 4.2731 | 4.4992 | 4.751 | 4.9502 | 5.1899
UT | Industrial | Industrial Machinery | New | Motors | Material Handling | 0 | 0.73358 | 1.8618 | 2.6313 | 3.2249 | 3.8481 | 4.6786 | 5.5154 | 6.1296 | 6.9321 | 7.6432 | 8.3289 | 8.9154 | 9.5692 | 10.2381 | 10.981 | 11.5611 | 12.2088 | 12.8548 | 13.5742 | 14.1434 | 14.8284
UT | Industrial | Industrial Machinery | New | Motors | Other Motors | 0 | 0.11004 | 0.27927 | 0.39469 | 0.48374 | 0.57722 | 0.7018 | 0.82731 | 0.91945 | 1.0398 | 1.1465 | 1.2493 | 1.3373 | 1.4354 | 1.5357 | 1.6471 | 1.7342 | 1.8313 | 1.9282 | 2.0361 | 2.1215 | 2.2243
UT | Industrial | Industrial Machinery | New | Process | Process Heating | 0 | 0.39766 | 1.0093 | 1.4264 | 1.7482 | 2.086 | 2.5362 | 2.9898 | 3.3228 | 3.7578 | 4.1433 | 4.515 | 4.8329 | 5.1874 | 5.55 | 5.9527 | 6.2672 | 6.6182 | 6.9685 | 7.3584 | 7.667 | 8.0383
UT | Industrial | Industrial Machinery | New | Process | Process Cooling | 0 | 0.081826 | 0.20767 | 0.2935 | 0.35972 | 0.42923 | 0.52187 | 0.61521 | 0.68372 | 0.77324 | 0.85255 | 0.92903 | 0.99446 | 1.0674 | 1.142 | 1.2249 | 1.2896 | 1.3618 | 1.4339 | 1.5141 | 1.5776 | 1.654
UT | Industrial | Industrial Machinery | New | Process | Process Refrigeration | 0 | 0.081826 | 0.20767 | 0.2935 | 0.35972 | 0.42923 | 0.52187 | 0.61521 | 0.68372 | 0.77324 | 0.85255 | 0.92903 | 0.99446 | 1.0674 | 1.142 | 1.2249 | 1.2896 | 1.3618 | 1.4339 | 1.5141 | 1.5776 | 1.654
UT | Industrial | Industrial Machinery | New | Process | Process Electrochemical | 0 | 0.041 | 0.10406 | 0.14706 | 0.18024 | 0.21507 | 0.26149 | 0.30826 | 0.34259 | 0.38744 | 0.42718 | 0.4655 | 0.49828 | 0.53483 | 0.57221 | 0.61373 | 0.64615 | 0.68235 | 0.71846 | 0.75866 | 0.79048 | 0.82877
UT | Industrial | Industrial Machinery | New | Process | Process Other | 0 | 0.093813 | 0.23809 | 0.3365 | 0.41242 | 0.49211 | 0.59833 | 0.70533 | 0.78389 | 0.88651 | 0.97745 | 1.0651 | 1.1401 | 1.2238 | 1.3093 | 1.4043 | 1.4785 | 1.5613 | 1.6439 | 1.7359 | 1.8087 | 1.8963
UT | Industrial | Industrial Machinery | New | Miscellaneous | Miscellaneous | 0 | 0.30906 | 0.78438 | 1.1086 | 1.3587 | 1.6212 | 1.9712 | 2.3237 | 2.5825 | 2.9206 | 3.2202 | 3.509 | 3.7561 | 4.0316 | 4.3134 | 4.6264 | 4.8708 | 5.1437 | 5.4158 | 5.7189 | 5.9587 | 6.2473
UT | Industrial | Lumber Wood Products | Existing | Cooling | Air-Cooled Chiller | 0.00048029 | 0.00047195 | 0.00046375 | 0.00045569 | 0.00044776 | 0.00044255 | 0.00043739 | 0.00043227 | 0.0004272 | 0.00042218 | 0.0004172 | 0.00041227 | 0.00040739 | 0.00040256 | 0.00039778 | 0.00039283 | 0.00038794 | 0.00038311 | 0.00037833 | 0.0003736 | 0.00036893 | 0.0003643
UT | Industrial | Lumber Wood Products | Existing | Cooling | Water-Cooled Chiller | 0 | 0 | 0 | 0 | 0 | 0 | 0 | 0 | 0 | 0 | 0 | 0 | 0 | 0 | 0 | 0 | 0 | 0 | 0 | 0 | 0 | 0
UT | Industrial | Lumber Wood Products | Existing | Cooling | RTU | 0.45681 | 0.44893 | 0.43928 | 0.42963 | 0.41999 | 0.41282 | 0.4056 | 0.39836 | 0.39112 | 0.38388 | 0.37667 | 0.36948 | 0.36234 | 0.35545 | 0.34895 | 0.34262 | 0.3366 | 0.33087 | 0.32539 | 0.32014 | 0.3151 | 0.31024
UT | Industrial | Lumber Wood Products | Existing | Cooling | Air-Source Heat Pump | 0.052956 | 0.051874 | 0.050655 | 0.049444 | 0.048245 | 0.047339 | 0.046438 | 0.045547 | 0.044669 | 0.043806 | 0.042959 | 0.042131 | 0.041334 | 0.040576 | 0.039854 | 0.039142 | 0.038461 | 0.037808 | 0.03718 | 0.036575 | 0.035991 | 0.035427
UT | Industrial | Lumber Wood Products | Existing | Cooling | Geothermal Heat Pump | 0 | 0 | 0 | 0 | 0 | 0 | 0 | 0 | 0 | 0 | 0 | 0 | 0 | 0 | 0 | 0 | 0 | 0 | 0 | 0 | 0 | 0
UT | Industrial | Lumber Wood Products | Existing | Space Heating | Electric Furnace | 0.27592 | 0.27116 | 0.26649 | 0.26308 | 0.25738 | 0.25175 | 0.24625 | 0.24195 | 0.23558 | 0.23041 | 0.22535 | 0.22141 | 0.21554 | 0.21079 | 0.20614 | 0.20248 | 0.19706 | 0.19266 | 0.18835 | 0.18498 | 0.18002 | 0.17598
UT | Industrial | Lumber Wood Products | Existing | Space Heating | Electric Room Heat | 0.040959 | 0.040253 | 0.039559 | 0.039053 | 0.038207 | 0.037372 | 0.036554 | 0.035917 | 0.03497 | 0.034203 | 0.033451 | 0.032867 | 0.031996 | 0.031291 | 0.030601 | 0.030058 | 0.029252 | 0.028599 | 0.02796 | 0.027459 | 0.026722 | 0.026123
UT | Industrial | Lumber Wood Products | Existing | Space Heating | Air-Source Heat Pump | 0.068971 | 0.067782 | 0.066548 | 0.065625 | 0.064129 | 0.06265 | 0.0612 | 0.06005 | 0.058384 | 0.057019 | 0.055682 | 0.054623 | 0.053095 | 0.051854 | 0.050647 | 0.049692 | 0.04831 | 0.047187 | 0.046093 | 0.045231 | 0.043987 | 0.042973
UT | Industrial | Lumber Wood Products | Existing | Space Heating | Geothermal Heat Pump | 0 | 0 | 0 | 0 | 0 | 0 | 0 | 0 | 0 | 0 | 0 | 0 | 0 | 0 | 0 | 0 | 0 | 0 | 0 | 0 | 0 | 0
UT | Industrial | Lumber Wood Products | Existing | Ventilation | Ventilation | 1.217 | 1.1831 | 1.149 | 1.1152 | 1.0818 | 1.0469 | 1.0127 | 0.97945 | 0.94717 | 0.9161 | 0.88624 | 0.85764 | 0.83036 | 0.80443 | 0.77988 | 0.75672 | 0.73495 | 0.71439 | 0.6949 | 0.67636 | 0.65869 | 0.64197
UT | Industrial | Lumber Wood Products | Existing | Interior Lighting | General Service Lighting | 0.10923 | 0.10427 | 0.098193 | 0.091368 | 0.082547 | 0.073365 | 0.066244 | 0.060604 | 0.056038 | 0.052131 | 0.048946 | 0.046284 | 0.044132 | 0.042281 | 0.040514 | 0.038929 | 0.037493 | 0.03618 | 0.034992 | 0.033721 | 0.032482 | 0.031288
UT | Industrial | Lumber Wood Products | Existing | Interior Lighting | High-Bay Lighting | 0.66309 | 0.65166 | 0.64042 | 0.62938 | 0.61853 | 0.60787 | 0.59739 | 0.58709 | 0.57696 | 0.56702 | 0.55724 | 0.54763 | 0.53819 | 0.52858 | 0.51872 | 0.50878 | 0.49882 | 0.48929 | 0.48012 | 0.47127 | 0.46269 | 0.45436
UT | Industrial | Lumber Wood Products | Existing | Interior Lighting | Linear Lighting | 0.35815 | 0.35198 | 0.34591 | 0.33995 | 0.33385 | 0.32785 | 0.32194 | 0.31612 | 0.31039 | 0.30459 | 0.29888 | 0.29327 | 0.28776 | 0.28235 | 0.27691 | 0.27157 | 0.26633 | 0.26119 | 0.25614 | 0.25119 | 0.2464 | 0.24173
UT | Industrial | Lumber Wood Products | Existing | Exterior Lighting | General Service Lighting | 0.097173 | 0.091042 | 0.082175 | 0.071674 | 0.062909 | 0.056891 | 0.052478 | 0.048997 | 0.046057 | 0.043561 | 0.041485 | 0.039657 | 0.038221 | 0.036937 | 0.035627 | 0.034414 | 0.033281 | 0.032215 | 0.031222 | 0.030027 | 0.028752 | 0.027467
UT | Industrial | Lumber Wood Products | Existing | Exterior Lighting | Area Lighting | 0.22724 | 0.22332 | 0.21947 | 0.21569 | 0.21197 | 0.20832 | 0.20472 | 0.20119 | 0.19773 | 0.19432 | 0.19097 | 0.18752 | 0.18385 | 0.18004 | 0.1759 | 0.17168 | 0.16741 | 0.16349 | 0.15986 | 0.15647 | 0.15327 | 0.15024
UT | Industrial | Lumber Wood Products | Existing | Exterior Lighting | Linear Lighting | 0.23848 | 0.23437 | 0.23033 | 0.22635 | 0.2223 | 0.2183 | 0.21436 | 0.21049 | 0.20668 | 0.20281 | 0.19901 | 0.19528 | 0.19161 | 0.188 | 0.18438 | 0.18083 | 0.17734 | 0.17391 | 0.17055 | 0.16726 | 0.16406 | 0.16096
UT | Industrial | Lumber Wood Products | Existing | Motors | Pumps | 2.062 | 2.0265 | 1.9915 | 1.9572 | 1.9235 | 1.8903 | 1.8577 | 1.8257 | 1.7942 | 1.7633 | 1.7329 | 1.703 | 1.6736 | 1.6448 | 1.6164 | 1.5885 | 1.5611 | 1.5342 | 1.5078 | 1.4818 | 1.4562 | 1.4311
UT | Industrial | Lumber Wood Products | Existing | Motors | Fans & Blowers | 2.0085 | 1.9739 | 1.9398 | 1.9064 | 1.8735 | 1.8412 | 1.8095 | 1.7783 | 1.7476 | 1.7175 | 1.6879 | 1.6588 | 1.6302 | 1.6021 | 1.5745 | 1.5473 | 1.5206 | 1.4944 | 1.4686 | 1.4433 | 1.4184 | 1.394
UT | Industrial | Lumber Wood Products | Existing | Motors | Compressed Air | 1.3427 | 1.3196 | 1.2968 | 1.2745 | 1.2525 | 1.2309 | 1.2097 | 1.1888 | 1.1683 | 1.1482 | 1.1284 | 1.1089 | 1.0898 | 1.071 | 1.0526 | 1.0344 | 1.0166 | 0.99905 | 0.98183 | 0.9649 | 0.94826 | 0.93191
UT | Industrial | Lumber Wood Products | Existing | Motors | Material Handling | 15.9399 | 15.6651 | 15.395 | 15.1296 | 14.8687 | 14.6124 | 14.3604 | 14.1129 | 13.8695 | 13.6304 | 13.3954 | 13.1644 | 12.9375 | 12.7144 | 12.4952 | 12.2798 | 12.068 | 11.86 | 11.6555 | 11.4545 | 11.257 | 11.0629
UT | Industrial | Lumber Wood Products | Existing | Motors | Other Motors | 0.091297 | 0.089723 | 0.088176 | 0.086656 | 0.085162 | 0.083694 | 0.082251 | 0.080832 | 0.079439 | 0.078069 | 0.076723 | 0.0754 | 0.0741 | 0.072823 | 0.071567 | 0.070333 | 0.069121 | 0.067929 | 0.066758 | 0.065607 | 0.064476 | 0.063364
UT | Industrial | Lumber Wood Products | Existing | Process | Process Heating | 1.8103 | 1.7791 | 1.7484 | 1.7183 | 1.6887 | 1.6596 | 1.6309 | 1.6028 | 1.5752 | 1.548 | 1.5213 | 1.4951 | 1.4693 | 1.444 | 1.4191 | 1.3946 | 1.3706 | 1.347 | 1.3237 | 1.3009 | 1.2785 | 1.2564
UT | Industrial | Lumber Wood Products | Existing | Process | Process Cooling | 0.10752 | 0.10566 | 0.10384 | 0.10205 | 0.10029 | 0.098564 | 0.096864 | 0.095194 | 0.093553 | 0.09194 | 0.090355 | 0.088797 | 0.087266 | 0.085761 | 0.084283 | 0.08283 | 0.081401 | 0.079998 | 0.078619 | 0.077263 | 0.075931 | 0.074622
UT | Industrial | Lumber Wood Products | Existing | Process | Process Refrigeration | 0.091319 | 0.089744 | 0.088197 | 0.086676 | 0.085182 | 0.083713 | 0.08227 | 0.080851 | 0.079457 | 0.078087 | 0.076741 | 0.075418 | 0.074118 | 0.07284 | 0.071584 | 0.07035 | 0.069137 | 0.067945 | 0.066773 | 0.065622 | 0.064491 | 0.063379
UT | Industrial | Lumber Wood Products | Existing | Process | Process Electrochemical | 0.081874 | 0.080462 | 0.079075 | 0.077712 | 0.076372 | 0.075055 | 0.073761 | 0.072489 | 0.07124 | 0.070011 | 0.068804 | 0.067618 | 0.066452 | 0.065306 | 0.06418 | 0.063074 | 0.061986 | 0.060918 | 0.059867 | 0.058835 | 0.057821 | 0.056824
UT | Industrial | Lumber Wood Products | Existing | Process | Process Other | 0.3015 | 0.29631 | 0.2912 | 0.28618 | 0.28124 | 0.27639 | 0.27163 | 0.26695 | 0.26234 | 0.25782 | 0.25337 | 0.24901 | 0.24471 | 0.24049 | 0.23635 | 0.23227 | 0.22827 | 0.22433 | 0.22046 | 0.21666 | 0.21293 | 0.20926
UT | Industrial | Lumber Wood Products | Existing | Miscellaneous | Miscellaneous | 1.4062 | 1.3819 | 1.3581 | 1.3347 | 1.3117 | 1.289 | 1.2668 | 1.245 | 1.2235 | 1.2024 | 1.1817 | 1.1613 | 1.1413 | 1.1216 | 1.1023 | 1.0833 | 1.0646 | 1.0462 | 1.0282 | 1.0105 | 0.99305 | 0.97593
UT | Industrial | Lumber Wood Products | New | Cooling | Air-Cooled Chiller | 0 | 1.3907e-05 | 3.5296e-05 | 4.9884e-05 | 6.1139e-05 | 7.3381e-05 | 8.9739e-05 | 0.0001064 | 0.00011893 | 0.00013527 | 0.00015 | 0.00016438 | 0.00017695 | 0.00019099 | 0.00020548 | 0.00022149 | 0.00023435 | 0.00024871 | 0.00026316 | 0.00027925 | 0.00029238 | 0.00030803
UT | Industrial | Lumber Wood Products | New | Cooling | Water-Cooled Chiller | 0 | 0 | 0 | 0 | 0 | 0 | 0 | 0 | 0 | 0 | 0 | 0 | 0 | 0 | 0 | 0 | 0 | 0 | 0 | 0 | 0 | 0
UT | Industrial | Lumber Wood Products | New | Cooling | RTU | 0 | 0.01327 | 0.031058 | 0.043191 | 0.052551 | 0.062743 | 0.076357 | 0.090225 | 0.10066 | 0.11426 | 0.12652 | 0.13849 | 0.14895 | 0.16044 | 0.17232 | 0.18548 | 0.19604 | 0.20786 | 0.21977 | 0.23306 | 0.24389 | 0.25683
UT | Industrial | Lumber Wood Products | New | Cooling | Air-Source Heat Pump | 0 | 0.0014422 | 0.0034557 | 0.004829 | 0.0058886 | 0.0070418 | 0.0085825 | 0.010152 | 0.011332 | 0.012872 | 0.014259 | 0.015613 | 0.016784 | 0.018096 | 0.019449 | 0.020948 | 0.02215 | 0.023494 | 0.024847 | 0.026356 | 0.027586 | 0.029054
UT | Industrial | Lumber Wood Products | New | Cooling | Geothermal Heat Pump | 0 | 0 | 0 | 0 | 0 | 0 | 0 | 0 | 0 | 0 | 0 | 0 | 0 | 0 | 0 | 0 | 0 | 0 | 0 | 0 | 0 | 0
UT | Industrial | Lumber Wood Products | New | Space Heating | Electric Furnace | 0 | 0.0080153 | 0.020342 | 0.02888 | 0.035237 | 0.041848 | 0.050641 | 0.059685 | 0.065717 | 0.073965 | 0.081161 | 0.08842 | 0.093755 | 0.10014 | 0.10661 | 0.11429 | 0.11916 | 0.12519 | 0.13113 | 0.13837 | 0.14276 | 0.14889
UT | Industrial | Lumber Wood Products | New | Space Heating | Electric Room Heat | 0 | 0.0011898 | 0.0030197 | 0.0042871 | 0.0052307 | 0.0062122 | 0.0075173 | 0.0088599 | 0.0097553 | 0.01098 | 0.012048 | 0.013125 | 0.013917 | 0.014865 | 0.015826 | 0.016966 | 0.017689 | 0.018583 | 0.019465 | 0.02054 | 0.021192 | 0.022102
UT | Industrial | Lumber Wood Products | New | Space Heating | Air-Source Heat Pump | 0 | 0.0020036 | 0.0049943 | 0.0070659 | 0.0086079 | 0.010212 | 0.012345 | 0.014539 | 0.016002 | 0.018003 | 0.019748 | 0.021509 | 0.022798 | 0.024342 | 0.025908 | 0.027767 | 0.028945 | 0.030403 | 0.031841 | 0.033595 | 0.034659 | 0.036143
UT | Industrial | Lumber Wood Products | New | Space Heating | Geothermal Heat Pump | 0 | 0 | 0 | 0 | 0 | 0 | 0 | 0 | 0 | 0 | 0 | 0 | 0 | 0 | 0 | 0 | 0 | 0 | 0 | 0 | 0 | 0
UT | Industrial | Lumber Wood Products | New | Ventilation | Ventilation | 0 | 0.026679 | 0.06771 | 0.095695 | 0.11739 | 0.13826 | 0.16607 | 0.19409 | 0.21467 | 0.24163 | 0.26553 | 0.28857 | 0.30828 | 0.33025 | 0.35272 | 0.37768 | 0.39718 | 0.41876 | 0.44002 | 0.46354 | 0.48192 | 0.50426
UT | Industrial | Lumber Wood Products | New | Interior Lighting | General Service Lighting | 0 | 0.0018407 | 0.0046715 | 0.0066023 | 0.007806 | 0.0090695 | 0.010688 | 0.012241 | 0.013322 | 0.014612 | 0.015728 | 0.01681 | 0.017742 | 0.018799 | 0.019752 | 0.02082 | 0.021601 | 0.022492 | 0.02339 | 0.024312 | 0.024939 | 0.025839
UT | Industrial | Lumber Wood Products | New | Interior Lighting | High-Bay Lighting | 0 | 0.019162 | 0.048633 | 0.068733 | 0.084107 | 0.10024 | 0.12175 | 0.14342 | 0.15933 | 0.18 | 0.19832 | 0.21599 | 0.23107 | 0.24786 | 0.26492 | 0.28388 | 0.29865 | 0.31515 | 0.33161 | 0.34994 | 0.36442 | 0.38188
UT | Industrial | Lumber Wood Products | New | Interior Lighting | Linear Lighting | 0 | 0.010404 | 0.026405 | 0.037318 | 0.045569 | 0.05423 | 0.065773 | 0.077402 | 0.085939 | 0.096946 | 0.1067 | 0.1161 | 0.12415 | 0.13312 | 0.1422 | 0.1523 | 0.16018 | 0.16898 | 0.17775 | 0.18753 | 0.19517 | 0.20428
UT | Industrial | Lumber Wood Products | New | Exterior Lighting | General Service Lighting | 0 | 0.0016376 | 0.004156 | 0.0058738 | 0.0069447 | 0.0080688 | 0.0095089 | 0.01089 | 0.011852 | 0.013 | 0.013992 | 0.014955 | 0.015784 | 0.016724 | 0.017573 | 0.018523 | 0.019218 | 0.02001 | 0.020809 | 0.02163 | 0.022187 | 0.022988
UT | Industrial | Lumber Wood Products | New | Exterior Lighting | Area Lighting | 0 | 0.0066012 | 0.016753 | 0.023678 | 0.028868 | 0.034317 | 0.041578 | 0.048894 | 0.054264 | 0.061155 | 0.06726 | 0.073148 | 0.078156 | 0.083703 | 0.089248 | 0.095414 | 0.1002 | 0.10555 | 0.11087 | 0.11681 | 0.12149 | 0.12715
UT | Industrial | Lumber Wood Products | New | Exterior Lighting | Linear Lighting | 0 | 0.0069276 | 0.017582 | 0.024849 | 0.030342 | 0.036109 | 0.043795 | 0.051538 | 0.057223 | 0.064552 | 0.071046 | 0.077308 | 0.082664 | 0.088636 | 0.094686 | 0.10141 | 0.10665 | 0.11251 | 0.11836 | 0.12487 | 0.12996 | 0.13602
UT | Industrial | Lumber Wood Products | New | Motors | Pumps | 0 | 0.0599 | 0.15202 | 0.21486 | 0.26333 | 0.31422 | 0.38203 | 0.45036 | 0.50052 | 0.56604 | 0.62411 | 0.68009 | 0.72798 | 0.78138 | 0.83599 | 0.89665 | 0.94402 | 0.99691 | 1.0497 | 1.1084 | 1.1549 | 1.2108
UT | Industrial | Lumber Wood Products | New | Motors | Fans & Blowers | 0 | 0.058345 | 0.14808 | 0.20928 | 0.2565 | 0.30606 | 0.37212 | 0.43867 | 0.48752 | 0.55135 | 0.60791 | 0.66244 | 0.70909 | 0.7611 | 0.81429 | 0.87338 | 0.91952 | 0.97103 | 1.0224 | 1.0796 | 1.1249 | 1.1794
UT | Industrial | Lumber Wood Products | New | Motors | Compressed Air | 0 | 0.039005 | 0.098994 | 0.13991 | 0.17148 | 0.20461 | 0.24877 | 0.29326 | 0.32592 | 0.36859 | 0.4064 | 0.44286 | 0.47404 | 0.50881 | 0.54438 | 0.58387 | 0.61472 | 0.64916 | 0.68351 | 0.72176 | 0.75202 | 0.78845
UT | Industrial | Lumber Wood Products | New | Motors | Material Handling | 0 | 0.46304 | 1.1752 | 1.6609 | 2.0356 | 2.429 | 2.9532 | 3.4814 | 3.8691 | 4.3756 | 4.8245 | 5.2573 | 5.6275 | 6.0402 | 6.4624 | 6.9313 | 7.2975 | 7.7063 | 8.1141 | 8.5682 | 8.9274 | 9.3599
UT | Industrial | Lumber Wood Products | New | Motors | Other Motors | 0 | 0.0026521 | 0.0067309 | 0.0095128 | 0.011659 | 0.013912 | 0.016915 | 0.01994 | 0.022161 | 0.025062 | 0.027633 | 0.030111 | 0.032232 | 0.034596 | 0.037014 | 0.0397 | 0.041797 | 0.044139 | 0.046474 | 0.049075 | 0.051133 | 0.053609
UT | Industrial | Lumber Wood Products | New | Process | Process Heating | 0 | 0.052588 | 0.13347 | 0.18863 | 0.23119 | 0.27586 | 0.3354 | 0.39538 | 0.43942 | 0.49695 | 0.54793 | 0.59708 | 0.63912 | 0.686 | 0.73395 | 0.7872 | 0.82879 | 0.87522 | 0.92153 | 0.9731 | 1.0139 | 1.063
UT | Industrial | Lumber Wood Products | New | Process | Process Cooling | 0 | 0.0031233 | 0.0079268 | 0.011203 | 0.013731 | 0.016384 | 0.01992 | 0.023483 | 0.026098 | 0.029515 | 0.032542 | 0.035461 | 0.037959 | 0.040743 | 0.04359 | 0.046753 | 0.049223 | 0.051981 | 0.054731 | 0.057794 | 0.060218 | 0.063134
UT | Industrial | Lumber Wood Products | New | Process | Process Refrigeration | 0 | 0.0026527 | 0.0067325 | 0.0095151 | 0.011662 | 0.013915 | 0.016919 | 0.019944 | 0.022166 | 0.025068 | 0.027639 | 0.030119 | 0.032239 | 0.034604 | 0.037023 | 0.039709 | 0.041807 | 0.044149 | 0.046485 | 0.049086 | 0.051145 | 0.053622
UT | Industrial | Lumber Wood Products | New | Process | Process Electrochemical | 0 | 0.0023784 | 0.0060362 | 0.008531 | 0.010456 | 0.012476 | 0.015169 | 0.017882 | 0.019873 | 0.022475 | 0.024781 | 0.027004 | 0.028905 | 0.031025 | 0.033194 | 0.035602 | 0.037483 | 0.039583 | 0.041677 | 0.04401 | 0.045855 | 0.048076
UT | Industrial | Lumber Wood Products | New | Process | Process Other | 0 | 0.0087584 | 0.022229 | 0.031416 | 0.038504 | 0.045944 | 0.05586 | 0.06585 | 0.073184 | 0.082765 | 0.091255 | 0.099442 | 0.10644 | 0.11425 | 0.12224 | 0.13111 | 0.13803 | 0.14577 | 0.15348 | 0.16207 | 0.16886 | 0.17704
UT | Industrial | Lumber Wood Products | New | Miscellaneous | Miscellaneous | 0 | 0.040848 | 0.10367 | 0.14652 | 0.17957 | 0.21427 | 0.26052 | 0.30711 | 0.34132 | 0.386 | 0.4256 | 0.46378 | 0.49643 | 0.53284 | 0.57009 | 0.61145 | 0.64376 | 0.67982 | 0.71579 | 0.75585 | 0.78754 | 0.82569
UT | Industrial | Metal Mfg | Existing | Cooling | Air-Cooled Chiller | 1.3913 | 1.3671 | 1.3433 | 1.32 | 1.297 | 1.282 | 1.267 | 1.2522 | 1.2375 | 1.2229 | 1.2085 | 1.1942 | 1.1801 | 1.1661 | 1.1522 | 1.1379 | 1.1238 | 1.1098 | 1.0959 | 1.0822 | 1.0687 | 1.0553
UT | Industrial | Metal Mfg | Existing | Cooling | Water-Cooled Chiller | 1.4008 | 1.3767 | 1.3529 | 1.3296 | 1.3067 | 1.2917 | 1.2768 | 1.2621 | 1.2475 | 1.233 | 1.2186 | 1.2044 | 1.1903 | 1.1764 | 1.1625 | 1.1482 | 1.134 | 1.12 | 1.1061 | 1.0923 | 1.0788 | 1.0653
UT | Industrial | Metal Mfg | Existing | Cooling | RTU | 6.0763 | 5.9716 | 5.8432 | 5.7147 | 5.5866 | 5.4912 | 5.3952 | 5.2989 | 5.2025 | 5.1062 | 5.0103 | 4.9147 | 4.8197 | 4.7281 | 4.6416 | 4.5574 | 4.4774 | 4.4011 | 4.3283 | 4.2584 | 4.1913 | 4.1267
UT | Industrial | Metal Mfg | Existing | Cooling | Air-Source Heat Pump | 1.027 | 1.006 | 0.98239 | 0.95889 | 0.93564 | 0.91806 | 0.9006 | 0.88332 | 0.86629 | 0.84954 | 0.83312 | 0.81707 | 0.80162 | 0.78692 | 0.7729 | 0.7591 | 0.7459 | 0.73323 | 0.72105 | 0.70932 | 0.698 | 0.68706
UT | Industrial | Metal Mfg | Existing | Cooling | Geothermal Heat Pump | 0 | 0 | 0 | 0 | 0 | 0 | 0 | 0 | 0 | 0 | 0 | 0 | 0 | 0 | 0 | 0 | 0 | 0 | 0 | 0 | 0 | 0
UT | Industrial | Metal Mfg | Existing | Space Heating | Electric Furnace | 5.3511 | 5.2588 | 5.1682 | 5.102 | 4.9915 | 4.8824 | 4.7756 | 4.6923 | 4.5686 | 4.4684 | 4.3702 | 4.2938 | 4.1801 | 4.088 | 3.9978 | 3.9269 | 3.8216 | 3.7363 | 3.6528 | 3.5873 | 3.4911 | 3.4128
UT | Industrial | Metal Mfg | Existing | Space Heating | Electric Room Heat | 0.79434 | 0.78064 | 0.76718 | 0.75737 | 0.74096 | 0.72476 | 0.70891 | 0.69655 | 0.67819 | 0.66331 | 0.64874 | 0.6374 | 0.62051 | 0.60684 | 0.59345 | 0.58292 | 0.5673 | 0.55464 | 0.54225 | 0.53252 | 0.51824 | 0.50662
UT | Industrial | Metal Mfg | Existing | Space Heating | Air-Source Heat Pump | 1.3376 | 1.3145 | 1.2906 | 1.2727 | 1.2437 | 1.215 | 1.1869 | 1.1646 | 1.1323 | 1.1058 | 1.0799 | 1.0593 | 1.0297 | 1.0056 | 0.98222 | 0.96369 | 0.9369 | 0.91512 | 0.89391 | 0.87719 | 0.85306 | 0.83339
UT | Industrial | Metal Mfg | Existing | Space Heating | Geothermal Heat Pump | 0 | 0 | 0 | 0 | 0 | 0 | 0 | 0 | 0 | 0 | 0 | 0 | 0 | 0 | 0 | 0 | 0 | 0 | 0 | 0 | 0 | 0
UT | Industrial | Metal Mfg | Existing | Ventilation | Ventilation | 23.6025 | 22.944 | 22.2837 | 21.6271 | 20.9808 | 20.3035 | 19.6406 | 18.9949 | 18.3689 | 17.7664 | 17.1872 | 16.6326 | 16.1035 | 15.6006 | 15.1245 | 14.6754 | 14.2533 | 13.8545 | 13.4766 | 13.1169 | 12.7743 | 12.45
UT | Industrial | Metal Mfg | Existing | Interior Lighting | General Service Lighting | 1.6651 | 1.5896 | 1.497 | 1.3929 | 1.2584 | 1.1185 | 1.0099 | 0.92391 | 0.85429 | 0.79474 | 0.74618 | 0.7056 | 0.67279 | 0.64457 | 0.61764 | 0.59348 | 0.57158 | 0.55157 | 0.53345 | 0.51407 | 0.49519 | 0.47698
UT | Industrial | Metal Mfg | Existing | Interior Lighting | High-Bay Lighting | 10.1089 | 9.9346 | 9.7633 | 9.595 | 9.4295 | 9.267 | 9.1072 | 8.9502 | 8.7958 | 8.6442 | 8.4952 | 8.3487 | 8.2047 | 8.0583 | 7.9079 | 7.7564 | 7.6046 | 7.4593 | 7.3195 | 7.1845 | 7.0537 | 6.9267
UT | Industrial | Metal Mfg | Existing | Interior Lighting | Linear Lighting | 5.4601 | 5.3659 | 5.2734 | 5.1825 | 5.0896 | 4.9981 | 4.9079 | 4.8192 | 4.732 | 4.6435 | 4.5565 | 4.471 | 4.387 | 4.3044 | 4.2215 | 4.1401 | 4.0602 | 3.9818 | 3.9049 | 3.8294 | 3.7563 | 3.6852
UT | Industrial | Metal Mfg | Existing | Exterior Lighting | General Service Lighting | 1.4814 | 1.3879 | 1.2528 | 1.0927 | 0.95905 | 0.8673 | 0.80003 | 0.74696 | 0.70214 | 0.66408 | 0.63243 | 0.60457 | 0.58268 | 0.56311 | 0.54313 | 0.52465 | 0.50737 | 0.49113 | 0.47599 | 0.45777 | 0.43832 | 0.41874
UT | Industrial | Metal Mfg | Existing | Exterior Lighting | Area Lighting | 3.4643 | 3.4046 | 3.3459 | 3.2882 | 3.2315 | 3.1758 | 3.121 | 3.0672 | 3.0143 | 2.9624 | 2.9113 | 2.8587 | 2.8029 | 2.7448 | 2.6816 | 2.6172 | 2.5521 | 2.4924 | 2.4371 | 2.3854 | 2.3367 | 2.2904
UT | Industrial | Metal Mfg | Existing | Exterior Lighting | Linear Lighting | 3.6356 | 3.5729 | 3.5113 | 3.4508 | 3.3889 | 3.328 | 3.268 | 3.2089 | 3.1508 | 3.0919 | 3.0339 | 2.977 | 2.9211 | 2.8661 | 2.8109 | 2.7567 | 2.7035 | 2.6513 | 2.6001 | 2.5498 | 2.5012 | 2.4538
UT | Industrial | Metal Mfg | Existing | Motors | Pumps | 20.4265 | 20.0743 | 19.7282 | 19.388 | 19.0538 | 18.7252 | 18.4024 | 18.0851 | 17.7733 | 17.4669 | 17.1657 | 16.8698 | 16.5789 | 16.2931 | 16.0121 | 15.7361 | 15.4648 | 15.1981 | 14.9361 | 14.6786 | 14.4255 | 14.1768
UT | Industrial | Metal Mfg | Existing | Motors | Fans & Blowers | 10.8156 | 10.6291 | 10.4459 | 10.2658 | 10.0888 | 9.9148 | 9.7439 | 9.5759 | 9.4108 | 9.2485 | 9.0891 | 8.9324 | 8.7784 | 8.627 | 8.4783 | 8.3321 | 8.1884 | 8.0473 | 7.9085 | 7.7722 | 7.6382 | 7.5065
UT | Industrial | Metal Mfg | Existing | Motors | Compressed Air | 13.8002 | 13.5623 | 13.3284 | 13.0986 | 12.8728 | 12.6508 | 12.4327 | 12.2184 | 12.0077 | 11.8007 | 11.5972 | 11.3973 | 11.2008 | 11.0076 | 10.8179 | 10.6313 | 10.448 | 10.2679 | 10.0909 | 9.9169 | 9.7459 | 9.5779
UT | Industrial | Metal Mfg | Existing | Motors | Material Handling | 54.5504 | 53.6099 | 52.6856 | 51.7772 | 50.8845 | 50.0072 | 49.145 | 48.2977 | 47.465 | 46.6466 | 45.8423 | 45.052 | 44.2752 | 43.5118 | 42.7616 | 42.0244 | 41.2998 | 40.5877 | 39.888 | 39.2002 | 38.5244 | 37.8602
UT | Industrial | Metal Mfg | Existing | Motors | Other Motors | 16.2029 | 15.9235 | 15.649 | 15.3792 | 15.114 | 14.8534 | 14.5973 | 14.3457 | 14.0983 | 13.8553 | 13.6164 | 13.3816 | 13.1509 | 12.9241 | 12.7013 | 12.4823 | 12.2671 | 12.0556 | 11.8478 | 11.6435 | 11.4427 | 11.2454
UT | Industrial | Metal Mfg | Existing | Process | Process Heating | 39.5972 | 38.9145 | 38.2436 | 37.5842 | 36.9362 | 36.2994 | 35.6735 | 35.0585 | 34.454 | 33.86 | 33.2762 | 32.7024 | 32.1386 | 31.5845 | 31.0399 | 30.5048 | 29.9788 | 29.4619 | 28.954 | 28.4548 | 27.9642 | 27.482
UT | Industrial | Metal Mfg | Existing | Process | Process Cooling | 4.5963 | 4.5171 | 4.4392 | 4.3627 | 4.2874 | 4.2135 | 4.1409 | 4.0695 | 3.9993 | 3.9304 | 3.8626 | 3.796 | 3.7305 | 3.6662 | 3.603 | 3.5409 | 3.4798 | 3.4198 | 3.3609 | 3.3029 | 3.246 | 3.19
UT | Industrial | Metal Mfg | Existing | Process | Process Refrigeration | 3.9038 | 3.8365 | 3.7703 | 3.7053 | 3.6415 | 3.5787 | 3.517 | 3.4563 | 3.3967 | 3.3382 | 3.2806 | 3.2241 | 3.1685 | 3.1138 | 3.0602 | 3.0074 | 2.9555 | 2.9046 | 2.8545 | 2.8053 | 2.7569 | 2.7094
UT | Industrial | Metal Mfg | Existing | Process | Process Electrochemical | 10.1804 | 10.0049 | 9.8324 | 9.6628 | 9.4962 | 9.3325 | 9.1716 | 9.0135 | 8.8581 | 8.7053 | 8.5552 | 8.4077 | 8.2628 | 8.1203 | 7.9803 | 7.8427 | 7.7075 | 7.5746 | 7.444 | 7.3157 | 7.1895 | 7.0656
UT | Industrial | Metal Mfg | Existing | Process | Process Other | 9.4823 | 9.3188 | 9.1582 | 9.0003 | 8.8451 | 8.6926 | 8.5427 | 8.3954 | 8.2507 | 8.1084 | 7.9686 | 7.8312 | 7.6962 | 7.5635 | 7.4331 | 7.305 | 7.179 | 7.0552 | 6.9336 | 6.8141 | 6.6966 | 6.5811
UT | Industrial | Metal Mfg | Existing | Miscellaneous | Miscellaneous | 19.4959 | 19.1598 | 18.8294 | 18.5048 | 18.1857 | 17.8722 | 17.5641 | 17.2612 | 16.9636 | 16.6711 | 16.3837 | 16.1012 | 15.8236 | 15.5508 | 15.2827 | 15.0192 | 14.7602 | 14.5058 | 14.2557 | 14.0099 | 13.7683 | 13.5309
UT | Industrial | Metal Mfg | New | Cooling | Air-Cooled Chiller | 0 | 0.040285 | 0.10224 | 0.1445 | 0.1771 | 0.21256 | 0.25995 | 0.30821 | 0.34452 | 0.39185 | 0.43451 | 0.47617 | 0.51257 | 0.55325 | 0.59522 | 0.6416 | 0.67886 | 0.72044 | 0.7623 | 0.80891 | 0.84694 | 0.89228
UT | Industrial | Metal Mfg | New | Cooling | Water-Cooled Chiller | 0 | 0.040693 | 0.10328 | 0.14596 | 0.17889 | 0.21472 | 0.26258 | 0.31133 | 0.348 | 0.39582 | 0.43891 | 0.48099 | 0.51776 | 0.55885 | 0.60124 | 0.64809 | 0.68573 | 0.72773 | 0.77002 | 0.81709 | 0.85551 | 0.90131
UT | Industrial | Metal Mfg | New | Cooling | RTU | 0 | 0.17651 | 0.41313 | 0.57451 | 0.69902 | 0.83458 | 1.0157 | 1.2001 | 1.3389 | 1.5198 | 1.6829 | 1.8421 | 1.9813 | 2.1341 | 2.2921 | 2.4672 | 2.6077 | 2.7649 | 2.9233 | 3.1 | 3.2441 | 3.4162
UT | Industrial | Metal Mfg | New | Cooling | Air-Source Heat Pump | 0 | 0.027969 | 0.067018 | 0.093651 | 0.1142 | 0.13656 | 0.16644 | 0.19688 | 0.21977 | 0.24962 | 0.27652 | 0.3028 | 0.32551 | 0.35094 | 0.37719 | 0.40625 | 0.42957 | 0.45563 | 0.48188 | 0.51113 | 0.53499 | 0.56346
UT | Industrial | Metal Mfg | New | Cooling | Geothermal Heat Pump | 0 | 0 | 0 | 0 | 0 | 0 | 0 | 0 | 0 | 0 | 0 | 0 | 0 | 0 | 0 | 0 | 0 | 0 | 0 | 0 | 0 | 0
UT | Industrial | Metal Mfg | New | Space Heating | Electric Furnace | 0 | 0.15544 | 0.39451 | 0.56009 | 0.68336 | 0.81158 | 0.9821 | 1.1575 | 1.2745 | 1.4344 | 1.574 | 1.7148 | 1.8182 | 1.9421 | 2.0676 | 2.2165 | 2.3109 | 2.4278 | 2.543 | 2.6834 | 2.7687 | 2.8875
UT | Industrial | Metal Mfg | New | Space Heating | Electric Room Heat | 0 | 0.023075 | 0.058563 | 0.083142 | 0.10144 | 0.12048 | 0.14579 | 0.17182 | 0.18919 | 0.21294 | 0.23365 | 0.25455 | 0.26991 | 0.28829 | 0.30693 | 0.32903 | 0.34305 | 0.36039 | 0.37749 | 0.39833 | 0.41099 | 0.42863
UT | Industrial | Metal Mfg | New | Space Heating | Air-Source Heat Pump | 0 | 0.038856 | 0.096857 | 0.13703 | 0.16694 | 0.19804 | 0.2394 | 0.28196 | 0.31033 | 0.34913 | 0.38298 | 0.41714 | 0.44213 | 0.47208 | 0.50246 | 0.5385 | 0.56134 | 0.58962 | 0.61751 | 0.65152 | 0.67217 | 0.70094
UT | Industrial | Metal Mfg | New | Space Heating | Geothermal Heat Pump | 0 | 0 | 0 | 0 | 0 | 0 | 0 | 0 | 0 | 0 | 0 | 0 | 0 | 0 | 0 | 0 | 0 | 0 | 0 | 0 | 0 | 0
UT | Industrial | Metal Mfg | New | Ventilation | Ventilation | 0 | 0.5174 | 1.3131 | 1.8559 | 2.2766 | 2.6813 | 3.2207 | 3.7642 | 4.1631 | 4.6861 | 5.1495 | 5.5963 | 5.9785 | 6.4046 | 6.8405 | 7.3246 | 7.7027 | 8.1212 | 8.5334 | 8.9897 | 9.3461 | 9.7794
UT | Industrial | Metal Mfg | New | Interior Lighting | General Service Lighting | 0 | 0.028061 | 0.071218 | 0.10065 | 0.119 | 0.13827 | 0.16294 | 0.18662 | 0.2031 | 0.22276 | 0.23977 | 0.25627 | 0.27047 | 0.28659 | 0.30112 | 0.3174 | 0.32931 | 0.34289 | 0.35658 | 0.37065 | 0.3802 | 0.39391
UT | Industrial | Metal Mfg | New | Interior Lighting | High-Bay Lighting | 0 | 0.29213 | 0.74141 | 1.0478 | 1.2822 | 1.5282 | 1.8561 | 2.1865 | 2.429 | 2.7442 | 3.0234 | 3.2927 | 3.5227 | 3.7786 | 4.0387 | 4.3277 | 4.553 | 4.8045 | 5.0554 | 5.3348 | 5.5556 | 5.8218
UT | Industrial | Metal Mfg | New | Interior Lighting | Linear Lighting | 0 | 0.15861 | 0.40255 | 0.56892 | 0.69471 | 0.82674 | 1.0027 | 1.18 | 1.3101 | 1.4779 | 1.6266 | 1.77 | 1.8926 | 2.0294 | 2.1679 | 2.3218 | 2.4419 | 2.5761 | 2.7099 | 2.8589 | 2.9754 | 3.1142
UT | Industrial | Metal Mfg | New | Exterior Lighting | General Service Lighting | 0 | 0.024965 | 0.063359 | 0.089546 | 0.10587 | 0.12301 | 0.14496 | 0.16602 | 0.18069 | 0.19818 | 0.21331 | 0.228 | 0.24063 | 0.25497 | 0.2679 | 0.28238 | 0.29297 | 0.30505 | 0.31723 | 0.32975 | 0.33825 | 0.35045
UT | Industrial | Metal Mfg | New | Exterior Lighting | Area Lighting | 0 | 0.10064 | 0.25541 | 0.36097 | 0.4401 | 0.52316 | 0.63386 | 0.74539 | 0.82726 | 0.93231 | 1.0254 | 1.1151 | 1.1915 | 1.2761 | 1.3606 | 1.4546 | 1.5275 | 1.6091 | 1.6902 | 1.7808 | 1.8521 | 1.9384
UT | Industrial | Metal Mfg | New | Exterior Lighting | Linear Lighting | 0 | 0.10561 | 0.26804 | 0.37882 | 0.46257 | 0.55049 | 0.66766 | 0.78571 | 0.87237 | 0.98409 | 1.0831 | 1.1786 | 1.2602 | 1.3513 | 1.4435 | 1.5459 | 1.626 | 1.7153 | 1.8044 | 1.9036 | 1.9812 | 2.0736
UT | Industrial | Metal Mfg | New | Motors | Pumps | 0 | 0.59337 | 1.5059 | 2.1284 | 2.6086 | 3.1126 | 3.7844 | 4.4612 | 4.9581 | 5.6072 | 6.1824 | 6.737 | 7.2114 | 7.7403 | 8.2813 | 8.8822 | 9.3515 | 9.8754 | 10.3979 | 10.9798 | 11.4402 | 11.9943
UT | Industrial | Metal Mfg | New | Motors | Fans & Blowers | 0 | 0.31418 | 0.79738 | 1.1269 | 1.3812 | 1.6481 | 2.0038 | 2.3622 | 2.6253 | 2.969 | 3.2735 | 3.5672 | 3.8184 | 4.0984 | 4.3849 | 4.7031 | 4.9515 | 5.2289 | 5.5056 | 5.8137 | 6.0575 | 6.3509
UT | Industrial | Metal Mfg | New | Motors | Compressed Air | 0 | 0.40088 | 1.0174 | 1.4379 | 1.7624 | 2.1029 | 2.5568 | 3.014 | 3.3497 | 3.7883 | 4.1769 | 4.5516 | 4.8721 | 5.2294 | 5.5949 | 6.0009 | 6.3179 | 6.6718 | 7.0249 | 7.418 | 7.729 | 8.1034
UT | Industrial | Metal Mfg | New | Motors | Material Handling | 0 | 1.5846 | 4.0217 | 5.684 | 6.9664 | 8.3125 | 10.1066 | 11.9141 | 13.241 | 14.9745 | 16.5106 | 17.9917 | 19.2587 | 20.6711 | 22.116 | 23.7206 | 24.9739 | 26.3729 | 27.7685 | 29.3224 | 30.5519 | 32.0318
UT | Industrial | Metal Mfg | New | Motors | Other Motors | 0 | 0.47068 | 1.1946 | 1.6883 | 2.0692 | 2.469 | 3.0019 | 3.5388 | 3.9329 | 4.4478 | 4.9041 | 5.344 | 5.7203 | 6.1399 | 6.569 | 7.0456 | 7.4179 | 7.8334 | 8.248 | 8.7095 | 9.0747 | 9.5143
UT | Industrial | Metal Mfg | New | Process | Process Heating | 0 | 1.1503 | 2.9193 | 4.1259 | 5.0568 | 6.0339 | 7.3362 | 8.6482 | 9.6114 | 10.8698 | 11.9848 | 13.0599 | 13.9795 | 15.0048 | 16.0536 | 17.2184 | 18.1281 | 19.1437 | 20.1567 | 21.2846 | 22.1771 | 23.2513
UT | Industrial | Metal Mfg | New | Process | Process Cooling | 0 | 0.13352 | 0.33886 | 0.47892 | 0.58698 | 0.7004 | 0.85157 | 1.0039 | 1.1157 | 1.2617 | 1.3912 | 1.5159 | 1.6227 | 1.7417 | 1.8635 | 1.9987 | 2.1043 | 2.2221 | 2.3397 | 2.4707 | 2.5743 | 2.6989
UT | Industrial | Metal Mfg | New | Process | Process Refrigeration | 0 | 0.1134 | 0.28781 | 0.40676 | 0.49854 | 0.59487 | 0.72326 | 0.85261 | 0.94757 | 1.0716 | 1.1816 | 1.2875 | 1.3782 | 1.4793 | 1.5827 | 1.6975 | 1.7872 | 1.8873 | 1.9872 | 2.0984 | 2.1864 | 2.2923
UT | Industrial | Metal Mfg | New | Process | Process Electrochemical | 0 | 0.29573 | 0.75055 | 1.0608 | 1.3001 | 1.5513 | 1.8861 | 2.2234 | 2.4711 | 2.7946 | 3.0813 | 3.3577 | 3.5941 | 3.8577 | 4.1274 | 4.4268 | 4.6607 | 4.9218 | 5.1822 | 5.4722 | 5.7017 | 5.9779
UT | Industrial | Metal Mfg | New | Process | Process Other | 0 | 0.27545 | 0.69909 | 0.98802 | 1.2109 | 1.4449 | 1.7568 | 2.071 | 2.3016 | 2.603 | 2.87 | 3.1274 | 3.3477 | 3.5932 | 3.8443 | 4.1233 | 4.3411 | 4.5843 | 4.8269 | 5.097 | 5.3107 | 5.568
UT | Industrial | Metal Mfg | New | Miscellaneous | Miscellaneous | 0 | 0.56634 | 1.4373 | 2.0314 | 2.4897 | 2.9708 | 3.612 | 4.258 | 4.7322 | 5.3518 | 5.9008 | 6.4301 | 6.8829 | 7.3877 | 7.9041 | 8.4776 | 8.9255 | 9.4255 | 9.9242 | 10.4796 | 10.919 | 11.4479
UT | Industrial | Misc. Mfg | Existing | Cooling | Air-Cooled Chiller | 7.5388 | 7.4079 | 7.2791 | 7.1526 | 7.0282 | 6.9464 | 6.8654 | 6.7851 | 6.7055 | 6.6266 | 6.5485 | 6.4711 | 6.3945 | 6.3187 | 6.2436 | 6.166 | 6.0892 | 6.0134 | 5.9383 | 5.8641 | 5.7908 | 5.7182
UT | Industrial | Misc. Mfg | Existing | Cooling | Water-Cooled Chiller | 7.5906 | 7.4598 | 7.3311 | 7.2047 | 7.0805 | 6.9993 | 6.9187 | 6.8388 | 6.7596 | 6.6812 | 6.6034 | 6.5263 | 6.4499 | 6.3742 | 6.2992 | 6.2216 | 6.1447 | 6.0687 | 5.9935 | 5.919 | 5.8454 | 5.7725
UT | Industrial | Misc. Mfg | Existing | Cooling | RTU | 32.9253 | 32.3577 | 31.662 | 30.9661 | 30.2719 | 29.7547 | 29.2345 | 28.7127 | 28.1905 | 27.6689 | 27.1488 | 26.6311 | 26.1163 | 25.6198 | 25.1514 | 24.6949 | 24.2612 | 23.8481 | 23.4533 | 23.0749 | 22.7114 | 22.3612
UT | Industrial | Misc. Mfg | Existing | Cooling | Air-Source Heat Pump | 5.565 | 5.4513 | 5.3232 | 5.1959 | 5.0699 | 4.9746 | 4.88 | 4.7864 | 4.6941 | 4.6034 | 4.5144 | 4.4274 | 4.3437 | 4.264 | 4.1881 | 4.1133 | 4.0417 | 3.9731 | 3.9071 | 3.8435 | 3.7822 | 3.7229
UT | Industrial | Misc. Mfg | Existing | Cooling | Geothermal Heat Pump | 0 | 0 | 0 | 0 | 0 | 0 | 0 | 0 | 0 | 0 | 0 | 0 | 0 | 0 | 0 | 0 | 0 | 0 | 0 | 0 | 0 | 0
UT | Industrial | Misc. Mfg | Existing | Space Heating | Electric Furnace | 28.9955 | 28.4956 | 28.0043 | 27.646 | 27.047 | 26.4559 | 25.8772 | 25.4259 | 24.7557 | 24.2125 | 23.6807 | 23.2668 | 22.6503 | 22.1512 | 21.6626 | 21.2782 | 20.708 | 20.2458 | 19.7934 | 19.4384 | 18.9172 | 18.4929
UT | Industrial | Misc. Mfg | Existing | Space Heating | Electric Room Heat | 4.3042 | 4.23 | 4.1571 | 4.1039 | 4.015 | 3.9272 | 3.8413 | 3.7743 | 3.6748 | 3.5942 | 3.5153 | 3.4538 | 3.3623 | 3.2882 | 3.2157 | 3.1586 | 3.074 | 3.0054 | 2.9382 | 2.8855 | 2.8081 | 2.7452
UT | Industrial | Misc. Mfg | Existing | Space Heating | Air-Source Heat Pump | 7.2479 | 7.123 | 6.9932 | 6.8963 | 6.7391 | 6.5836 | 6.4312 | 6.3105 | 6.1354 | 5.9919 | 5.8514 | 5.7401 | 5.5796 | 5.4491 | 5.3223 | 5.2219 | 5.0767 | 4.9587 | 4.8438 | 4.7532 | 4.6224 | 4.5158
UT | Industrial | Misc. Mfg | Existing | Space Heating | Geothermal Heat Pump | 0 | 0 | 0 | 0 | 0 | 0 | 0 | 0 | 0 | 0 | 0 | 0 | 0 | 0 | 0 | 0 | 0 | 0 | 0 | 0 | 0 | 0
UT | Industrial | Misc. Mfg | Existing | Ventilation | Ventilation | 127.8933 | 124.3249 | 120.7473 | 117.1892 | 113.6873 | 110.0174 | 106.4251 | 102.9263 | 99.5343 | 96.2695 | 93.1311 | 90.1258 | 87.2589 | 84.5342 | 81.9542 | 79.5205 | 77.2336 | 75.0724 | 73.0246 | 71.0759 | 69.2192 | 67.4622
UT | Industrial | Misc. Mfg | Existing | Interior Lighting | General Service Lighting | 8.2529 | 7.8784 | 7.4193 | 6.9036 | 6.2371 | 5.5433 | 5.0053 | 4.5792 | 4.2341 | 3.9389 | 3.6983 | 3.4971 | 3.3345 | 3.1947 | 3.0612 | 2.9414 | 2.8329 | 2.7337 | 2.6439 | 2.5479 | 2.4543 | 2.3641
UT | Industrial | Misc. Mfg | Existing | Interior Lighting | High-Bay Lighting | 50.1022 | 49.2383 | 48.3894 | 47.5551 | 46.7352 | 45.9294 | 45.1375 | 44.3593 | 43.5945 | 42.8429 | 42.1042 | 41.3782 | 40.6648 | 39.939 | 39.1938 | 38.4427 | 37.6903 | 36.9701 | 36.2773 | 35.6083 | 34.9601 | 34.3305
UT | Industrial | Misc. Mfg | Existing | Interior Lighting | Linear Lighting | 27.0615 | 26.595 | 26.1364 | 25.6858 | 25.2254 | 24.7717 | 24.325 | 23.8853 | 23.4528 | 23.0142 | 22.583 | 22.1592 | 21.7429 | 21.3339 | 20.923 | 20.5195 | 20.1236 | 19.735 | 19.3537 | 18.9795 | 18.6173 | 18.2646
UT | Industrial | Misc. Mfg | Existing | Exterior Lighting | General Service Lighting | 7.3422 | 6.879 | 6.209 | 5.4156 | 4.7533 | 4.2986 | 3.9651 | 3.7021 | 3.48 | 3.2914 | 3.1345 | 2.9964 | 2.8879 | 2.7909 | 2.6919 | 2.6003 | 2.5147 | 2.4341 | 2.3591 | 2.2688 | 2.1724 | 2.0754
UT | Industrial | Misc. Mfg | Existing | Exterior Lighting | Area Lighting | 17.17 | 16.874 | 16.583 | 16.2971 | 16.0161 | 15.74 | 15.4686 | 15.2019 | 14.9398 | 14.6822 | 14.4291 | 14.1685 | 13.8917 | 13.6038 | 13.2909 | 12.9716 | 12.649 | 12.3532 | 12.079 | 11.8227 | 11.581 | 11.3516
UT | Industrial | Misc. Mfg | Existing | Exterior Lighting | Linear Lighting | 18.019 | 17.7083 | 17.403 | 17.103 | 16.7964 | 16.4943 | 16.1968 | 15.9041 | 15.6161 | 15.3241 | 15.037 | 14.7548 | 14.4776 | 14.2053 | 13.9316 | 13.663 | 13.3993 | 13.1406 | 12.8867 | 12.6376 | 12.3964 | 12.1616
UT | Industrial | Misc. Mfg | Existing | Motors | Pumps | 64.2142 | 63.1071 | 62.019 | 60.9498 | 59.8989 | 58.8662 | 57.8512 | 56.8538 | 55.8735 | 54.9102 | 53.9635 | 53.0331 | 52.1187 | 51.2201 | 50.337 | 49.4691 | 48.6162 | 47.778 | 46.9542 | 46.1447 | 45.3491 | 44.5672
UT | Industrial | Misc. Mfg | Existing | Motors | Fans & Blowers | 44.95 | 44.175 | 43.4133 | 42.6648 | 41.9292 | 41.2063 | 40.4959 | 39.7977 | 39.1115 | 38.4371 | 37.7744 | 37.1232 | 36.4831 | 35.8541 | 35.2359 | 34.6284 | 34.0314 | 33.4446 | 32.868 | 32.3013 | 31.7444 | 31.197
UT | Industrial | Misc. Mfg | Existing | Motors | Compressed Air | 44.95 | 44.175 | 43.4133 | 42.6648 | 41.9292 | 41.2063 | 40.4959 | 39.7977 | 39.1115 | 38.4371 | 37.7744 | 37.1232 | 36.4831 | 35.8541 | 35.2359 | 34.6284 | 34.0314 | 33.4446 | 32.868 | 32.3013 | 31.7444 | 31.197
UT | Industrial | Misc. Mfg | Existing | Motors | Material Handling | 128.4285 | 126.2142 | 124.0381 | 121.8995 | 119.7978 | 117.7323 | 115.7024 | 113.7076 | 111.7471 | 109.8204 | 107.927 | 106.0662 | 104.2374 | 102.4402 | 100.674 | 98.9383 | 97.2324 | 95.556 | 93.9085 | 92.2894 | 90.6982 | 89.1344
UT | Industrial | Misc. Mfg | Existing | Motors | Other Motors | 19.2643 | 18.9321 | 18.6057 | 18.2849 | 17.9697 | 17.6598 | 17.3554 | 17.0561 | 16.7621 | 16.4731 | 16.189 | 15.9099 | 15.6356 | 15.366 | 15.1011 | 14.8407 | 14.5849 | 14.3334 | 14.0863 | 13.8434 | 13.6047 | 13.3702
UT | Industrial | Misc. Mfg | Existing | Process | Process Heating | 106.3976 | 104.5632 | 102.7604 | 100.9886 | 99.2474 | 97.5363 | 95.8546 | 94.202 | 92.5778 | 90.9816 | 89.413 | 87.8714 | 86.3563 | 84.8674 | 83.4042 | 81.9662 | 80.553 | 79.1642 | 77.7993 | 76.4579 | 75.1396 | 73.8441
UT | Industrial | Misc. Mfg | Existing | Process | Process Cooling | 32.7938 | 32.2284 | 31.6727 | 31.1266 | 30.59 | 30.0626 | 29.5442 | 29.0349 | 28.5342 | 28.0423 | 27.5588 | 27.0836 | 26.6167 | 26.1578 | 25.7068 | 25.2636 | 24.828 | 24.3999 | 23.9792 | 23.5658 | 23.1595 | 22.7602
UT | Industrial | Misc. Mfg | Existing | Process | Process Refrigeration | 32.7938 | 32.2284 | 31.6727 | 31.1266 | 30.59 | 30.0626 | 29.5442 | 29.0349 | 28.5342 | 28.0423 | 27.5588 | 27.0836 | 26.6167 | 26.1578 | 25.7068 | 25.2636 | 24.828 | 24.3999 | 23.9792 | 23.5658 | 23.1595 | 22.7602
UT | Industrial | Misc. Mfg | Existing | Process | Process Electrochemical | 6.4547 | 6.3434 | 6.234 | 6.1265 | 6.0209 | 5.9171 | 5.8151 | 5.7148 | 5.6163 | 5.5194 | 5.4243 | 5.3307 | 5.2388 | 5.1485 | 5.0597 | 4.9725 | 4.8868 | 4.8025 | 4.7197 | 4.6383 | 4.5584 | 4.4798
UT | Industrial | Misc. Mfg | Existing | Process | Process Other | 17.3859 | 17.0862 | 16.7916 | 16.5021 | 16.2175 | 15.9379 | 15.6631 | 15.3931 | 15.1277 | 14.8669 | 14.6105 | 14.3586 | 14.1111 | 13.8678 | 13.6287 | 13.3937 | 13.1628 | 12.9358 | 12.7128 | 12.4936 | 12.2782 | 12.0665
UT | Industrial | Misc. Mfg | Existing | Miscellaneous | Miscellaneous | 75.0613 | 73.7672 | 72.4953 | 71.2454 | 70.017 | 68.8098 | 67.6235 | 66.4575 | 65.3117 | 64.1857 | 63.079 | 61.9914 | 60.9226 | 59.8722 | 58.84 | 57.8255 | 56.8285 | 55.8487 | 54.8858 | 53.9395 | 53.0095 | 52.0955
UT | Industrial | Misc. Mfg | New | Cooling | Air-Cooled Chiller | 0 | 0.21829 | 0.55401 | 0.78299 | 0.95965 | 1.1518 | 1.4086 | 1.6701 | 1.8668 | 2.1233 | 2.3544 | 2.5802 | 2.7774 | 2.9978 | 3.2253 | 3.4766 | 3.6785 | 3.9038 | 4.1306 | 4.3832 | 4.5893 | 4.8349
UT | Industrial | Misc. Mfg | New | Cooling | Water-Cooled Chiller | 0 | 0.2205 | 0.55962 | 0.79092 | 0.96936 | 1.1635 | 1.4228 | 1.687 | 1.8857 | 2.1448 | 2.3783 | 2.6063 | 2.8056 | 3.0282 | 3.2579 | 3.5118 | 3.7157 | 3.9433 | 4.1724 | 4.4275 | 4.6357 | 4.8839
UT | Industrial | Misc. Mfg | New | Cooling | RTU | 0 | 0.95645 | 2.2386 | 3.1131 | 3.7877 | 4.5223 | 5.5036 | 6.5031 | 7.2551 | 8.2354 | 9.1188 | 9.9817 | 10.7357 | 11.5638 | 12.4201 | 13.3689 | 14.1302 | 14.982 | 15.8404 | 16.7979 | 17.5788 | 18.5114
UT | Industrial | Misc. Mfg | New | Cooling | Air-Source Heat Pump | 0 | 0.15155 | 0.36315 | 0.50746 | 0.61881 | 0.73999 | 0.9019 | 1.0668 | 1.1909 | 1.3526 | 1.4984 | 1.6407 | 1.7638 | 1.9016 | 2.0439 | 2.2013 | 2.3277 | 2.4689 | 2.6111 | 2.7696 | 2.8989 | 3.0532
UT | Industrial | Misc. Mfg | New | Cooling | Geothermal Heat Pump | 0 | 0 | 0 | 0 | 0 | 0 | 0 | 0 | 0 | 0 | 0 | 0 | 0 | 0 | 0 | 0 | 0 | 0 | 0 | 0 | 0 | 0
UT | Industrial | Misc. Mfg | New | Space Heating | Electric Furnace | 0 | 0.8423 | 2.1377 | 3.0349 | 3.7029 | 4.3977 | 5.3216 | 6.2721 | 6.906 | 7.7727 | 8.5289 | 9.2917 | 9.8523 | 10.5233 | 11.2037 | 12.0105 | 12.5221 | 13.1553 | 13.7794 | 14.5403 | 15.0024 | 15.646
UT | Industrial | Misc. Mfg | New | Space Heating | Electric Room Heat | 0 | 0.12503 | 0.31733 | 0.45051 | 0.54967 | 0.65281 | 0.78996 | 0.93106 | 1.0252 | 1.1538 | 1.2661 | 1.3793 | 1.4625 | 1.5621 | 1.6631 | 1.7829 | 1.8588 | 1.9528 | 2.0455 | 2.1584 | 2.227 | 2.3226
UT | Industrial | Misc. Mfg | New | Space Heating | Air-Source Heat Pump | 0 | 0.21055 | 0.52483 | 0.74253 | 0.90457 | 1.0731 | 1.2972 | 1.5278 | 1.6816 | 1.8918 | 2.0752 | 2.2603 | 2.3957 | 2.558 | 2.7226 | 2.918 | 3.0417 | 3.1949 | 3.3461 | 3.5304 | 3.6422 | 3.7982
UT | Industrial | Misc. Mfg | New | Space Heating | Geothermal Heat Pump | 0 | 0 | 0 | 0 | 0 | 0 | 0 | 0 | 0 | 0 | 0 | 0 | 0 | 0 | 0 | 0 | 0 | 0 | 0 | 0 | 0 | 0
UT | Industrial | Misc. Mfg | New | Ventilation | Ventilation | 0 | 2.8036 | 7.1154 | 10.0562 | 12.3358 | 14.529 | 17.4519 | 20.3967 | 22.5585 | 25.3922 | 27.9032 | 30.3244 | 32.3955 | 34.7044 | 37.0663 | 39.6894 | 41.738 | 44.0057 | 46.2396 | 48.7117 | 50.6433 | 52.9908
UT | Industrial | Misc. Mfg | New | Interior Lighting | General Service Lighting | 0 | 0.13908 | 0.35297 | 0.49886 | 0.58981 | 0.68528 | 0.80759 | 0.92492 | 1.0066 | 1.1041 | 1.1884 | 1.2702 | 1.3405 | 1.4204 | 1.4924 | 1.5731 | 1.6322 | 1.6994 | 1.7673 | 1.837 | 1.8844 | 1.9523
UT | Industrial | Misc. Mfg | New | Interior Lighting | High-Bay Lighting | 0 | 1.4479 | 3.6746 | 5.1934 | 6.355 | 7.5743 | 9.1994 | 10.8367 | 12.0386 | 13.6007 | 14.9849 | 16.3196 | 17.4595 | 18.7279 | 20.017 | 21.4492 | 22.5658 | 23.8126 | 25.0556 | 26.4407 | 27.5349 | 28.8541
UT | Industrial | Misc. Mfg | New | Interior Lighting | Linear Lighting | 0 | 0.78611 | 1.9951 | 2.8197 | 3.4431 | 4.0975 | 4.9697 | 5.8484 | 6.4934 | 7.3251 | 8.062 | 8.7726 | 9.3804 | 10.058 | 10.7446 | 11.5072 | 12.1028 | 12.7676 | 13.4308 | 14.1692 | 14.7469 | 15.4347
UT | Industrial | Misc. Mfg | New | Exterior Lighting | General Service Lighting | 0 | 0.12373 | 0.31402 | 0.44381 | 0.52473 | 0.60966 | 0.71848 | 0.82286 | 0.89555 | 0.98223 | 1.0572 | 1.13 | 1.1926 | 1.2637 | 1.3278 | 1.3995 | 1.4521 | 1.5119 | 1.5723 | 1.6343 | 1.6764 | 1.7369
UT | Industrial | Misc. Mfg | New | Exterior Lighting | Area Lighting | 0 | 0.49877 | 1.2659 | 1.7891 | 2.1812 | 2.5929 | 3.1416 | 3.6943 | 4.1001 | 4.6208 | 5.0821 | 5.5269 | 5.9053 | 6.3245 | 6.7434 | 7.2094 | 7.5709 | 7.9749 | 8.3771 | 8.8261 | 9.1794 | 9.6072
UT | Industrial | Misc. Mfg | New | Exterior Lighting | Linear Lighting | 0 | 0.52344 | 1.3285 | 1.8775 | 2.2926 | 2.7284 | 3.3091 | 3.8942 | 4.3237 | 4.8774 | 5.3681 | 5.8412 | 6.246 | 6.6972 | 7.1543 | 7.6621 | 8.0587 | 8.5013 | 8.9429 | 9.4346 | 9.8193 | 10.2772
UT | Industrial | Misc. Mfg | New | Motors | Pumps | 0 | 1.8654 | 4.7342 | 6.6909 | 8.2005 | 9.7851 | 11.8971 | 14.0247 | 15.5867 | 17.6273 | 19.4355 | 21.179 | 22.6704 | 24.3331 | 26.0339 | 27.9228 | 29.3981 | 31.045 | 32.6878 | 34.5169 | 35.9643 | 37.7063
UT | Industrial | Misc. Mfg | New | Motors | Fans & Blowers | 0 | 1.3058 | 3.3139 | 4.6836 | 5.7404 | 6.8496 | 8.3279 | 9.8173 | 10.9107 | 12.3391 | 13.6049 | 14.8253 | 15.8693 | 17.0332 | 18.2237 | 19.546 | 20.5787 | 21.7315 | 22.8814 | 24.1619 | 25.175 | 26.3944
UT | Industrial | Misc. Mfg | New | Motors | Compressed Air | 0 | 1.3058 | 3.3139 | 4.6836 | 5.7404 | 6.8496 | 8.3279 | 9.8173 | 10.9107 | 12.3391 | 13.6049 | 14.8253 | 15.8693 | 17.0332 | 18.2237 | 19.546 | 20.5787 | 21.7315 | 22.8814 | 24.1619 | 25.175 | 26.3944
UT | Industrial | Misc. Mfg | New | Motors | Material Handling | 0 | 3.7307 | 9.4684 | 13.3818 | 16.401 | 19.5703 | 23.7941 | 28.0495 | 31.1734 | 35.2546 | 38.871 | 42.358 | 45.3408 | 48.6662 | 52.0678 | 55.8457 | 58.7962 | 62.09 | 65.3755 | 69.0339 | 71.9287 | 75.4127
UT | Industrial | Misc. Mfg | New | Motors | Other Motors | 0 | 0.55961 | 1.4203 | 2.0073 | 2.4602 | 2.9355 | 3.5691 | 4.2074 | 4.676 | 5.2882 | 5.8307 | 6.3537 | 6.8011 | 7.2999 | 7.8102 | 8.3769 | 8.8194 | 9.3135 | 9.8063 | 10.3551 | 10.7893 | 11.3119
UT | Industrial | Misc. Mfg | New | Process | Process Heating | 0 | 3.0908 | 7.8442 | 11.0862 | 13.5876 | 16.2131 | 19.7124 | 23.2378 | 25.8259 | 29.207 | 32.203 | 35.0919 | 37.563 | 40.3179 | 43.136 | 46.2658 | 48.7102 | 51.4389 | 54.1609 | 57.1917 | 59.5899 | 62.4762
UT | Industrial | Misc. Mfg | New | Process | Process Cooling | 0 | 0.95263 | 2.4177 | 3.417 | 4.1879 | 4.9972 | 6.0757 | 7.1623 | 7.96 | 9.0022 | 9.9256 | 10.816 | 11.5776 | 12.4268 | 13.2953 | 14.26 | 15.0134 | 15.8545 | 16.6934 | 17.6276 | 18.3667 | 19.2564
UT | Industrial | Misc. Mfg | New | Process | Process Refrigeration | 0 | 0.95263 | 2.4177 | 3.417 | 4.1879 | 4.9972 | 6.0757 | 7.1623 | 7.96 | 9.0022 | 9.9256 | 10.816 | 11.5776 | 12.4268 | 13.2953 | 14.26 | 15.0134 | 15.8545 | 16.6934 | 17.6276 | 18.3667 | 19.2564
UT | Industrial | Misc. Mfg | New | Process | Process Electrochemical | 0 | 0.1875 | 0.47587 | 0.67255 | 0.82429 | 0.98358 | 1.1959 | 1.4097 | 1.5667 | 1.7719 | 1.9536 | 2.1289 | 2.2788 | 2.4459 | 2.6169 | 2.8067 | 2.955 | 3.1206 | 3.2857 | 3.4696 | 3.615 | 3.7901
UT | Industrial | Misc. Mfg | New | Process | Process Other | 0 | 0.50505 | 1.2818 | 1.8115 | 2.2203 | 2.6493 | 3.2211 | 3.7972 | 4.2201 | 4.7726 | 5.2621 | 5.7342 | 6.138 | 6.5882 | 7.0486 | 7.5601 | 7.9595 | 8.4054 | 8.8502 | 9.3454 | 9.7373 | 10.2089
UT | Industrial | Misc. Mfg | New | Miscellaneous | Miscellaneous | 0 | 2.1805 | 5.5339 | 7.8211 | 9.5857 | 11.438 | 13.9067 | 16.3938 | 18.2196 | 20.6049 | 22.7186 | 24.7566 | 26.4999 | 28.4435 | 30.4315 | 32.6396 | 34.364 | 36.2891 | 38.2094 | 40.3476 | 42.0394 | 44.0757
WA | Industrial | Agriculture | Existing | Cooling | Air-Cooled Chiller | 0 | 0 | 0 | 0 | 0 | 0 | 0 | 0 | 0 | 0 | 0 | 0 | 0 | 0 | 0 | 0 | 0 | 0 | 0 | 0 | 0 | 0
WA | Industrial | Agriculture | Existing | Cooling | Water-Cooled Chiller | 0 | 0 | 0 | 0 | 0 | 0 | 0 | 0 | 0 | 0 | 0 | 0 | 0 | 0 | 0 | 0 | 0 | 0 | 0 | 0 | 0 | 0
WA | Industrial | Agriculture | Existing | Cooling | RTU | 2.2719 | 2.2328 | 2.1847 | 2.1367 | 2.0801 | 2.0454 | 2.0147 | 1.9836 | 1.9523 | 1.9208 | 1.8892 | 1.8575 | 1.8258 | 1.7952 | 1.7663 | 1.7417 | 1.7184 | 1.6962 | 1.675 | 1.6547 | 1.6352 | 1.6163
WA | Industrial | Agriculture | Existing | Cooling | Air-Source Heat Pump | 0.23982 | 0.23492 | 0.2294 | 0.22392 | 0.21758 | 0.21357 | 0.21004 | 0.20652 | 0.20303 | 0.19959 | 0.19619 | 0.19286 | 0.18965 | 0.1866 | 0.18369 | 0.18119 | 0.17879 | 0.17649 | 0.17427 | 0.17213 | 0.17007 | 0.16806
WA | Industrial | Agriculture | Existing | Cooling | Geothermal Heat Pump | 0 | 0 | 0 | 0 | 0 | 0 | 0 | 0 | 0 | 0 | 0 | 0 | 0 | 0 | 0 | 0 | 0 | 0 | 0 | 0 | 0 | 0
WA | Industrial | Agriculture | Existing | Space Heating | Electric Furnace | 0.24658 | 0.24233 | 0.23815 | 0.23508 | 0.22905 | 0.22373 | 0.219 | 0.21533 | 0.20983 | 0.20539 | 0.20104 | 0.19765 | 0.19259 | 0.1885 | 0.18449 | 0.18142 | 0.17682 | 0.1731 | 0.16945 | 0.16662 | 0.16238 | 0.15895
WA | Industrial | Agriculture | Existing | Space Heating | Electric Room Heat | 1.2702 | 1.2483 | 1.2268 | 1.211 | 1.1799 | 1.1525 | 1.1282 | 1.1092 | 1.0809 | 1.058 | 1.0356 | 1.0182 | 0.99213 | 0.97105 | 0.95041 | 0.9346 | 0.91086 | 0.89169 | 0.87291 | 0.85833 | 0.83649 | 0.81884
WA | Industrial | Agriculture | Existing | Space Heating | Air-Source Heat Pump | 0.3257 | 0.32009 | 0.31426 | 0.30988 | 0.30158 | 0.29421 | 0.28762 | 0.2824 | 0.27481 | 0.26859 | 0.2625 | 0.25767 | 0.2507 | 0.24504 | 0.23953 | 0.23527 | 0.22906 | 0.22403 | 0.21912 | 0.2153 | 0.20967 | 0.20511
WA | Industrial | Agriculture | Existing | Space Heating | Geothermal Heat Pump | 0 | 0 | 0 | 0 | 0 | 0 | 0 | 0 | 0 | 0 | 0 | 0 | 0 | 0 | 0 | 0 | 0 | 0 | 0 | 0 | 0 | 0
WA | Industrial | Agriculture | Existing | Ventilation | Ventilation | 5.4346 | 5.283 | 5.131 | 4.9798 | 4.8109 | 4.6456 | 4.4939 | 4.3461 | 4.2029 | 4.0651 | 3.9325 | 3.8056 | 3.6846 | 3.5695 | 3.4606 | 3.3578 | 3.2612 | 3.17 | 3.0835 | 3.0012 | 2.9228 | 2.8486
WA | Industrial | Agriculture | Existing | Interior Lighting | General Service Lighting | 0.52255 | 0.49884 | 0.46977 | 0.43712 | 0.39328 | 0.34878 | 0.31493 | 0.28812 | 0.26641 | 0.24783 | 0.23269 | 0.22004 | 0.2098 | 0.201 | 0.19261 | 0.18507 | 0.17824 | 0.172 | 0.16635 | 0.16031 | 0.15442 | 0.14874
WA | Industrial | Agriculture | Existing | Interior Lighting | High-Bay Lighting | 3.1723 | 3.1177 | 3.0639 | 3.0111 | 2.9469 | 2.8898 | 2.84 | 2.791 | 2.7429 | 2.6956 | 2.6491 | 2.6035 | 2.5586 | 2.5129 | 2.466 | 2.4188 | 2.3714 | 2.3261 | 2.2825 | 2.2404 | 2.1997 | 2.16
WA | Industrial | Agriculture | Existing | Interior Lighting | Linear Lighting | 1.7135 | 1.6827 | 1.6522 | 1.6219 | 1.5839 | 1.5495 | 1.5189 | 1.4887 | 1.459 | 1.4286 | 1.3986 | 1.3692 | 1.3403 | 1.312 | 1.2834 | 1.2553 | 1.2278 | 1.2008 | 1.1744 | 1.1485 | 1.124 | 1.1006
WA | Industrial | Agriculture | Existing | Exterior Lighting | General Service Lighting | 0.55446 | 0.51948 | 0.46888 | 0.40897 | 0.35746 | 0.32257 | 0.29755 | 0.27781 | 0.26114 | 0.24699 | 0.23522 | 0.22485 | 0.21671 | 0.20943 | 0.202 | 0.19513 | 0.1887 | 0.18266 | 0.17703 | 0.17025 | 0.16302 | 0.15574
WA | Industrial | Agriculture | Existing | Exterior Lighting | Area Lighting | 1.2966 | 1.2743 | 1.2523 | 1.2307 | 1.2045 | 1.1811 | 1.1608 | 1.1408 | 1.1211 | 1.1018 | 1.0828 | 1.0632 | 1.0424 | 1.0208 | 0.99736 | 0.9734 | 0.9492 | 0.92699 | 0.90642 | 0.88719 | 0.86905 | 0.85184
WA | Industrial | Agriculture | Existing | Exterior Lighting | Linear Lighting | 1.3607 | 1.3363 | 1.3121 | 1.288 | 1.2578 | 1.2305 | 1.2062 | 1.1823 | 1.1586 | 1.1345 | 1.1107 | 1.0874 | 1.0644 | 1.0419 | 1.0192 | 0.99688 | 0.97503 | 0.95361 | 0.93263 | 0.91208 | 0.89262 | 0.87401
WA | Industrial | Agriculture | Existing | Motors | Pumps | 1.2978 | 1.2754 | 1.2534 | 1.2318 | 1.2056 | 1.1822 | 1.1618 | 1.1418 | 1.1221 | 1.1028 | 1.0838 | 1.0651 | 1.0467 | 1.0287 | 1.0109 | 0.9935 | 0.97637 | 0.95954 | 0.94299 | 0.92674 | 0.91076 | 0.89505
WA | Industrial | Agriculture | Existing | Motors | Fans & Blowers | 0.08343 | 0.081992 | 0.080578 | 0.079189 | 0.0775 | 0.076 | 0.07469 | 0.073402 | 0.072136 | 0.070893 | 0.06967 | 0.068469 | 0.067289 | 0.066129 | 0.064988 | 0.063868 | 0.062767 | 0.061685 | 0.060621 | 0.059576 | 0.058549 | 0.057539
WA | Industrial | Agriculture | Existing | Motors | Compressed Air | 15.3141 | 15.05 | 14.7905 | 14.5355 | 14.2255 | 13.9502 | 13.7097 | 13.4733 | 13.241 | 13.0127 | 12.7884 | 12.5679 | 12.3512 | 12.1383 | 11.929 | 11.7233 | 11.5212 | 11.3225 | 11.1273 | 10.9355 | 10.7469 | 10.5616
WA | Industrial | Agriculture | Existing | Motors | Material Handling | 33.9746 | 33.3888 | 32.8132 | 32.2474 | 31.5596 | 30.9489 | 30.4153 | 29.8909 | 29.3756 | 28.8691 | 28.3713 | 27.8822 | 27.4014 | 26.929 | 26.4647 | 26.0084 | 25.56 | 25.1193 | 24.6862 | 24.2606 | 23.8423 | 23.4312
WA | Industrial | Agriculture | Existing | Motors | Other Motors | 0 | 0 | 0 | 0 | 0 | 0 | 0 | 0 | 0 | 0 | 0 | 0 | 0 | 0 | 0 | 0 | 0 | 0 | 0 | 0 | 0 | 0
WA | Industrial | Agriculture | Existing | Process | Process Heating | 5.015 | 4.9285 | 4.8435 | 4.76 | 4.6585 | 4.5683 | 4.4896 | 4.4122 | 4.3361 | 4.2613 | 4.1879 | 4.1157 | 4.0447 | 3.975 | 3.9064 | 3.8391 | 3.7729 | 3.7078 | 3.6439 | 3.5811 | 3.5193 | 3.4587
WA | Industrial | Agriculture | Existing | Process | Process Cooling | 0 | 0 | 0 | 0 | 0 | 0 | 0 | 0 | 0 | 0 | 0 | 0 | 0 | 0 | 0 | 0 | 0 | 0 | 0 | 0 | 0 | 0
WA | Industrial | Agriculture | Existing | Process | Process Refrigeration | 30.5048 | 29.9788 | 29.4619 | 28.954 | 28.3365 | 27.7881 | 27.309 | 26.8381 | 26.3754 | 25.9207 | 25.4738 | 25.0346 | 24.6029 | 24.1787 | 23.7619 | 23.3522 | 22.9496 | 22.5539 | 22.165 | 21.7829 | 21.4073 | 21.0382
WA | Industrial | Agriculture | Existing | Process | Process Electrochemical | 0.25937 | 0.2549 | 0.2505 | 0.24618 | 0.24093 | 0.23627 | 0.2322 | 0.22819 | 0.22426 | 0.22039 | 0.21659 | 0.21286 | 0.20919 | 0.20558 | 0.20204 | 0.19855 | 0.19513 | 0.19177 | 0.18846 | 0.18521 | 0.18202 | 0.17888
WA | Industrial | Agriculture | Existing | Process | Process Other | 2.107 | 2.0707 | 2.035 | 1.9999 | 1.9572 | 1.9193 | 1.8863 | 1.8537 | 1.8218 | 1.7904 | 1.7595 | 1.7292 | 1.6993 | 1.67 | 1.6412 | 1.613 | 1.5851 | 1.5578 | 1.531 | 1.5046 | 1.4786 | 1.4531
WA | Industrial | Agriculture | Existing | Miscellaneous | Miscellaneous | 10.0574 | 9.884 | 9.7136 | 9.5461 | 9.3425 | 9.1617 | 9.0037 | 8.8485 | 8.6959 | 8.546 | 8.3987 | 8.2539 | 8.1116 | 7.9717 | 7.8343 | 7.6992 | 7.5664 | 7.436 | 7.3078 | 7.1818 | 7.058 | 6.9363
WA | Industrial | Agriculture | New | Cooling | Air-Cooled Chiller | 0 | 0 | 0 | 0 | 0 | 0 | 0 | 0 | 0 | 0 | 0 | 0 | 0 | 0 | 0 | 0 | 0 | 0 | 0 | 0 | 0 | 0
WA | Industrial | Agriculture | New | Cooling | Water-Cooled Chiller | 0 | 0 | 0 | 0 | 0 | 0 | 0 | 0 | 0 | 0 | 0 | 0 | 0 | 0 | 0 | 0 | 0 | 0 | 0 | 0 | 0 | 0
WA | Industrial | Agriculture | New | Cooling | RTU | 0 | 0.051641 | 0.096871 | 0.14266 | 0.17506 | 0.20852 | 0.24863 | 0.30089 | 0.34569 | 0.397 | 0.44969 | 0.50588 | 0.54725 | 0.59264 | 0.63932 | 0.69485 | 0.73953 | 0.79295 | 0.84342 | 0.89973 | 0.94218 | 0.99186
WA | Industrial | Agriculture | New | Cooling | Air-Source Heat Pump | 0 | 0.0051104 | 0.0097723 | 0.014491 | 0.017831 | 0.021278 | 0.02541 | 0.030795 | 0.03541 | 0.040698 | 0.046126 | 0.051916 | 0.056132 | 0.060848 | 0.065693 | 0.071445 | 0.076075 | 0.081602 | 0.086823 | 0.092644 | 0.097033 | 0.10217
WA | Industrial | Agriculture | New | Cooling | Geothermal Heat Pump | 0 | 0 | 0 | 0 | 0 | 0 | 0 | 0 | 0 | 0 | 0 | 0 | 0 | 0 | 0 | 0 | 0 | 0 | 0 | 0 | 0 | 0
WA | Industrial | Agriculture | New | Space Heating | Electric Furnace | 0 | 0.0056048 | 0.011237 | 0.017013 | 0.020973 | 0.024824 | 0.029387 | 0.035451 | 0.040171 | 0.04569 | 0.051232 | 0.057291 | 0.061023 | 0.065448 | 0.069896 | 0.075429 | 0.078976 | 0.083671 | 0.087925 | 0.093076 | 0.09585 | 0.099674
WA | Industrial | Agriculture | New | Space Heating | Electric Room Heat | 0 | 0.028872 | 0.057885 | 0.087642 | 0.10804 | 0.12788 | 0.15138 | 0.18262 | 0.20694 | 0.23537 | 0.26392 | 0.29513 | 0.31436 | 0.33715 | 0.36006 | 0.38857 | 0.40684 | 0.43102 | 0.45294 | 0.47947 | 0.49376 | 0.51346
WA | Industrial | Agriculture | New | Space Heating | Air-Source Heat Pump | 0 | 0.0074033 | 0.014624 | 0.02203 | 0.027106 | 0.032042 | 0.037891 | 0.045666 | 0.051715 | 0.05879 | 0.065894 | 0.073662 | 0.078426 | 0.08408 | 0.089766 | 0.096846 | 0.10138 | 0.10739 | 0.11283 | 0.11942 | 0.12297 | 0.12786
WA | Industrial | Agriculture | New | Space Heating | Geothermal Heat Pump | 0 | 0 | 0 | 0 | 0 | 0 | 0 | 0 | 0 | 0 | 0 | 0 | 0 | 0 | 0 | 0 | 0 | 0 | 0 | 0 | 0 | 0
WA | Industrial | Agriculture | New | Ventilation | Ventilation | 0 | 0.093219 | 0.18689 | 0.28171 | 0.34914 | 0.40963 | 0.48158 | 0.57495 | 0.65304 | 0.74209 | 0.83221 | 0.92721 | 0.99416 | 1.0686 | 1.1441 | 1.2318 | 1.2991 | 1.3794 | 1.4526 | 1.5335 | 1.5895 | 1.6565
WA | Industrial | Agriculture | New | Interior Lighting | General Service Lighting | 0 | 0.0068905 | 0.013814 | 0.020823 | 0.024832 | 0.028755 | 0.033179 | 0.038827 | 0.043372 | 0.047974 | 0.052685 | 0.057676 | 0.061131 | 0.065022 | 0.06852 | 0.072642 | 0.075599 | 0.079276 | 0.082629 | 0.086061 | 0.088214 | 0.091014
WA | Industrial | Agriculture | New | Interior Lighting | High-Bay Lighting | 0 | 0.067977 | 0.13628 | 0.20543 | 0.25351 | 0.30056 | 0.35653 | 0.42917 | 0.48992 | 0.55822 | 0.62735 | 0.70023 | 0.75141 | 0.80819 | 0.86496 | 0.93108 | 0.98158 | 1.0424 | 1.0983 | 1.1605 | 1.204 | 1.2557
WA | Industrial | Agriculture | New | Interior Lighting | Linear Lighting | 0 | 0.037567 | 0.075317 | 0.11353 | 0.13981 | 0.16552 | 0.19611 | 0.23581 | 0.26901 | 0.30603 | 0.3435 | 0.383 | 0.41084 | 0.44179 | 0.47274 | 0.50874 | 0.53632 | 0.56952 | 0.60003 | 0.63402 | 0.65742 | 0.68493
WA | Industrial | Agriculture | New | Exterior Lighting | General Service Lighting | 0 | 0.0073112 | 0.014658 | 0.022095 | 0.026348 | 0.030511 | 0.035204 | 0.041198 | 0.046021 | 0.050903 | 0.055902 | 0.061198 | 0.064864 | 0.068993 | 0.072704 | 0.077078 | 0.080216 | 0.084117 | 0.087674 | 0.091315 | 0.0936 | 0.096571
WA | Industrial | Agriculture | New | Exterior Lighting | Area Lighting | 0 | 0.029472 | 0.059088 | 0.089067 | 0.10968 | 0.12986 | 0.15386 | 0.18501 | 0.21106 | 0.24013 | 0.26956 | 0.30058 | 0.32231 | 0.34639 | 0.37023 | 0.39803 | 0.4192 | 0.44476 | 0.46816 | 0.49426 | 0.51242 | 0.5341
WA | Industrial | Agriculture | New | Exterior Lighting | Linear Lighting | 0 | 0.029833 | 0.059812 | 0.090158 | 0.11103 | 0.13145 | 0.15574 | 0.18727 | 0.21363 | 0.24303 | 0.27279 | 0.30416 | 0.32626 | 0.35085 | 0.37542 | 0.40401 | 0.42592 | 0.45228 | 0.47651 | 0.5035 | 0.52208 | 0.54393
WA | Industrial | Agriculture | New | Motors | Pumps | 0 | 0.029499 | 0.059142 | 0.089148 | 0.11039 | 0.13117 | 0.1559 | 0.18799 | 0.21482 | 0.24532 | 0.27618 | 0.30872 | 0.33165 | 0.35715 | 0.38299 | 0.41306 | 0.4361 | 0.46382 | 0.4893 | 0.51768 | 0.5376 | 0.56125
WA | Industrial | Agriculture | New | Motors | Fans & Blowers | 0 | 0.0018964 | 0.003802 | 0.005731 | 0.0070963 | 0.0084325 | 0.010022 | 0.012085 | 0.01381 | 0.01577 | 0.017755 | 0.019846 | 0.02132 | 0.02296 | 0.024621 | 0.026554 | 0.028035 | 0.029817 | 0.031455 | 0.03328 | 0.03456 | 0.036081
WA | Industrial | Agriculture | New | Motors | Compressed Air | 0 | 0.34809 | 0.69787 | 1.0519 | 1.3026 | 1.5478 | 1.8396 | 2.2182 | 2.5349 | 2.8948 | 3.259 | 3.6429 | 3.9135 | 4.2144 | 4.5193 | 4.8741 | 5.1459 | 5.4731 | 5.7738 | 6.1087 | 6.3437 | 6.6228
WA | Industrial | Agriculture | New | Motors | Material Handling | 0 | 0.77225 | 1.5482 | 2.3338 | 2.8898 | 3.4339 | 4.0812 | 4.9212 | 5.6237 | 6.4221 | 7.2301 | 8.0819 | 8.6822 | 9.3497 | 10.0262 | 10.8132 | 11.4164 | 12.1421 | 12.8093 | 13.5522 | 14.0737 | 14.6928
WA | Industrial | Agriculture | New | Motors | Other Motors | 0 | 0 | 0 | 0 | 0 | 0 | 0 | 0 | 0 | 0 | 0 | 0 | 0 | 0 | 0 | 0 | 0 | 0 | 0 | 0 | 0 | 0
WA | Industrial | Agriculture | New | Process | Process Heating | 0 | 0.11399 | 0.22854 | 0.34449 | 0.42656 | 0.50687 | 0.60242 | 0.72642 | 0.83011 | 0.94796 | 1.0672 | 1.193 | 1.2816 | 1.3801 | 1.48 | 1.5961 | 1.6852 | 1.7923 | 1.8908 | 2.0004 | 2.0774 | 2.1688
WA | Industrial | Agriculture | New | Process | Process Cooling | 0 | 0 | 0 | 0 | 0 | 0 | 0 | 0 | 0 | 0 | 0 | 0 | 0 | 0 | 0 | 0 | 0 | 0 | 0 | 0 | 0 | 0
WA | Industrial | Agriculture | New | Process | Process Refrigeration | 0 | 0.69338 | 1.3901 | 2.0954 | 2.5946 | 3.0832 | 3.6644 | 4.4186 | 5.0494 | 5.7662 | 6.4917 | 7.2565 | 7.7954 | 8.3948 | 9.0022 | 9.7089 | 10.2504 | 10.9021 | 11.5011 | 12.1681 | 12.6363 | 13.1923
WA | Industrial | Agriculture | New | Process | Process Electrochemical | 0 | 0.0058955 | 0.01182 | 0.017816 | 0.022061 | 0.026215 | 0.031157 | 0.037569 | 0.042932 | 0.049027 | 0.055196 | 0.061699 | 0.066281 | 0.071377 | 0.076542 | 0.08255 | 0.087155 | 0.092695 | 0.097788 | 0.10346 | 0.10744 | 0.11217
WA | Industrial | Agriculture | New | Process | Process Other | 0 | 0.047892 | 0.096017 | 0.14473 | 0.17921 | 0.21296 | 0.2531 | 0.3052 | 0.34876 | 0.39828 | 0.44839 | 0.50121 | 0.53844 | 0.57984 | 0.62179 | 0.6706 | 0.708 | 0.75301 | 0.79439 | 0.84046 | 0.8728 | 0.9112
WA | Industrial | Agriculture | New | Miscellaneous | Miscellaneous | 0 | 0.22861 | 0.45832 | 0.69086 | 0.85545 | 1.0165 | 1.2081 | 1.4568 | 1.6648 | 1.9011 | 2.1403 | 2.3925 | 2.5701 | 2.7678 | 2.968 | 3.201 | 3.3796 | 3.5944 | 3.7919 | 4.0118 | 4.1662 | 4.3495
WA | Industrial | Mining | Existing | Cooling | Air-Cooled Chiller | 0 | 0 | 0 | 0 | 0 | 0 | 0 | 0 | 0 | 0 | 0 | 0 | 0 | 0 | 0 | 0 | 0 | 0 | 0 | 0 | 0 | 0
WA | Industrial | Mining | Existing | Cooling | Water-Cooled Chiller | 0 | 0 | 0 | 0 | 0 | 0 | 0 | 0 | 0 | 0 | 0 | 0 | 0 | 0 | 0 | 0 | 0 | 0 | 0 | 0 | 0 | 0
WA | Industrial | Mining | Existing | Cooling | RTU | 0.053514 | 0.052591 | 0.051461 | 0.050329 | 0.048997 | 0.048179 | 0.047455 | 0.046724 | 0.045986 | 0.045244 | 0.044499 | 0.043752 | 0.043006 | 0.042285 | 0.041605 | 0.041026 | 0.040476 | 0.039953 | 0.039454 | 0.038975 | 0.038515 | 0.038071
WA | Industrial | Mining | Existing | Cooling | Air-Source Heat Pump | 0.0056488 | 0.0055334 | 0.0054034 | 0.0052742 | 0.0051249 | 0.0050306 | 0.0049473 | 0.0048644 | 0.0047823 | 0.0047011 | 0.0046212 | 0.0045428 | 0.0044672 | 0.0043953 | 0.0043267 | 0.0042678 | 0.0042113 | 0.0041571 | 0.0041049 | 0.0040545 | 0.0040058 | 0.0039587
WA | Industrial | Mining | Existing | Cooling | Geothermal Heat Pump | 0 | 0 | 0 | 0 | 0 | 0 | 0 | 0 | 0 | 0 | 0 | 0 | 0 | 0 | 0 | 0 | 0 | 0 | 0 | 0 | 0 | 0
WA | Industrial | Mining | Existing | Space Heating | Electric Furnace | 0.005808 | 0.0057079 | 0.0056095 | 0.0055373 | 0.0053952 | 0.0052699 | 0.0051585 | 0.0050719 | 0.0049425 | 0.0048379 | 0.0047353 | 0.0046555 | 0.0045364 | 0.0044401 | 0.0043457 | 0.0042734 | 0.0041648 | 0.0040772 | 0.0039913 | 0.0039247 | 0.0038248 | 0.0037441
WA | Industrial | Mining | Existing | Space Heating | Electric Room Heat | 0.02992 | 0.029404 | 0.028897 | 0.028525 | 0.027793 | 0.027148 | 0.026574 | 0.026128 | 0.025461 | 0.024922 | 0.024394 | 0.023983 | 0.023369 | 0.022873 | 0.022386 | 0.022014 | 0.021455 | 0.021003 | 0.020561 | 0.020218 | 0.019703 | 0.019287
WA | Industrial | Mining | Existing | Space Heating | Air-Source Heat Pump | 0.0076718 | 0.0075395 | 0.0074022 | 0.007299 | 0.0071035 | 0.00693 | 0.0067747 | 0.0066518 | 0.0064729 | 0.0063265 | 0.0061829 | 0.0060693 | 0.0059051 | 0.0057717 | 0.0056419 | 0.0055417 | 0.0053954 | 0.0052769 | 0.0051613 | 0.0050712 | 0.0049386 | 0.0048312
WA | Industrial | Mining | Existing | Space Heating | Geothermal Heat Pump | 0 | 0 | 0 | 0 | 0 | 0 | 0 | 0 | 0 | 0 | 0 | 0 | 0 | 0 | 0 | 0 | 0 | 0 | 0 | 0 | 0 | 0
WA | Industrial | Mining | Existing | Ventilation | Ventilation | 0.12801 | 0.12444 | 0.12086 | 0.1173 | 0.11332 | 0.10942 | 0.10585 | 0.10237 | 0.098997 | 0.09575 | 0.092629 | 0.08964 | 0.086788 | 0.084078 | 0.081512 | 0.079091 | 0.076817 | 0.074667 | 0.072631 | 0.070692 | 0.068846 | 0.067098
WA | Industrial | Mining | Existing | Interior Lighting | General Service Lighting | 0.017971 | 0.017155 | 0.016156 | 0.015033 | 0.013525 | 0.011995 | 0.01083 | 0.0099083 | 0.0091617 | 0.008523 | 0.0080022 | 0.0075671 | 0.0072152 | 0.0069126 | 0.0066237 | 0.0063646 | 0.0061298 | 0.0059152 | 0.0057209 | 0.0055131 | 0.0053106 | 0.0051153
WA | Industrial | Mining | Existing | Interior Lighting | High-Bay Lighting | 0.1091 | 0.10722 | 0.10537 | 0.10355 | 0.10134 | 0.099381 | 0.097668 | 0.095984 | 0.094329 | 0.092703 | 0.091104 | 0.089534 | 0.08799 | 0.086419 | 0.084807 | 0.083182 | 0.081554 | 0.079995 | 0.078496 | 0.077049 | 0.075646 | 0.074284
WA | Industrial | Mining | Existing | Interior Lighting | Linear Lighting | 0.058926 | 0.057869 | 0.056819 | 0.055778 | 0.05447 | 0.053288 | 0.052236 | 0.051198 | 0.050175 | 0.049129 | 0.048099 | 0.047088 | 0.046094 | 0.045119 | 0.044135 | 0.04317 | 0.042223 | 0.041296 | 0.040388 | 0.039498 | 0.038655 | 0.037849
WA | Industrial | Mining | Existing | Exterior Lighting | General Service Lighting | 0.019068 | 0.017865 | 0.016125 | 0.014064 | 0.012293 | 0.011093 | 0.010233 | 0.009554 | 0.0089808 | 0.0084939 | 0.0080891 | 0.0077328 | 0.0074528 | 0.0072024 | 0.0069469 | 0.0067105 | 0.0064895 | 0.0062817 | 0.0060881 | 0.0058551 | 0.0056063 | 0.0053559
WA | Industrial | Mining | Existing | Exterior Lighting | Area Lighting | 0.044591 | 0.043822 | 0.043066 | 0.042324 | 0.041421 | 0.04062 | 0.039919 | 0.039231 | 0.038555 | 0.03789 | 0.037237 | 0.036564 | 0.03585 | 0.035107 | 0.034299 | 0.033475 | 0.032643 | 0.031879 | 0.031172 | 0.03051 | 0.029887 | 0.029295
WA | Industrial | Mining | Existing | Exterior Lighting | Linear Lighting | 0.046796 | 0.045956 | 0.045122 | 0.044296 | 0.043256 | 0.042318 | 0.041483 | 0.040658 | 0.039846 | 0.039015 | 0.038198 | 0.037394 | 0.036605 | 0.035831 | 0.035049 | 0.034283 | 0.033531 | 0.032795 | 0.032073 | 0.031367 | 0.030697 | 0.030057
WA | Industrial | Mining | Existing | Motors | Pumps | 1.3316 | 1.3086 | 1.286 | 1.2639 | 1.2369 | 1.213 | 1.1921 | 1.1715 | 1.1513 | 1.1315 | 1.112 | 1.0928 | 1.0739 | 1.0554 | 1.0372 | 1.0193 | 1.0018 | 0.9845 | 0.96753 | 0.95085 | 0.93445 | 0.91834
WA | Industrial | Mining | Existing | Motors | Fans & Blowers | 0.9321 | 0.91603 | 0.90023 | 0.88471 | 0.86584 | 0.84909 | 0.83445 | 0.82006 | 0.80592 | 0.79203 | 0.77837 | 0.76495 | 0.75176 | 0.7388 | 0.72606 | 0.71354 | 0.70124 | 0.68915 | 0.67727 | 0.66559 | 0.65412 | 0.64284
WA | Industrial | Mining | Existing | Motors | Compressed Air | 0.9321 | 0.91603 | 0.90023 | 0.88471 | 0.86584 | 0.84909 | 0.83445 | 0.82006 | 0.80592 | 0.79203 | 0.77837 | 0.76495 | 0.75176 | 0.7388 | 0.72606 | 0.71354 | 0.70124 | 0.68915 | 0.67727 | 0.66559 | 0.65412 | 0.64284
WA | Industrial | Mining | Existing | Motors | Material Handling | 2.6631 | 2.6172 | 2.5721 | 2.5277 | 2.4738 | 2.426 | 2.3841 | 2.343 | 2.3026 | 2.2629 | 2.2239 | 2.1856 | 2.1479 | 2.1109 | 2.0745 | 2.0387 | 2.0035 | 1.969 | 1.9351 | 1.9017 | 1.8689 | 1.8367
WA | Industrial | Mining | Existing | Motors | Other Motors | 0.39947 | 0.39258 | 0.38581 | 0.37916 | 0.37108 | 0.36389 | 0.35762 | 0.35145 | 0.3454 | 0.33944 | 0.33359 | 0.32784 | 0.32218 | 0.31663 | 0.31117 | 0.3058 | 0.30053 | 0.29535 | 0.29026 | 0.28525 | 0.28034 | 0.2755
WA | Industrial | Mining | Existing | Process | Process Heating | 0.065878 | 0.064742 | 0.063626 | 0.062529 | 0.061195 | 0.060011 | 0.058976 | 0.057959 | 0.05696 | 0.055978 | 0.055013 | 0.054064 | 0.053132 | 0.052216 | 0.051316 | 0.050431 | 0.049561 | 0.048707 | 0.047867 | 0.047042 | 0.046231 | 0.045434
WA | Industrial | Mining | Existing | Process | Process Cooling | 0 | 0 | 0 | 0 | 0 | 0 | 0 | 0 | 0 | 0 | 0 | 0 | 0 | 0 | 0 | 0 | 0 | 0 | 0 | 0 | 0 | 0
WA | Industrial | Mining | Existing | Process | Process Refrigeration | 0 | 0 | 0 | 0 | 0 | 0 | 0 | 0 | 0 | 0 | 0 | 0 | 0 | 0 | 0 | 0 | 0 | 0 | 0 | 0 | 0 | 0
WA | Industrial | Mining | Existing | Process | Process Electrochemical | 0.065878 | 0.064742 | 0.063626 | 0.062529 | 0.061195 | 0.060011 | 0.058976 | 0.057959 | 0.05696 | 0.055978 | 0.055013 | 0.054064 | 0.053132 | 0.052216 | 0.051316 | 0.050431 | 0.049561 | 0.048707 | 0.047867 | 0.047042 | 0.046231 | 0.045434
WA | Industrial | Mining | Existing | Process | Process Other | 0.36233 | 0.35608 | 0.34994 | 0.34391 | 0.33657 | 0.33006 | 0.32437 | 0.31878 | 0.31328 | 0.30788 | 0.30257 | 0.29735 | 0.29223 | 0.28719 | 0.28224 | 0.27737 | 0.27259 | 0.26789 | 0.26327 | 0.25873 | 0.25427 | 0.24989
WA | Industrial | Mining | Existing | Miscellaneous | Miscellaneous | 0.065878 | 0.064742 | 0.063626 | 0.062529 | 0.061195 | 0.060011 | 0.058976 | 0.057959 | 0.05696 | 0.055978 | 0.055013 | 0.054064 | 0.053132 | 0.052216 | 0.051316 | 0.050431 | 0.049561 | 0.048707 | 0.047867 | 0.047042 | 0.046231 | 0.045434
WA | Industrial | Mining | New | Cooling | Air-Cooled Chiller | 0 | 0 | 0 | 0 | 0 | 0 | 0 | 0 | 0 | 0 | 0 | 0 | 0 | 0 | 0 | 0 | 0 | 0 | 0 | 0 | 0 | 0
WA | Industrial | Mining | New | Cooling | Water-Cooled Chiller | 0 | 0 | 0 | 0 | 0 | 0 | 0 | 0 | 0 | 0 | 0 | 0 | 0 | 0 | 0 | 0 | 0 | 0 | 0 | 0 | 0 | 0
WA | Industrial | Mining | New | Cooling | RTU | 0 | 0.0012164 | 0.0022818 | 0.0033602 | 0.0041235 | 0.0049116 | 0.0058563 | 0.0070873 | 0.0081425 | 0.0093512 | 0.010592 | 0.011916 | 0.01289 | 0.013959 | 0.015059 | 0.016367 | 0.017419 | 0.018677 | 0.019866 | 0.021193 | 0.022193 | 0.023363
WA | Industrial | Mining | New | Cooling | Air-Source Heat Pump | 0 | 0.00012037 | 0.00023018 | 0.00034134 | 0.00042001 | 0.0005012 | 0.00059852 | 0.00072536 | 0.00083407 | 0.00095861 | 0.0010865 | 0.0012228 | 0.0013222 | 0.0014332 | 0.0015474 | 0.0016828 | 0.0017919 | 0.0019221 | 0.0020451 | 0.0021822 | 0.0022856 | 0.0024065
WA | Industrial | Mining | New | Cooling | Geothermal Heat Pump | 0 | 0 | 0 | 0 | 0 | 0 | 0 | 0 | 0 | 0 | 0 | 0 | 0 | 0 | 0 | 0 | 0 | 0 | 0 | 0 | 0 | 0
WA | Industrial | Mining | New | Space Heating | Electric Furnace | 0 | 0.00013202 | 0.00026468 | 0.00040074 | 0.00049401 | 0.00058472 | 0.00069218 | 0.00083503 | 0.00094621 | 0.0010762 | 0.0012067 | 0.0013495 | 0.0014374 | 0.0015416 | 0.0016464 | 0.0017767 | 0.0018602 | 0.0019708 | 0.002071 | 0.0021924 | 0.0022577 | 0.0023478
WA | Industrial | Mining | New | Space Heating | Electric Room Heat | 0 | 0.00068008 | 0.0013635 | 0.0020644 | 0.0025449 | 0.0030121 | 0.0035657 | 0.0043016 | 0.0048743 | 0.005544 | 0.0062164 | 0.0069516 | 0.0074045 | 0.0079414 | 0.0084811 | 0.0091525 | 0.0095828 | 0.010153 | 0.010669 | 0.011294 | 0.01163 | 0.012094
WA | Industrial | Mining | New | Space Heating | Air-Source Heat Pump | 0 | 0.00017438 | 0.00034445 | 0.00051891 | 0.00063847 | 0.00075474 | 0.00089249 | 0.0010756 | 0.0012181 | 0.0013848 | 0.0015521 | 0.0017351 | 0.0018473 | 0.0019805 | 0.0021144 | 0.0022811 | 0.0023879 | 0.0025294 | 0.0026576 | 0.0028129 | 0.0028965 | 0.0030118
WA | Industrial | Mining | New | Space Heating | Geothermal Heat Pump | 0 | 0 | 0 | 0 | 0 | 0 | 0 | 0 | 0 | 0 | 0 | 0 | 0 | 0 | 0 | 0 | 0 | 0 | 0 | 0 | 0 | 0
WA | Industrial | Mining | New | Ventilation | Ventilation | 0 | 0.0021957 | 0.0044021 | 0.0066356 | 0.0082239 | 0.0096486 | 0.011343 | 0.013543 | 0.015382 | 0.017479 | 0.019602 | 0.02184 | 0.023417 | 0.025171 | 0.026948 | 0.029015 | 0.0306 | 0.032491 | 0.034215 | 0.036121 | 0.037439 | 0.039018
WA | Industrial | Mining | New | Interior Lighting | General Service Lighting | 0 | 0.00023696 | 0.00047508 | 0.00071612 | 0.00085398 | 0.0009889 | 0.001141 | 0.0013353 | 0.0014916 | 0.0016498 | 0.0018118 | 0.0019835 | 0.0021023 | 0.0022361 | 0.0023564 | 0.0024982 | 0.0025999 | 0.0027263 | 0.0028416 | 0.0029596 | 0.0030337 | 0.00313
WA | Industrial | Mining | New | Interior Lighting | High-Bay Lighting | 0 | 0.0023377 | 0.0046868 | 0.0070647 | 0.0087182 | 0.010336 | 0.012261 | 0.014759 | 0.016848 | 0.019197 | 0.021575 | 0.024081 | 0.025841 | 0.027794 | 0.029746 | 0.03202 | 0.033757 | 0.03585 | 0.03777 | 0.03991 | 0.041404 | 0.043185
WA | Industrial | Mining | New | Interior Lighting | Linear Lighting | 0 | 0.0012919 | 0.0025901 | 0.0039043 | 0.0048079 | 0.0056923 | 0.0067444 | 0.0081096 | 0.0092514 | 0.010525 | 0.011813 | 0.013172 | 0.014129 | 0.015193 | 0.016257 | 0.017495 | 0.018444 | 0.019586 | 0.020635 | 0.021804 | 0.022609 | 0.023555
WA | Industrial | Mining | New | Exterior Lighting | General Service Lighting | 0 | 0.00025143 | 0.00050409 | 0.00075985 | 0.00090613 | 0.0010493 | 0.0012107 | 0.0014168 | 0.0015827 | 0.0017506 | 0.0019225 | 0.0021046 | 0.0022307 | 0.0023727 | 0.0025003 | 0.0026507 | 0.0027586 | 0.0028928 | 0.0030151 | 0.0031403 | 0.0032189 | 0.0033211
WA | Industrial | Mining | New | Exterior Lighting | Area Lighting | 0 | 0.0010136 | 0.002032 | 0.003063 | 0.003772 | 0.0044659 | 0.0052914 | 0.0063626 | 0.0072584 | 0.0082582 | 0.0092701 | 0.010337 | 0.011084 | 0.011912 | 0.012732 | 0.013688 | 0.014416 | 0.015295 | 0.0161 | 0.016998 | 0.017622 | 0.018368
WA | Industrial | Mining | New | Exterior Lighting | Linear Lighting | 0 | 0.001026 | 0.0020569 | 0.0031006 | 0.0038182 | 0.0045205 | 0.005356 | 0.0064402 | 0.0073469 | 0.008358 | 0.0093813 | 0.01046 | 0.01122 | 0.012066 | 0.012911 | 0.013894 | 0.014647 | 0.015554 | 0.016387 | 0.017315 | 0.017954 | 0.018706
WA | Industrial | Mining | New | Motors | Pumps | 0 | 0.030267 | 0.060681 | 0.091468 | 0.11326 | 0.13458 | 0.15995 | 0.19288 | 0.22041 | 0.2517 | 0.28337 | 0.31676 | 0.34028 | 0.36644 | 0.39296 | 0.4238 | 0.44744 | 0.47589 | 0.50203 | 0.53115 | 0.55159 | 0.57586
WA | Industrial | Mining | New | Motors | Fans & Blowers | 0 | 0.021187 | 0.042476 | 0.064027 | 0.079281 | 0.094209 | 0.11197 | 0.13501 | 0.15429 | 0.17619 | 0.19836 | 0.22173 | 0.2382 | 0.25651 | 0.27507 | 0.29666 | 0.31321 | 0.33312 | 0.35142 | 0.37181 | 0.38611 | 0.4031
WA | Industrial | Mining | New | Motors | Compressed Air | 0 | 0.021187 | 0.042476 | 0.064027 | 0.079281 | 0.094209 | 0.11197 | 0.13501 | 0.15429 | 0.17619 | 0.19836 | 0.22173 | 0.2382 | 0.25651 | 0.27507 | 0.29666 | 0.31321 | 0.33312 | 0.35142 | 0.37181 | 0.38611 | 0.4031
WA | Industrial | Mining | New | Motors | Material Handling | 0 | 0.060533 | 0.12136 | 0.18294 | 0.22652 | 0.26917 | 0.31991 | 0.38575 | 0.44082 | 0.5034 | 0.56674 | 0.63351 | 0.68056 | 0.73289 | 0.78592 | 0.84761 | 0.89489 | 0.95177 | 1.0041 | 1.0623 | 1.1032 | 1.1517
WA | Industrial | Mining | New | Motors | Other Motors | 0 | 0.00908 | 0.018204 | 0.02744 | 0.033978 | 0.040375 | 0.047986 | 0.057863 | 0.066123 | 0.07551 | 0.085011 | 0.095027 | 0.10208 | 0.10993 | 0.11789 | 0.12714 | 0.13423 | 0.14277 | 0.15061 | 0.15935 | 0.16548 | 0.17276
WA | Industrial | Mining | New | Process | Process Heating | 0 | 0.0014974 | 0.0030021 | 0.0045252 | 0.0056033 | 0.0066584 | 0.0079135 | 0.0095424 | 0.010905 | 0.012453 | 0.014019 | 0.015671 | 0.016835 | 0.018129 | 0.019441 | 0.020967 | 0.022137 | 0.023544 | 0.024838 | 0.026278 | 0.027289 | 0.02849
WA | Industrial | Mining | New | Process | Process Cooling | 0 | 0 | 0 | 0 | 0 | 0 | 0 | 0 | 0 | 0 | 0 | 0 | 0 | 0 | 0 | 0 | 0 | 0 | 0 | 0 | 0 | 0
WA | Industrial | Mining | New | Process | Process Refrigeration | 0 | 0 | 0 | 0 | 0 | 0 | 0 | 0 | 0 | 0 | 0 | 0 | 0 | 0 | 0 | 0 | 0 | 0 | 0 | 0 | 0 | 0
WA | Industrial | Mining | New | Process | Process Electrochemical | 0 | 0.0014974 | 0.0030021 | 0.0045252 | 0.0056033 | 0.0066584 | 0.0079135 | 0.0095424 | 0.010905 | 0.012453 | 0.014019 | 0.015671 | 0.016835 | 0.018129 | 0.019441 | 0.020967 | 0.022137 | 0.023544 | 0.024838 | 0.026278 | 0.027289 | 0.02849
WA | Industrial | Mining | New | Process | Process Other | 0 | 0.0082357 | 0.016511 | 0.024889 | 0.030818 | 0.036621 | 0.043525 | 0.052483 | 0.059975 | 0.068489 | 0.077106 | 0.086191 | 0.092592 | 0.099711 | 0.10693 | 0.11532 | 0.12175 | 0.12949 | 0.13661 | 0.14453 | 0.15009 | 0.15669
WA | Industrial | Mining | New | Miscellaneous | Miscellaneous | 0 | 0.0014974 | 0.0030021 | 0.0045252 | 0.0056033 | 0.0066584 | 0.0079135 | 0.0095424 | 0.010905 | 0.012453 | 0.014019 | 0.015671 | 0.016835 | 0.018129 | 0.019441 | 0.020967 | 0.022137 | 0.023544 | 0.024838 | 0.026278 | 0.027289 | 0.02849
WA | Industrial | Food Mfg | Existing | Cooling | Air-Cooled Chiller | 0.35507 | 0.3489 | 0.34284 | 0.33688 | 0.32964 | 0.32594 | 0.32294 | 0.31996 | 0.31698 | 0.314 | 0.31104 | 0.30808 | 0.30514 | 0.30221 | 0.29929 | 0.29684 | 0.29439 | 0.29194 | 0.28948 | 0.28703 | 0.28458 | 0.28212
WA | Industrial | Food Mfg | Existing | Cooling | Water-Cooled Chiller | 0.41132 | 0.40423 | 0.39726 | 0.39041 | 0.38209 | 0.37785 | 0.37444 | 0.37103 | 0.36763 | 0.36424 | 0.36086 | 0.35748 | 0.35411 | 0.35075 | 0.34741 | 0.3446 | 0.34179 | 0.33897 | 0.33615 | 0.33333 | 0.3305 | 0.32767
WA | Industrial | Food Mfg | Existing | Cooling | RTU | 2.5089 | 2.4657 | 2.4127 | 2.3596 | 2.2972 | 2.2588 | 2.2249 | 2.1906 | 2.156 | 2.1212 | 2.0863 | 2.0513 | 2.0163 | 1.9825 | 1.9506 | 1.9234 | 1.8977 | 1.8732 | 1.8498 | 1.8273 | 1.8058 | 1.7849
WA | Industrial | Food Mfg | Existing | Cooling | Air-Source Heat Pump | 0.34574 | 0.33868 | 0.33072 | 0.32281 | 0.31367 | 0.3079 | 0.3028 | 0.29773 | 0.2927 | 0.28773 | 0.28284 | 0.27804 | 0.27342 | 0.26901 | 0.26482 | 0.26121 | 0.25775 | 0.25444 | 0.25124 | 0.24816 | 0.24518 | 0.24229
WA | Industrial | Food Mfg | Existing | Cooling | Geothermal Heat Pump | 0 | 0 | 0 | 0 | 0 | 0 | 0 | 0 | 0 | 0 | 0 | 0 | 0 | 0 | 0 | 0 | 0 | 0 | 0 | 0 | 0 | 0
WA | Industrial | Food Mfg | Existing | Space Heating | Electric Furnace | 0.35548 | 0.34935 | 0.34333 | 0.33891 | 0.33022 | 0.32255 | 0.31573 | 0.31043 | 0.30251 | 0.2961 | 0.28983 | 0.28494 | 0.27766 | 0.27176 | 0.26598 | 0.26155 | 0.25491 | 0.24955 | 0.24429 | 0.24021 | 0.2341 | 0.22916
WA | Industrial | Food Mfg | Existing | Space Heating | Electric Room Heat | 1.8312 | 1.7997 | 1.7686 | 1.7459 | 1.7011 | 1.6616 | 1.6265 | 1.5991 | 1.5584 | 1.5253 | 1.493 | 1.4679 | 1.4303 | 1.3999 | 1.3702 | 1.3474 | 1.3132 | 1.2855 | 1.2584 | 1.2374 | 1.2059 | 1.1805
WA | Industrial | Food Mfg | Existing | Space Heating | Air-Source Heat Pump | 0.46955 | 0.46146 | 0.45305 | 0.44674 | 0.43477 | 0.42415 | 0.41465 | 0.40713 | 0.39618 | 0.38721 | 0.37843 | 0.37147 | 0.36142 | 0.35326 | 0.34532 | 0.33919 | 0.33023 | 0.32297 | 0.3159 | 0.31038 | 0.30227 | 0.2957
WA | Industrial | Food Mfg | Existing | Space Heating | Geothermal Heat Pump | 0 | 0 | 0 | 0 | 0 | 0 | 0 | 0 | 0 | 0 | 0 | 0 | 0 | 0 | 0 | 0 | 0 | 0 | 0 | 0 | 0 | 0
WA | Industrial | Food Mfg | Existing | Ventilation | Ventilation | 7.8349 | 7.6163 | 7.3971 | 7.1791 | 6.9356 | 6.6973 | 6.4786 | 6.2657 | 6.0592 | 5.8604 | 5.6694 | 5.4864 | 5.3119 | 5.146 | 4.989 | 4.8408 | 4.7016 | 4.5701 | 4.4454 | 4.3268 | 4.2137 | 4.1068
WA | Industrial | Food Mfg | Existing | Interior Lighting | General Service Lighting | 0.60898 | 0.58135 | 0.54747 | 0.50942 | 0.45832 | 0.40647 | 0.36701 | 0.33577 | 0.31047 | 0.28882 | 0.27118 | 0.25643 | 0.2445 | 0.23425 | 0.22446 | 0.21568 | 0.20772 | 0.20045 | 0.19387 | 0.18682 | 0.17996 | 0.17334
WA | Industrial | Food Mfg | Existing | Interior Lighting | High-Bay Lighting | 3.697 | 3.6333 | 3.5706 | 3.5091 | 3.4342 | 3.3678 | 3.3097 | 3.2526 | 3.1966 | 3.1415 | 3.0873 | 3.0341 | 2.9818 | 2.9285 | 2.8739 | 2.8188 | 2.7636 | 2.7108 | 2.66 | 2.611 | 2.5635 | 2.5173
WA | Industrial | Food Mfg | Existing | Interior Lighting | Linear Lighting | 1.9969 | 1.961 | 1.9255 | 1.8902 | 1.8458 | 1.8058 | 1.7701 | 1.735 | 1.7003 | 1.6648 | 1.63 | 1.5957 | 1.562 | 1.529 | 1.4956 | 1.4629 | 1.4308 | 1.3994 | 1.3686 | 1.3385 | 1.3099 | 1.2826
WA | Industrial | Food Mfg | Existing | Exterior Lighting | General Service Lighting | 0.64616 | 0.6054 | 0.54643 | 0.47661 | 0.41658 | 0.37592 | 0.34676 | 0.32376 | 0.30433 | 0.28784 | 0.27412 | 0.26204 | 0.25256 | 0.24407 | 0.23541 | 0.2274 | 0.21991 | 0.21287 | 0.20631 | 0.19841 | 0.18998 | 0.1815
WA | Industrial | Food Mfg | Existing | Exterior Lighting | Area Lighting | 1.5111 | 1.485 | 1.4594 | 1.4342 | 1.4037 | 1.3765 | 1.3528 | 1.3294 | 1.3065 | 1.284 | 1.2619 | 1.2391 | 1.2149 | 1.1897 | 1.1623 | 1.1344 | 1.1062 | 1.0803 | 1.0563 | 1.0339 | 1.0128 | 0.99273
WA | Industrial | Food Mfg | Existing | Exterior Lighting | Linear Lighting | 1.5858 | 1.5573 | 1.5291 | 1.5011 | 1.4658 | 1.4341 | 1.4057 | 1.3778 | 1.3503 | 1.3221 | 1.2944 | 1.2672 | 1.2405 | 1.2142 | 1.1877 | 1.1618 | 1.1363 | 1.1113 | 1.0869 | 1.0629 | 1.0402 | 1.0186
WA | Industrial | Food Mfg | Existing | Motors | Pumps | 10.8288 | 10.6421 | 10.4587 | 10.2783 | 10.0591 | 9.8645 | 9.6944 | 9.5272 | 9.363 | 9.2015 | 9.0429 | 8.887 | 8.7338 | 8.5832 | 8.4352 | 8.2898 | 8.1468 | 8.0064 | 7.8683 | 7.7327 | 7.5993 | 7.4683
WA | Industrial | Food Mfg | Existing | Motors | Fans & Blowers | 5.0229 | 4.9363 | 4.8512 | 4.7676 | 4.6659 | 4.5756 | 4.4967 | 4.4192 | 4.343 | 4.2681 | 4.1945 | 4.1222 | 4.0511 | 3.9813 | 3.9127 | 3.8452 | 3.7789 | 3.7137 | 3.6497 | 3.5868 | 3.5249 | 3.4642
WA | Industrial | Food Mfg | Existing | Motors | Compressed Air | 14.6995 | 14.446 | 14.1969 | 13.9522 | 13.6546 | 13.3904 | 13.1595 | 12.9326 | 12.7096 | 12.4905 | 12.2751 | 12.0635 | 11.8555 | 11.6511 | 11.4502 | 11.2528 | 11.0588 | 10.8681 | 10.6807 | 10.4966 | 10.3156 | 10.1378
WA | Industrial | Food Mfg | Existing | Motors | Material Handling | 21.8424 | 21.4658 | 21.0957 | 20.732 | 20.2898 | 19.8972 | 19.5541 | 19.217 | 18.8856 | 18.56 | 18.24 | 17.9255 | 17.6165 | 17.3128 | 17.0143 | 16.7209 | 16.4326 | 16.1493 | 15.8709 | 15.5972 | 15.3283 | 15.064
WA | Industrial | Food Mfg | Existing | Motors | Other Motors | 2.3157 | 2.2758 | 2.2366 | 2.198 | 2.1511 | 2.1095 | 2.0731 | 2.0374 | 2.0023 | 1.9677 | 1.9338 | 1.9005 | 1.8677 | 1.8355 | 1.8039 | 1.7728 | 1.7422 | 1.7121 | 1.6826 | 1.6536 | 1.6251 | 1.5971
WA | Industrial | Food Mfg | Existing | Process | Process Heating | 3.0876 | 3.0344 | 2.9821 | 2.9307 | 2.8682 | 2.8127 | 2.7642 | 2.7165 | 2.6697 | 2.6236 | 2.5784 | 2.534 | 2.4903 | 2.4473 | 2.4051 | 2.3637 | 2.3229 | 2.2829 | 2.2435 | 2.2048 | 2.1668 | 2.1295
WA | Industrial | Food Mfg | Existing | Process | Process Cooling | 55.6438 | 54.6845 | 53.7416 | 52.815 | 51.6886 | 50.6884 | 49.8144 | 48.9556 | 48.1115 | 47.282 | 46.4668 | 45.6656 | 44.8783 | 44.1045 | 43.3441 | 42.5968 | 41.8624 | 41.1406 | 40.4313 | 39.7342 | 39.0491 | 38.3759
WA | Industrial | Food Mfg | Existing | Process | Process Refrigeration | 27.844 | 27.364 | 26.8922 | 26.4285 | 25.8648 | 25.3643 | 24.927 | 24.4972 | 24.0749 | 23.6598 | 23.2519 | 22.851 | 22.457 | 22.0698 | 21.6893 | 21.3153 | 20.9478 | 20.5866 | 20.2317 | 19.8829 | 19.5401 | 19.2032
WA | Industrial | Food Mfg | Existing | Process | Process Electrochemical | 0.38556 | 0.37891 | 0.37238 | 0.36596 | 0.35815 | 0.35122 | 0.34516 | 0.33921 | 0.33336 | 0.32762 | 0.32197 | 0.31642 | 0.31096 | 0.3056 | 0.30033 | 0.29515 | 0.29006 | 0.28506 | 0.28015 | 0.27532 | 0.27057 | 0.26591
WA | Industrial | Food Mfg | Existing | Process | Process Other | 3.1321 | 3.0781 | 3.025 | 2.9728 | 2.9094 | 2.8531 | 2.804 | 2.7556 | 2.7081 | 2.6614 | 2.6155 | 2.5704 | 2.5261 | 2.4826 | 2.4397 | 2.3977 | 2.3563 | 2.3157 | 2.2758 | 2.2366 | 2.198 | 2.1601
WA | Industrial | Food Mfg | Existing | Miscellaneous | Miscellaneous | 4.9955 | 4.9094 | 4.8247 | 4.7415 | 4.6404 | 4.5506 | 4.4721 | 4.395 | 4.3193 | 4.2448 | 4.1716 | 4.0997 | 4.029 | 3.9595 | 3.8913 | 3.8242 | 3.7582 | 3.6934 | 3.6298 | 3.5672 | 3.5057 | 3.4452
WA | Industrial | Food Mfg | New | Cooling | Air-Cooled Chiller | 0 | 0.0080448 | 0.016129 | 0.024312 | 0.030104 | 0.036074 | 0.043232 | 0.052563 | 0.06056 | 0.069721 | 0.079128 | 0.08916 | 0.096544 | 0.10479 | 0.11325 | 0.12328 | 0.13136 | 0.14099 | 0.15008 | 0.16022 | 0.16787 | 0.1768
WA | Industrial | Food Mfg | New | Cooling | Water-Cooled Chiller | 0 | 0.0093494 | 0.018744 | 0.028255 | 0.034986 | 0.041924 | 0.050243 | 0.061087 | 0.070381 | 0.081028 | 0.09196 | 0.10362 | 0.1122 | 0.12178 | 0.13162 | 0.14327 | 0.15266 | 0.16385 | 0.17442 | 0.1862 | 0.19509 | 0.20547
WA | Industrial | Food Mfg | New | Cooling | RTU | 0 | 0.057029 | 0.10698 | 0.15754 | 0.19333 | 0.23028 | 0.27457 | 0.33228 | 0.38175 | 0.43842 | 0.49661 | 0.55866 | 0.60434 | 0.65447 | 0.70602 | 0.76735 | 0.81669 | 0.87567 | 0.93141 | 0.9936 | 1.0405 | 1.0953
WA | Industrial | Food Mfg | New | Cooling | Air-Source Heat Pump | 0 | 0.0073675 | 0.014088 | 0.020892 | 0.025707 | 0.030676 | 0.036633 | 0.044396 | 0.05105 | 0.058672 | 0.066499 | 0.074845 | 0.080923 | 0.087722 | 0.094707 | 0.103 | 0.10967 | 0.11764 | 0.12517 | 0.13356 | 0.13989 | 0.14729
WA | Industrial | Food Mfg | New | Cooling | Geothermal Heat Pump | 0 | 0 | 0 | 0 | 0 | 0 | 0 | 0 | 0 | 0 | 0 | 0 | 0 | 0 | 0 | 0 | 0 | 0 | 0 | 0 | 0 | 0
WA | Industrial | Food Mfg | New | Space Heating | Electric Furnace | 0 | 0.0080802 | 0.0162 | 0.024527 | 0.030236 | 0.035788 | 0.042365 | 0.051109 | 0.057913 | 0.06587 | 0.073859 | 0.082594 | 0.087975 | 0.094353 | 0.10077 | 0.10874 | 0.11386 | 0.12063 | 0.12676 | 0.13418 | 0.13818 | 0.1437
WA | Industrial | Food Mfg | New | Space Heating | Electric Room Heat | 0 | 0.041624 | 0.083451 | 0.12635 | 0.15576 | 0.18436 | 0.21824 | 0.26328 | 0.29834 | 0.33932 | 0.38048 | 0.42548 | 0.4532 | 0.48605 | 0.51909 | 0.56018 | 0.58652 | 0.62139 | 0.65299 | 0.69124 | 0.71184 | 0.74024
WA | Industrial | Food Mfg | New | Space Heating | Air-Source Heat Pump | 0 | 0.010673 | 0.021082 | 0.03176 | 0.039078 | 0.046194 | 0.054625 | 0.065835 | 0.074556 | 0.084755 | 0.094996 | 0.1062 | 0.11306 | 0.12121 | 0.12941 | 0.13962 | 0.14615 | 0.15481 | 0.16266 | 0.17217 | 0.17728 | 0.18434
WA | Industrial | Food Mfg | New | Space Heating | Geothermal Heat Pump | 0 | 0 | 0 | 0 | 0 | 0 | 0 | 0 | 0 | 0 | 0 | 0 | 0 | 0 | 0 | 0 | 0 | 0 | 0 | 0 | 0 | 0
WA | Industrial | Food Mfg | New | Ventilation | Ventilation | 0 | 0.13439 | 0.26943 | 0.40614 | 0.50335 | 0.59055 | 0.69428 | 0.82889 | 0.94147 | 1.0698 | 1.1998 | 1.3367 | 1.4332 | 1.5406 | 1.6494 | 1.7759 | 1.8729 | 1.9886 | 2.0941 | 2.2108 | 2.2915 | 2.3881
WA | Industrial | Food Mfg | New | Interior Lighting | General Service Lighting | 0 | 0.0080301 | 0.016099 | 0.024267 | 0.028939 | 0.033511 | 0.038666 | 0.045249 | 0.050546 | 0.055908 | 0.061399 | 0.067215 | 0.071242 | 0.075776 | 0.079852 | 0.084656 | 0.088103 | 0.092387 | 0.096295 | 0.10029 | 0.1028 | 0.10607
WA | Industrial | Food Mfg | New | Interior Lighting | High-Bay Lighting | 0 | 0.079219 | 0.15882 | 0.23941 | 0.29544 | 0.35027 | 0.4155 | 0.50016 | 0.57095 | 0.65055 | 0.73111 | 0.81604 | 0.87568 | 0.94186 | 1.008 | 1.0851 | 1.1439 | 1.2149 | 1.2799 | 1.3524 | 1.4031 | 1.4634
WA | Industrial | Food Mfg | New | Interior Lighting | Linear Lighting | 0 | 0.04378 | 0.087773 | 0.13231 | 0.16293 | 0.1929 | 0.22855 | 0.27481 | 0.31351 | 0.35665 | 0.40032 | 0.44635 | 0.47879 | 0.51486 | 0.55092 | 0.59288 | 0.62503 | 0.66371 | 0.69928 | 0.73888 | 0.76615 | 0.79821
WA | Industrial | Food Mfg | New | Exterior Lighting | General Service Lighting | 0 | 0.0085204 | 0.017082 | 0.025749 | 0.030706 | 0.035558 | 0.041027 | 0.048012 | 0.053632 | 0.059322 | 0.065148 | 0.071319 | 0.075592 | 0.080403 | 0.084728 | 0.089826 | 0.093483 | 0.098029 | 0.10217 | 0.10642 | 0.10908 | 0.11254
WA | Industrial | Food Mfg | New | Exterior Lighting | Area Lighting | 0 | 0.034347 | 0.06886 | 0.1038 | 0.12782 | 0.15134 | 0.17931 | 0.21561 | 0.24597 | 0.27985 | 0.31414 | 0.35029 | 0.37562 | 0.40368 | 0.43147 | 0.46386 | 0.48854 | 0.51832 | 0.54559 | 0.57601 | 0.59717 | 0.62244
WA | Industrial | Food Mfg | New | Exterior Lighting | Linear Lighting | 0 | 0.034768 | 0.069704 | 0.10507 | 0.12939 | 0.15319 | 0.1815 | 0.21824 | 0.24897 | 0.28323 | 0.31791 | 0.35446 | 0.38022 | 0.40887 | 0.43751 | 0.47083 | 0.49636 | 0.52708 | 0.55532 | 0.58677 | 0.60843 | 0.63389
WA | Industrial | Food Mfg | New | Motors | Pumps | 0 | 0.24614 | 0.49348 | 0.74385 | 0.92106 | 1.0945 | 1.3008 | 1.5686 | 1.7925 | 2.0469 | 2.3045 | 2.576 | 2.7673 | 2.9801 | 3.1957 | 3.4465 | 3.6388 | 3.8701 | 4.0827 | 4.3196 | 4.4857 | 4.6831
WA | Industrial | Food Mfg | New | Motors | Fans & Blowers | 0 | 0.11417 | 0.2289 | 0.34503 | 0.42723 | 0.50768 | 0.60338 | 0.72757 | 0.83143 | 0.94947 | 1.0689 | 1.1949 | 1.2836 | 1.3823 | 1.4823 | 1.5987 | 1.6878 | 1.7951 | 1.8938 | 2.0036 | 2.0807 | 2.1722
WA | Industrial | Food Mfg | New | Motors | Compressed Air | 0 | 0.33412 | 0.66987 | 1.0097 | 1.2503 | 1.4857 | 1.7658 | 2.1292 | 2.4332 | 2.7786 | 3.1282 | 3.4967 | 3.7564 | 4.0453 | 4.3379 | 4.6785 | 4.9394 | 5.2534 | 5.5421 | 5.8635 | 6.0891 | 6.357
WA | Industrial | Food Mfg | New | Motors | Material Handling | 0 | 0.49648 | 0.99537 | 1.5004 | 1.8578 | 2.2077 | 2.6238 | 3.1639 | 3.6155 | 4.1288 | 4.6483 | 5.1959 | 5.5818 | 6.011 | 6.4459 | 6.9519 | 7.3396 | 7.8062 | 8.2351 | 8.7128 | 9.048 | 9.4461
WA | Industrial | Food Mfg | New | Motors | Other Motors | 0 | 0.052637 | 0.10553 | 0.15907 | 0.19697 | 0.23406 | 0.27818 | 0.33543 | 0.38332 | 0.43773 | 0.49281 | 0.55087 | 0.59178 | 0.63728 | 0.68339 | 0.73704 | 0.77815 | 0.82762 | 0.87309 | 0.92373 | 0.95927 | 1.0015
WA | Industrial | Food Mfg | New | Process | Process Heating | 0 | 0.070182 | 0.14071 | 0.2121 | 0.26262 | 0.31208 | 0.3709 | 0.44724 | 0.51109 | 0.58364 | 0.65708 | 0.73449 | 0.78904 | 0.84971 | 0.91119 | 0.98272 | 1.0375 | 1.1035 | 1.1641 | 1.2316 | 1.279 | 1.3353
WA | Industrial | Food Mfg | New | Process | Process Cooling | 0 | 1.2648 | 2.5357 | 3.8223 | 4.7329 | 5.6241 | 6.6842 | 8.06 | 9.2106 | 10.5181 | 11.8415 | 13.2367 | 14.2197 | 15.313 | 16.421 | 17.71 | 18.6978 | 19.8865 | 20.9791 | 22.196 | 23.0499 | 24.064
WA | Industrial | Food Mfg | New | Process | Process Refrigeration | 0 | 0.6329 | 1.2689 | 1.9127 | 2.3683 | 2.8143 | 3.3448 | 4.0332 | 4.6089 | 5.2632 | 5.9255 | 6.6236 | 7.1155 | 7.6626 | 8.217 | 8.862 | 9.3563 | 9.9511 | 10.4979 | 11.1068 | 11.5341 | 12.0416
WA | Industrial | Food Mfg | New | Process | Process Electrochemical | 0 | 0.0087637 | 0.01757 | 0.026485 | 0.032794 | 0.038969 | 0.046315 | 0.055848 | 0.06382 | 0.07288 | 0.08205 | 0.091717 | 0.098528 | 0.1061 | 0.11378 | 0.12271 | 0.12956 | 0.13779 | 0.14536 | 0.1538 | 0.15971 | 0.16674
WA | Industrial | Food Mfg | New | Process | Process Other | 0 | 0.071192 | 0.14273 | 0.21515 | 0.2664 | 0.31657 | 0.37624 | 0.45368 | 0.51844 | 0.59204 | 0.66654 | 0.74506 | 0.8004 | 0.86194 | 0.9243 | 0.99686 | 1.0525 | 1.1194 | 1.1809 | 1.2494 | 1.2974 | 1.3545
WA | Industrial | Food Mfg | New | Miscellaneous | Miscellaneous | 0 | 0.11355 | 0.22765 | 0.34315 | 0.4249 | 0.50491 | 0.60008 | 0.7236 | 0.82689 | 0.94428 | 1.0631 | 1.1883 | 1.2766 | 1.3747 | 1.4742 | 1.5899 | 1.6786 | 1.7853 | 1.8834 | 1.9927 | 2.0693 | 2.1604
WA | Industrial | Paper Mfg | Existing | Cooling | Air-Cooled Chiller | 0.49117 | 0.48264 | 0.47425 | 0.46601 | 0.456 | 0.45087 | 0.44673 | 0.4426 | 0.43848 | 0.43436 | 0.43026 | 0.42618 | 0.42211 | 0.41805 | 0.41401 | 0.41063 | 0.40723 | 0.40384 | 0.40045 | 0.39705 | 0.39366 | 0.39026
WA | Industrial | Paper Mfg | Existing | Cooling | Water-Cooled Chiller | 0.56899 | 0.55918 | 0.54954 | 0.54007 | 0.52855 | 0.52269 | 0.51797 | 0.51326 | 0.50855 | 0.50386 | 0.49918 | 0.49451 | 0.48985 | 0.4852 | 0.48057 | 0.47669 | 0.47281 | 0.46891 | 0.46501 | 0.4611 | 0.45719 | 0.45327
WA | Industrial | Paper Mfg | Existing | Cooling | RTU | 3.4707 | 3.4108 | 3.3375 | 3.2641 | 3.1777 | 3.1246 | 3.0777 | 3.0303 | 2.9824 | 2.9343 | 2.886 | 2.8376 | 2.7892 | 2.7424 | 2.6983 | 2.6607 | 2.6251 | 2.5912 | 2.5588 | 2.5278 | 2.4979 | 2.4691
WA | Industrial | Paper Mfg | Existing | Cooling | Air-Source Heat Pump | 0.47827 | 0.4685 | 0.45749 | 0.44655 | 0.43391 | 0.42592 | 0.41887 | 0.41185 | 0.4049 | 0.39803 | 0.39126 | 0.38462 | 0.37822 | 0.37213 | 0.36633 | 0.36134 | 0.35656 | 0.35196 | 0.34755 | 0.34328 | 0.33916 | 0.33517
WA | Industrial | Paper Mfg | Existing | Cooling | Geothermal Heat Pump | 0 | 0 | 0 | 0 | 0 | 0 | 0 | 0 | 0 | 0 | 0 | 0 | 0 | 0 | 0 | 0 | 0 | 0 | 0 | 0 | 0 | 0
WA | Industrial | Paper Mfg | Existing | Space Heating | Electric Furnace | 0.49175 | 0.48327 | 0.47494 | 0.46882 | 0.45679 | 0.44618 | 0.43675 | 0.42942 | 0.41847 | 0.4096 | 0.40092 | 0.39417 | 0.38408 | 0.37592 | 0.36793 | 0.36181 | 0.35262 | 0.3452 | 0.33793 | 0.33229 | 0.32383 | 0.317
WA | Industrial | Paper Mfg | Existing | Space Heating | Electric Room Heat | 2.5332 | 2.4895 | 2.4466 | 2.4151 | 2.3531 | 2.2985 | 2.2499 | 2.2121 | 2.1557 | 2.11 | 2.0653 | 2.0305 | 1.9786 | 1.9365 | 1.8954 | 1.8638 | 1.8165 | 1.7783 | 1.7408 | 1.7118 | 1.6682 | 1.633
WA | Industrial | Paper Mfg | Existing | Space Heating | Air-Source Heat Pump | 0.64954 | 0.63834 | 0.62672 | 0.61798 | 0.60143 | 0.58673 | 0.57359 | 0.56318 | 0.54804 | 0.53564 | 0.52349 | 0.51387 | 0.49996 | 0.48867 | 0.47768 | 0.4692 | 0.45681 | 0.44678 | 0.43699 | 0.42936 | 0.41813 | 0.40904
WA | Industrial | Paper Mfg | Existing | Space Heating | Geothermal Heat Pump | 0 | 0 | 0 | 0 | 0 | 0 | 0 | 0 | 0 | 0 | 0 | 0 | 0 | 0 | 0 | 0 | 0 | 0 | 0 | 0 | 0 | 0
WA | Industrial | Paper Mfg | Existing | Ventilation | Ventilation | 10.8381 | 10.5357 | 10.2325 | 9.931 | 9.5942 | 9.2645 | 8.962 | 8.6674 | 8.3818 | 8.1068 | 7.8425 | 7.5895 | 7.348 | 7.1186 | 6.9013 | 6.6964 | 6.5038 | 6.3218 | 6.1494 | 5.9853 | 5.8289 | 5.681
WA | Industrial | Paper Mfg | Existing | Interior Lighting | General Service Lighting | 1.2437 | 1.1873 | 1.1181 | 1.0404 | 0.93602 | 0.83012 | 0.74954 | 0.68573 | 0.63406 | 0.58986 | 0.55382 | 0.5237 | 0.49935 | 0.4784 | 0.45841 | 0.44048 | 0.42423 | 0.40938 | 0.39593 | 0.38155 | 0.36753 | 0.35402
WA | Industrial | Paper Mfg | Existing | Interior Lighting | High-Bay Lighting | 7.5504 | 7.4202 | 7.2923 | 7.1666 | 7.0137 | 6.878 | 6.7594 | 6.6429 | 6.5283 | 6.4158 | 6.3052 | 6.1964 | 6.0896 | 5.9809 | 5.8693 | 5.7568 | 5.6442 | 5.5363 | 5.4326 | 5.3324 | 5.2353 | 5.141
WA | Industrial | Paper Mfg | Existing | Interior Lighting | Linear Lighting | 4.0782 | 4.005 | 3.9323 | 3.8603 | 3.7697 | 3.688 | 3.6151 | 3.5433 | 3.4725 | 3.4001 | 3.3289 | 3.2589 | 3.1901 | 3.1226 | 3.0545 | 2.9877 | 2.9222 | 2.858 | 2.7951 | 2.7335 | 2.6752 | 2.6194
WA | Industrial | Paper Mfg | Existing | Exterior Lighting | General Service Lighting | 1.3197 | 1.2364 | 1.116 | 0.97337 | 0.85078 | 0.76774 | 0.70818 | 0.66121 | 0.62154 | 0.58785 | 0.55983 | 0.53517 | 0.51579 | 0.49846 | 0.48078 | 0.46442 | 0.44913 | 0.43475 | 0.42135 | 0.40522 | 0.388 | 0.37067
WA | Industrial | Paper Mfg | Existing | Exterior Lighting | Area Lighting | 3.086 | 3.0328 | 2.9805 | 2.9292 | 2.8667 | 2.8112 | 2.7627 | 2.7151 | 2.6683 | 2.6223 | 2.5771 | 2.5305 | 2.4811 | 2.4297 | 2.3738 | 2.3168 | 2.2592 | 2.2063 | 2.1573 | 2.1116 | 2.0684 | 2.0274
WA | Industrial | Paper Mfg | Existing | Exterior Lighting | Linear Lighting | 3.2386 | 3.1805 | 3.1228 | 3.0656 | 2.9937 | 2.9288 | 2.8709 | 2.8139 | 2.7577 | 2.7001 | 2.6436 | 2.588 | 2.5334 | 2.4798 | 2.4257 | 2.3726 | 2.3206 | 2.2697 | 2.2197 | 2.1708 | 2.1245 | 2.0802
WA | Industrial | Paper Mfg | Existing | Motors | Pumps | 219.0098 | 215.2338 | 211.5228 | 207.8759 | 203.4424 | 199.5055 | 196.0657 | 192.6853 | 189.3631 | 186.0982 | 182.8896 | 179.7364 | 176.6375 | 173.592 | 170.599 | 167.6577 | 164.767 | 161.9262 | 159.1344 | 156.3907 | 153.6943 | 151.0444
WA | Industrial | Paper Mfg | Existing | Motors | Fans & Blowers | 61.113 | 60.0594 | 59.0238 | 58.0062 | 56.7691 | 55.6705 | 54.7107 | 53.7674 | 52.8403 | 51.9293 | 51.034 | 50.1541 | 49.2893 | 48.4395 | 47.6044 | 46.7836 | 45.977 | 45.1843 | 44.4052 | 43.6396 | 42.8872 | 42.1478
WA | Industrial | Paper Mfg | Existing | Motors | Compressed Air | 35.3709 | 34.761 | 34.1617 | 33.5727 | 32.8567 | 32.2209 | 31.6653 | 31.1194 | 30.5828 | 30.0555 | 29.5373 | 29.0281 | 28.5276 | 28.0357 | 27.5524 | 27.0773 | 26.6105 | 26.1517 | 25.7008 | 25.2577 | 24.8222 | 24.3942
WA | Industrial | Paper Mfg | Existing | Motors | Material Handling | 245.901 | 241.6613 | 237.4947 | 233.4 | 228.4221 | 224.0018 | 220.1397 | 216.3442 | 212.6141 | 208.9483 | 205.3458 | 201.8053 | 198.3259 | 194.9065 | 191.5461 | 188.2435 | 184.998 | 181.8083 | 178.6737 | 175.5931 | 172.5657 | 169.5904
WA | Industrial | Paper Mfg | Existing | Motors | Other Motors | 0 | 0 | 0 | 0 | 0 | 0 | 0 | 0 | 0 | 0 | 0 | 0 | 0 | 0 | 0 | 0 | 0 | 0 | 0 | 0 | 0 | 0
WA | Industrial | Paper Mfg | Existing | Process | Process Heating | 2.5513 | 2.5073 | 2.4641 | 2.4216 | 2.3699 | 2.3241 | 2.284 | 2.2446 | 2.2059 | 2.1679 | 2.1305 | 2.0938 | 2.0577 | 2.0222 | 1.9873 | 1.9531 | 1.9194 | 1.8863 | 1.8538 | 1.8218 | 1.7904 | 1.7595
WA | Industrial | Paper Mfg | Existing | Process | Process Cooling | 0 | 0 | 0 | 0 | 0 | 0 | 0 | 0 | 0 | 0 | 0 | 0 | 0 | 0 | 0 | 0 | 0 | 0 | 0 | 0 | 0 | 0
WA | Industrial | Paper Mfg | Existing | Process | Process Refrigeration | 0 | 0 | 0 | 0 | 0 | 0 | 0 | 0 | 0 | 0 | 0 | 0 | 0 | 0 | 0 | 0 | 0 | 0 | 0 | 0 | 0 | 0
WA | Industrial | Paper Mfg | Existing | Process | Process Electrochemical | 3.5956 | 3.5336 | 3.4727 | 3.4128 | 3.34 | 3.2754 | 3.2189 | 3.1634 | 3.1089 | 3.0553 | 3.0026 | 2.9508 | 2.9 | 2.85 | 2.8008 | 2.7525 | 2.7051 | 2.6584 | 2.6126 | 2.5675 | 2.5233 | 2.4798
WA | Industrial | Paper Mfg | Existing | Process | Process Other | 14.7949 | 14.5399 | 14.2892 | 14.0428 | 13.7433 | 13.4773 | 13.245 | 13.0166 | 12.7922 | 12.5716 | 12.3549 | 12.1419 | 11.9325 | 11.7268 | 11.5246 | 11.3259 | 11.1306 | 10.9387 | 10.7501 | 10.5648 | 10.3826 | 10.2036
WA | Industrial | Paper Mfg | Existing | Miscellaneous | Miscellaneous | 0 | 0 | 0 | 0 | 0 | 0 | 0 | 0 | 0 | 0 | 0 | 0 | 0 | 0 | 0 | 0 | 0 | 0 | 0 | 0 | 0 | 0
WA | Industrial | Paper Mfg | New | Cooling | Air-Cooled Chiller | 0 | 0.011129 | 0.022311 | 0.033631 | 0.041643 | 0.049901 | 0.059804 | 0.072711 | 0.083773 | 0.096446 | 0.10946 | 0.12334 | 0.13355 | 0.14496 | 0.15666 | 0.17053 | 0.18171 | 0.19503 | 0.20761 | 0.22163 | 0.23221 | 0.24457
WA | Industrial | Paper Mfg | New | Cooling | Water-Cooled Chiller | 0 | 0.012933 | 0.025929 | 0.039085 | 0.048396 | 0.057994 | 0.069502 | 0.084502 | 0.097359 | 0.11209 | 0.12721 | 0.14334 | 0.15521 | 0.16846 | 0.18207 | 0.19819 | 0.21118 | 0.22666 | 0.24128 | 0.25757 | 0.26987 | 0.28423
WA | Industrial | Paper Mfg | New | Cooling | RTU | 0 | 0.078889 | 0.14798 | 0.21793 | 0.26743 | 0.31855 | 0.37982 | 0.45965 | 0.52809 | 0.60648 | 0.68697 | 0.7728 | 0.836 | 0.90534 | 0.97666 | 1.0615 | 1.1297 | 1.2113 | 1.2884 | 1.3745 | 1.4393 | 1.5152
WA | Industrial | Paper Mfg | New | Cooling | Air-Source Heat Pump | 0 | 0.010192 | 0.019489 | 0.0289 | 0.035561 | 0.042434 | 0.050675 | 0.061413 | 0.070618 | 0.081162 | 0.091989 | 0.10353 | 0.11194 | 0.12135 | 0.13101 | 0.14248 | 0.15171 | 0.16274 | 0.17315 | 0.18476 | 0.19351 | 0.20375
WA | Industrial | Paper Mfg | New | Cooling | Geothermal Heat Pump | 0 | 0 | 0 | 0 | 0 | 0 | 0 | 0 | 0 | 0 | 0 | 0 | 0 | 0 | 0 | 0 | 0 | 0 | 0 | 0 | 0 | 0
WA | Industrial | Paper Mfg | New | Space Heating | Electric Furnace | 0 | 0.011177 | 0.022409 | 0.033929 | 0.041826 | 0.049506 | 0.058605 | 0.070699 | 0.080112 | 0.091119 | 0.10217 | 0.11425 | 0.1217 | 0.13052 | 0.13939 | 0.15043 | 0.1575 | 0.16686 | 0.17535 | 0.18562 | 0.19115 | 0.19878
WA | Industrial | Paper Mfg | New | Space Heating | Electric Room Heat | 0 | 0.05758 | 0.11544 | 0.17478 | 0.21546 | 0.25503 | 0.3019 | 0.3642 | 0.41269 | 0.46939 | 0.52632 | 0.58857 | 0.62691 | 0.67237 | 0.71806 | 0.77491 | 0.81134 | 0.85958 | 0.90329 | 0.9562 | 0.9847 | 1.024
WA | Industrial | Paper Mfg | New | Space Heating | Air-Source Heat Pump | 0 | 0.014764 | 0.029164 | 0.043934 | 0.054057 | 0.063901 | 0.075564 | 0.09107 | 0.10313 | 0.11724 | 0.13141 | 0.1469 | 0.1564 | 0.16768 | 0.17902 | 0.19314 | 0.20218 | 0.21416 | 0.22501 | 0.23816 | 0.24524 | 0.255
WA | Industrial | Paper Mfg | New | Space Heating | Geothermal Heat Pump | 0 | 0 | 0 | 0 | 0 | 0 | 0 | 0 | 0 | 0 | 0 | 0 | 0 | 0 | 0 | 0 | 0 | 0 | 0 | 0 | 0 | 0
WA | Industrial | Paper Mfg | New | Ventilation | Ventilation | 0 | 0.1859 | 0.37271 | 0.56181 | 0.69629 | 0.81691 | 0.9604 | 1.1466 | 1.3023 | 1.4799 | 1.6597 | 1.8491 | 1.9826 | 2.1311 | 2.2816 | 2.4566 | 2.5908 | 2.7509 | 2.8969 | 3.0583 | 3.1698 | 3.3035
WA | Industrial | Paper Mfg | New | Interior Lighting | General Service Lighting | 0 | 0.0164 | 0.032879 | 0.049561 | 0.059102 | 0.06844 | 0.078967 | 0.092411 | 0.10323 | 0.11418 | 0.12539 | 0.13727 | 0.1455 | 0.15476 | 0.16308 | 0.17289 | 0.17993 | 0.18868 | 0.19666 | 0.20483 | 0.20995 | 0.21662
WA | Industrial | Paper Mfg | New | Interior Lighting | High-Bay Lighting | 0 | 0.16179 | 0.32436 | 0.48894 | 0.60336 | 0.71535 | 0.84858 | 1.0215 | 1.166 | 1.3286 | 1.4931 | 1.6666 | 1.7884 | 1.9235 | 2.0587 | 2.216 | 2.3362 | 2.4811 | 2.614 | 2.7621 | 2.8655 | 2.9887
WA | Industrial | Paper Mfg | New | Interior Lighting | Linear Lighting | 0 | 0.089412 | 0.17926 | 0.27021 | 0.33275 | 0.39395 | 0.46676 | 0.56125 | 0.64027 | 0.72838 | 0.81756 | 0.91158 | 0.97782 | 1.0515 | 1.1251 | 1.2108 | 1.2765 | 1.3555 | 1.4281 | 1.509 | 1.5647 | 1.6302
WA | Industrial | Paper Mfg | New | Exterior Lighting | General Service Lighting | 0 | 0.017401 | 0.034887 | 0.052587 | 0.062711 | 0.072619 | 0.083789 | 0.098054 | 0.10953 | 0.12115 | 0.13305 | 0.14565 | 0.15438 | 0.16421 | 0.17304 | 0.18345 | 0.19092 | 0.2002 | 0.20867 | 0.21734 | 0.22278 | 0.22985
WA | Industrial | Paper Mfg | New | Exterior Lighting | Area Lighting | 0 | 0.070146 | 0.14063 | 0.21199 | 0.26105 | 0.30908 | 0.3662 | 0.44034 | 0.50234 | 0.57153 | 0.64157 | 0.71539 | 0.76712 | 0.82442 | 0.88118 | 0.94733 | 0.99773 | 1.0586 | 1.1143 | 1.1764 | 1.2196 | 1.2712
WA | Industrial | Paper Mfg | New | Exterior Lighting | Linear Lighting | 0 | 0.071005 | 0.14236 | 0.21458 | 0.26425 | 0.31285 | 0.37067 | 0.44571 | 0.50846 | 0.57844 | 0.64926 | 0.72392 | 0.77653 | 0.83504 | 0.89352 | 0.96156 | 1.0137 | 1.0765 | 1.1341 | 1.1984 | 1.2426 | 1.2946
WA | Industrial | Paper Mfg | New | Motors | Pumps | 0 | 4.9781 | 9.9804 | 15.0442 | 18.6282 | 22.1359 | 26.3086 | 31.7235 | 36.252 | 41.3986 | 46.6073 | 52.0984 | 55.9676 | 60.2709 | 64.6318 | 69.7051 | 73.5932 | 78.2716 | 82.5722 | 87.3616 | 90.7227 | 94.7142
WA | Industrial | Paper Mfg | New | Motors | Fans & Blowers | 0 | 1.3891 | 2.785 | 4.198 | 5.1981 | 6.1768 | 7.3412 | 8.8522 | 10.1158 | 11.552 | 13.0054 | 14.5377 | 15.6173 | 16.8181 | 18.035 | 19.4507 | 20.5356 | 21.8411 | 23.0412 | 24.3776 | 25.3155 | 26.4293
WA | Industrial | Paper Mfg | New | Motors | Compressed Air | 0 | 0.80398 | 1.6119 | 2.4297 | 3.0085 | 3.575 | 4.2489 | 5.1235 | 5.8548 | 6.686 | 7.5273 | 8.4141 | 9.039 | 9.734 | 10.4383 | 11.2576 | 11.8856 | 12.6412 | 13.3357 | 14.1092 | 14.6521 | 15.2967
WA | Industrial | Paper Mfg | New | Motors | Material Handling | 0 | 5.5894 | 11.2059 | 16.8914 | 20.9155 | 24.8538 | 29.5389 | 35.6187 | 40.7032 | 46.4817 | 52.33 | 58.4953 | 62.8396 | 67.6713 | 72.5676 | 78.2639 | 82.6293 | 87.8822 | 92.7109 | 98.0883 | 101.8621 | 106.3437
WA | Industrial | Paper Mfg | New | Motors | Other Motors | 0 | 0 | 0 | 0 | 0 | 0 | 0 | 0 | 0 | 0 | 0 | 0 | 0 | 0 | 0 | 0 | 0 | 0 | 0 | 0 | 0 | 0
WA | Industrial | Paper Mfg | New | Process | Process Heating | 0 | 0.057991 | 0.11626 | 0.17525 | 0.217 | 0.25786 | 0.30647 | 0.36955 | 0.42231 | 0.48226 | 0.54294 | 0.6069 | 0.65198 | 0.70211 | 0.75291 | 0.81201 | 0.8573 | 0.9118 | 0.9619 | 1.0177 | 1.0568 | 1.1033
WA | Industrial | Paper Mfg | New | Process | Process Cooling | 0 | 0 | 0 | 0 | 0 | 0 | 0 | 0 | 0 | 0 | 0 | 0 | 0 | 0 | 0 | 0 | 0 | 0 | 0 | 0 | 0 | 0
WA | Industrial | Paper Mfg | New | Process | Process Refrigeration | 0 | 0 | 0 | 0 | 0 | 0 | 0 | 0 | 0 | 0 | 0 | 0 | 0 | 0 | 0 | 0 | 0 | 0 | 0 | 0 | 0 | 0
WA | Industrial | Paper Mfg | New | Process | Process Electrochemical | 0 | 0.081728 | 0.16385 | 0.24699 | 0.30583 | 0.36342 | 0.43192 | 0.52082 | 0.59517 | 0.67966 | 0.76518 | 0.85533 | 0.91885 | 0.9895 | 1.0611 | 1.1444 | 1.2082 | 1.285 | 1.3556 | 1.4343 | 1.4894 | 1.555
WA | Industrial | Paper Mfg | New | Process | Process Other | 0 | 0.33629 | 0.67422 | 1.0163 | 1.2584 | 1.4954 | 1.7772 | 2.143 | 2.449 | 2.7966 | 3.1485 | 3.5194 | 3.7808 | 4.0715 | 4.3661 | 4.7088 | 4.9715 | 5.2875 | 5.5781 | 5.9016 | 6.1287 | 6.3983
WA | Industrial | Paper Mfg | New | Miscellaneous | Miscellaneous | 0 | 0 | 0 | 0 | 0 | 0 | 0 | 0 | 0 | 0 | 0 | 0 | 0 | 0 | 0 | 0 | 0 | 0 | 0 | 0 | 0 | 0
WA | Industrial | Petroleum Refining | Existing | Cooling | Air-Cooled Chiller | 0 | 0 | 0 | 0 | 0 | 0 | 0 | 0 | 0 | 0 | 0 | 0 | 0 | 0 | 0 | 0 | 0 | 0 | 0 | 0 | 0 | 0
WA | Industrial | Petroleum Refining | Existing | Cooling | Water-Cooled Chiller | 0 | 0 | 0 | 0 | 0 | 0 | 0 | 0 | 0 | 0 | 0 | 0 | 0 | 0 | 0 | 0 | 0 | 0 | 0 | 0 | 0 | 0
WA | Industrial | Petroleum Refining | Existing | Cooling | RTU | 0.00055523 | 0.00054566 | 0.00053393 | 0.00052219 | 0.00050836 | 0.00049987 | 0.00049237 | 0.00048478 | 0.00047712 | 0.00046942 | 0.0004617 | 0.00045395 | 0.00044621 | 0.00043872 | 0.00043167 | 0.00042566 | 0.00041996 | 0.00041453 | 0.00040935 | 0.00040439 | 0.00039961 | 0.00039501
WA | Industrial | Petroleum Refining | Existing | Cooling | Air-Source Heat Pump | 5.8609e-05 | 5.7412e-05 | 5.6063e-05 | 5.4722e-05 | 5.3173e-05 | 5.2195e-05 | 5.1331e-05 | 5.0471e-05 | 4.9618e-05 | 4.8776e-05 | 4.7947e-05 | 4.7134e-05 | 4.6349e-05 | 4.5603e-05 | 4.4891e-05 | 4.428e-05 | 4.3694e-05 | 4.3131e-05 | 4.259e-05 | 4.2067e-05 | 4.1562e-05 | 4.1073e-05
WA | Industrial | Petroleum Refining | Existing | Cooling | Geothermal Heat Pump | 0 | 0 | 0 | 0 | 0 | 0 | 0 | 0 | 0 | 0 | 0 | 0 | 0 | 0 | 0 | 0 | 0 | 0 | 0 | 0 | 0 | 0
WA | Industrial | Petroleum Refining | Existing | Space Heating | Electric Furnace | 6.0261e-05 | 5.9222e-05 | 5.8201e-05 | 5.7452e-05 | 5.5978e-05 | 5.4678e-05 | 5.3522e-05 | 5.2623e-05 | 5.1281e-05 | 5.0195e-05 | 4.9131e-05 | 4.8303e-05 | 4.7068e-05 | 4.6068e-05 | 4.5088e-05 | 4.4338e-05 | 4.3212e-05 | 4.2303e-05 | 4.1412e-05 | 4.072e-05 | 3.9684e-05 | 3.8846e-05
WA | Industrial | Petroleum Refining | Existing | Space Heating | Electric Room Heat | 0.00031043 | 0.00030508 | 0.00029982 | 0.00029596 | 0.00028836 | 0.00028167 | 0.00027571 | 0.00027109 | 0.00026417 | 0.00025858 | 0.00025309 | 0.00024883 | 0.00024247 | 0.00023731 | 0.00023227 | 0.0002284 | 0.0002226 | 0.00021792 | 0.00021333 | 0.00020977 | 0.00020443 | 0.00020011
WA | Industrial | Petroleum Refining | Existing | Space Heating | Air-Source Heat Pump | 7.9598e-05 | 7.8226e-05 | 7.6801e-05 | 7.573e-05 | 7.3702e-05 | 7.1901e-05 | 7.029e-05 | 6.9015e-05 | 6.716e-05 | 6.564e-05 | 6.4151e-05 | 6.2972e-05 | 6.1268e-05 | 5.9884e-05 | 5.8537e-05 | 5.7498e-05 | 5.598e-05 | 5.475e-05 | 5.3551e-05 | 5.2616e-05 | 5.124e-05 | 5.0126e-05
WA | Industrial | Petroleum Refining | Existing | Space Heating | Geothermal Heat Pump | 0 | 0 | 0 | 0 | 0 | 0 | 0 | 0 | 0 | 0 | 0 | 0 | 0 | 0 | 0 | 0 | 0 | 0 | 0 | 0 | 0 | 0
WA | Industrial | Petroleum Refining | Existing | Ventilation | Ventilation | 0.0013282 | 0.0012911 | 0.0012539 | 0.001217 | 0.0011757 | 0.0011353 | 0.0010983 | 0.0010621 | 0.0010271 | 0.00099345 | 0.00096106 | 0.00093005 | 0.00090047 | 0.00087235 | 0.00084572 | 0.00082061 | 0.00079701 | 0.00077471 | 0.00075358 | 0.00073347 | 0.00071431 | 0.00069617
WA | Industrial | Petroleum Refining | Existing | Interior Lighting | General Service Lighting | 0.00010876 | 0.00010383 | 9.7779e-05 | 9.0983e-05 | 8.1857e-05 | 7.2595e-05 | 6.5549e-05 | 5.9969e-05 | 5.545e-05 | 5.1584e-05 | 4.8432e-05 | 4.5799e-05 | 4.3669e-05 | 4.1837e-05 | 4.0089e-05 | 3.8521e-05 | 3.71e-05 | 3.5801e-05 | 3.4625e-05 | 3.3367e-05 | 3.2141e-05 | 3.096e-05
WA | Industrial | Petroleum Refining | Existing | Interior Lighting | High-Bay Lighting | 0.0006603 | 0.00064891 | 0.00063772 | 0.00062673 | 0.00061336 | 0.00060149 | 0.00059112 | 0.00058093 | 0.00057091 | 0.00056107 | 0.0005514 | 0.00054189 | 0.00053255 | 0.00052304 | 0.00051328 | 0.00050345 | 0.00049359 | 0.00048416 | 0.00047509 | 0.00046633 | 0.00045784 | 0.00044959
WA | Industrial | Petroleum Refining | Existing | Interior Lighting | Linear Lighting | 0.00035664 | 0.00035025 | 0.00034389 | 0.00033759 | 0.00032967 | 0.00032252 | 0.00031615 | 0.00030987 | 0.00030368 | 0.00029734 | 0.00029111 | 0.00028499 | 0.00027898 | 0.00027308 | 0.00026712 | 0.00026128 | 0.00025555 | 0.00024994 | 0.00024444 | 0.00023905 | 0.00023395 | 0.00022907
WA | Industrial | Petroleum Refining | Existing | Exterior Lighting | General Service Lighting | 0.00011541 | 0.00010812 | 9.7594e-05 | 8.5123e-05 | 7.4402e-05 | 6.714e-05 | 6.1932e-05 | 5.7824e-05 | 5.4355e-05 | 5.1408e-05 | 4.8958e-05 | 4.6801e-05 | 4.5107e-05 | 4.3592e-05 | 4.2045e-05 | 4.0614e-05 | 3.9277e-05 | 3.8019e-05 | 3.6847e-05 | 3.5437e-05 | 3.3931e-05 | 3.2416e-05
WA | Industrial | Petroleum Refining | Existing | Exterior Lighting | Area Lighting | 0.00026988 | 0.00026523 | 0.00026065 | 0.00025616 | 0.0002507 | 0.00024584 | 0.00024161 | 0.00023744 | 0.00023335 | 0.00022932 | 0.00022537 | 0.0002213 | 0.00021698 | 0.00021248 | 0.00020759 | 0.00020261 | 0.00019757 | 0.00019295 | 0.00018866 | 0.00018466 | 0.00018089 | 0.0001773
WA | Industrial | Petroleum Refining | Existing | Exterior Lighting | Linear Lighting | 0.00028322 | 0.00027814 | 0.0002731 | 0.00026809 | 0.0002618 | 0.00025612 | 0.00025107 | 0.00024608 | 0.00024116 | 0.00023613 | 0.00023119 | 0.00022632 | 0.00022155 | 0.00021686 | 0.00021213 | 0.00020749 | 0.00020294 | 0.00019849 | 0.00019412 | 0.00018984 | 0.00018579 | 0.00018192
WA | Industrial | Petroleum Refining | Existing | Motors | Pumps | 0.025717 | 0.025274 | 0.024838 | 0.02441 | 0.023889 | 0.023427 | 0.023023 | 0.022626 | 0.022236 | 0.021852 | 0.021476 | 0.021105 | 0.020742 | 0.020384 | 0.020032 | 0.019687 | 0.019348 | 0.019014 | 0.018686 | 0.018364 | 0.018047 | 0.017736
WA | Industrial | Petroleum Refining | Existing | Motors | Fans & Blowers | 0.0047846 | 0.0047021 | 0.004621 | 0.0045413 | 0.0044445 | 0.0043585 | 0.0042833 | 0.0042095 | 0.0041369 | 0.0040656 | 0.0039955 | 0.0039266 | 0.0038589 | 0.0037924 | 0.003727 | 0.0036627 | 0.0035996 | 0.0035375 | 0.0034765 | 0.0034166 | 0.0033577 | 0.0032998
WA | Industrial | Petroleum Refining | Existing | Motors | Compressed Air | 0.0077749 | 0.0076409 | 0.0075091 | 0.0073797 | 0.0072223 | 0.0070825 | 0.0069604 | 0.0068404 | 0.0067225 | 0.0066066 | 0.0064926 | 0.0063807 | 0.0062707 | 0.0061626 | 0.0060563 | 0.0059519 | 0.0058493 | 0.0057484 | 0.0056493 | 0.0055519 | 0.0054562 | 0.0053621
WA | Industrial | Petroleum Refining | Existing | Motors | Material Handling | 0.0071769 | 0.0070531 | 0.0069315 | 0.006812 | 0.0066667 | 0.0065377 | 0.006425 | 0.0063142 | 0.0062053 | 0.0060984 | 0.0059932 | 0.0058899 | 0.0057883 | 0.0056885 | 0.0055905 | 0.0054941 | 0.0053993 | 0.0053062 | 0.0052148 | 0.0051249 | 0.0050365 | 0.0049497
WA | Industrial | Petroleum Refining | Existing | Motors | Other Motors | 0.0029904 | 0.0029388 | 0.0028881 | 0.0028383 | 0.0027778 | 0.002724 | 0.0026771 | 0.0026309 | 0.0025856 | 0.002541 | 0.0024972 | 0.0024541 | 0.0024118 | 0.0023702 | 0.0023294 | 0.0022892 | 0.0022497 | 0.0022109 | 0.0021728 | 0.0021354 | 0.0020985 | 0.0020624
WA | Industrial | Petroleum Refining | Existing | Process | Process Heating | 0.0035884 | 0.0035266 | 0.0034658 | 0.003406 | 0.0033334 | 0.0032689 | 0.0032125 | 0.0031571 | 0.0031027 | 0.0030492 | 0.0029966 | 0.0029449 | 0.0028942 | 0.0028443 | 0.0027952 | 0.002747 | 0.0026997 | 0.0026531 | 0.0026074 | 0.0025624 | 0.0025182 | 0.0024748
WA | Industrial | Petroleum Refining | Existing | Process | Process Cooling | 0.0011961 | 0.0011755 | 0.0011553 | 0.0011353 | 0.0011111 | 0.0010896 | 0.0010708 | 0.0010524 | 0.0010342 | 0.0010164 | 0.00099887 | 0.00098165 | 0.00096472 | 0.00094809 | 0.00093174 | 0.00091568 | 0.00089989 | 0.00088437 | 0.00086913 | 0.00085414 | 0.00083942 | 0.00082494
WA | Industrial | Petroleum Refining | Existing | Process | Process Refrigeration | 0.0011961 | 0.0011755 | 0.0011553 | 0.0011353 | 0.0011111 | 0.0010896 | 0.0010708 | 0.0010524 | 0.0010342 | 0.0010164 | 0.00099887 | 0.00098165 | 0.00096472 | 0.00094809 | 0.00093174 | 0.00091568 | 0.00089989 | 0.00088437 | 0.00086913 | 0.00085414 | 0.00083942 | 0.00082494
WA | Industrial | Petroleum Refining | Existing | Process | Process Electrochemical | 0.0008023 | 0.00078847 | 0.00077487 | 0.00076151 | 0.00074527 | 0.00073085 | 0.00071825 | 0.00070587 | 0.0006937 | 0.00068174 | 0.00066998 | 0.00065843 | 0.00064708 | 0.00063592 | 0.00062496 | 0.00061418 | 0.00060359 | 0.00059319 | 0.00058296 | 0.00057291 | 0.00056303 | 0.00055332
WA | Industrial | Petroleum Refining | Existing | Process | Process Other | 0.00039384 | 0.00038705 | 0.00038038 | 0.00037382 | 0.00036585 | 0.00035877 | 0.00035258 | 0.0003465 | 0.00034053 | 0.00033466 | 0.00032889 | 0.00032322 | 0.00031764 | 0.00031217 | 0.00030679 | 0.0003015 | 0.0002963 | 0.00029119 | 0.00028617 | 0.00028123 | 0.00027639 | 0.00027162
WA | Industrial | Petroleum Refining | Existing | Miscellaneous | Miscellaneous | 0 | 0 | 0 | 0 | 0 | 0 | 0 | 0 | 0 | 0 | 0 | 0 | 0 | 0 | 0 | 0 | 0 | 0 | 0 | 0 | 0 | 0
WA | Industrial | Petroleum Refining | New | Cooling | Air-Cooled Chiller | 0 | 0 | 0 | 0 | 0 | 0 | 0 | 0 | 0 | 0 | 0 | 0 | 0 | 0 | 0 | 0 | 0 | 0 | 0 | 0 | 0 | 0
WA | Industrial | Petroleum Refining | New | Cooling | Water-Cooled Chiller | 0 | 0 | 0 | 0 | 0 | 0 | 0 | 0 | 0 | 0 | 0 | 0 | 0 | 0 | 0 | 0 | 0 | 0 | 0 | 0 | 0 | 0
WA | Industrial | Petroleum Refining | New | Cooling | RTU | 0 | 1.262e-05 | 2.3674e-05 | 3.4864e-05 | 4.2783e-05 | 5.096e-05 | 6.0762e-05 | 7.3534e-05 | 8.4482e-05 | 9.7023e-05 | 0.0001099 | 0.00012363 | 0.00013374 | 0.00014483 | 0.00015624 | 0.00016981 | 0.00018073 | 0.00019379 | 0.00020612 | 0.00021988 | 0.00023026 | 0.0002424
WA | Industrial | Petroleum Refining | New | Cooling | Air-Source Heat Pump | 0 | 1.2489e-06 | 2.3882e-06 | 3.5415e-06 | 4.3578e-06 | 5.2001e-06 | 6.21e-06 | 7.5259e-06 | 8.6539e-06 | 9.946e-06 | 1.1273e-05 | 1.2688e-05 | 1.3718e-05 | 1.4871e-05 | 1.6055e-05 | 1.746e-05 | 1.8592e-05 | 1.9943e-05 | 2.1218e-05 | 2.2641e-05 | 2.3714e-05 | 2.4968e-05
WA | Industrial | Petroleum Refining | New | Cooling | Geothermal Heat Pump | 0 | 0 | 0 | 0 | 0 | 0 | 0 | 0 | 0 | 0 | 0 | 0 | 0 | 0 | 0 | 0 | 0 | 0 | 0 | 0 | 0 | 0
WA | Industrial | Petroleum Refining | New | Space Heating | Electric Furnace | 0 | 1.3697e-06 | 2.7461e-06 | 4.1578e-06 | 5.1256e-06 | 6.0667e-06 | 7.1817e-06 | 8.6639e-06 | 9.8174e-06 | 1.1166e-05 | 1.252e-05 | 1.4001e-05 | 1.4913e-05 | 1.5995e-05 | 1.7082e-05 | 1.8434e-05 | 1.9301e-05 | 2.0448e-05 | 2.1488e-05 | 2.2747e-05 | 2.3425e-05 | 2.4359e-05
WA | Industrial | Petroleum Refining | New | Space Heating | Electric Room Heat | 0 | 7.0561e-06 | 1.4147e-05 | 2.1419e-05 | 2.6404e-05 | 3.1252e-05 | 3.6996e-05 | 4.4631e-05 | 5.0573e-05 | 5.7521e-05 | 6.4498e-05 | 7.2126e-05 | 7.6825e-05 | 8.2395e-05 | 8.7995e-05 | 9.4961e-05 | 9.9426e-05 | 0.00010534 | 0.00011069 | 0.00011718 | 0.00012067 | 0.00012548
WA | Industrial | Petroleum Refining | New | Space Heating | Air-Source Heat Pump | 0 | 1.8093e-06 | 3.5739e-06 | 5.3839e-06 | 6.6244e-06 | 7.8307e-06 | 9.26e-06 | 1.116e-05 | 1.2639e-05 | 1.4368e-05 | 1.6104e-05 | 1.8002e-05 | 1.9166e-05 | 2.0548e-05 | 2.1938e-05 | 2.3668e-05 | 2.4776e-05 | 2.6244e-05 | 2.7574e-05 | 2.9186e-05 | 3.0052e-05 | 3.1248e-05
WA | Industrial | Petroleum Refining | New | Space Heating | Geothermal Heat Pump | 0 | 0 | 0 | 0 | 0 | 0 | 0 | 0 | 0 | 0 | 0 | 0 | 0 | 0 | 0 | 0 | 0 | 0 | 0 | 0 | 0 | 0
WA | Industrial | Petroleum Refining | New | Ventilation | Ventilation | 0 | 2.2782e-05 | 4.5674e-05 | 6.8848e-05 | 8.5327e-05 | 0.00010011 | 0.00011769 | 0.00014051 | 0.0001596 | 0.00018136 | 0.00020338 | 0.0002266 | 0.00024296 | 0.00026116 | 0.0002796 | 0.00030105 | 0.00031749 | 0.00033711 | 0.000355 | 0.00037478 | 0.00038845 | 0.00040483
WA | Industrial | Petroleum Refining | New | Interior Lighting | General Service Lighting | 0 | 1.4342e-06 | 2.8754e-06 | 4.3342e-06 | 5.1686e-06 | 5.9852e-06 | 6.9058e-06 | 8.0815e-06 | 9.0275e-06 | 9.9853e-06 | 1.0966e-05 | 1.2005e-05 | 1.2724e-05 | 1.3534e-05 | 1.4262e-05 | 1.512e-05 | 1.5735e-05 | 1.6501e-05 | 1.7198e-05 | 1.7913e-05 | 1.8361e-05 | 1.8944e-05
WA | Industrial | Petroleum Refining | New | Interior Lighting | High-Bay Lighting | 0 | 1.4149e-05 | 2.8366e-05 | 4.2758e-05 | 5.2765e-05 | 6.2559e-05 | 7.421e-05 | 8.9329e-05 | 0.00010197 | 0.00011619 | 0.00013058 | 0.00014575 | 0.0001564 | 0.00016822 | 0.00018003 | 0.0001938 | 0.00020431 | 0.00021698 | 0.0002286 | 0.00024155 | 0.00025059 | 0.00026137
WA | Industrial | Petroleum Refining | New | Interior Lighting | Linear Lighting | 0 | 7.8192e-06 | 1.5676e-05 | 2.363e-05 | 2.9099e-05 | 3.4452e-05 | 4.0819e-05 | 4.9082e-05 | 5.5993e-05 | 6.3698e-05 | 7.1497e-05 | 7.9719e-05 | 8.5512e-05 | 9.1955e-05 | 9.8396e-05 | 0.00010589 | 0.00011163 | 0.00011854 | 0.00012489 | 0.00013197 | 0.00013684 | 0.00014256
WA | Industrial | Petroleum Refining | New | Exterior Lighting | General Service Lighting | 0 | 1.5218e-06 | 3.0509e-06 | 4.5989e-06 | 5.4842e-06 | 6.3506e-06 | 7.3275e-06 | 8.575e-06 | 9.5788e-06 | 1.0595e-05 | 1.1636e-05 | 1.2738e-05 | 1.3501e-05 | 1.436e-05 | 1.5133e-05 | 1.6043e-05 | 1.6696e-05 | 1.7508e-05 | 1.8249e-05 | 1.9006e-05 | 1.9482e-05 | 2.01e-05
WA | Industrial | Petroleum Refining | New | Exterior Lighting | Area Lighting | 0 | 6.1344e-06 | 1.2299e-05 | 1.8538e-05 | 2.283e-05 | 2.7029e-05 | 3.2025e-05 | 3.8508e-05 | 4.393e-05 | 4.9982e-05 | 5.6106e-05 | 6.2563e-05 | 6.7086e-05 | 7.2097e-05 | 7.7061e-05 | 8.2846e-05 | 8.7254e-05 | 9.2572e-05 | 9.7443e-05 | 0.00010288 | 0.00010666 | 0.00011117
WA | Industrial | Petroleum Refining | New | Exterior Lighting | Linear Lighting | 0 | 6.2095e-06 | 1.2449e-05 | 1.8766e-05 | 2.3109e-05 | 2.736e-05 | 3.2416e-05 | 3.8978e-05 | 4.4466e-05 | 5.0585e-05 | 5.6779e-05 | 6.3308e-05 | 6.7909e-05 | 7.3025e-05 | 7.814e-05 | 8.409e-05 | 8.865e-05 | 9.4138e-05 | 9.9182e-05 | 0.0001048 | 0.00010867 | 0.00011321
WA | Industrial | Petroleum Refining | New | Motors | Pumps | 0 | 0.00058455 | 0.0011719 | 0.0017665 | 0.0021874 | 0.0025993 | 0.0030893 | 0.0037251 | 0.0042569 | 0.0048612 | 0.0054728 | 0.0061176 | 0.006572 | 0.0070773 | 0.0075893 | 0.0081851 | 0.0086416 | 0.009191 | 0.009696 | 0.010258 | 0.010653 | 0.011122
WA | Industrial | Petroleum Refining | New | Motors | Fans & Blowers | 0 | 0.00010875 | 0.00021804 | 0.00032866 | 0.00040696 | 0.00048359 | 0.00057475 | 0.00069304 | 0.00079197 | 0.00090441 | 0.0010182 | 0.0011382 | 0.0012227 | 0.0013167 | 0.001412 | 0.0015228 | 0.0016077 | 0.00171 | 0.0018039 | 0.0019085 | 0.001982 | 0.0020692
WA | Industrial | Petroleum Refining | New | Motors | Compressed Air | 0 | 0.00017672 | 0.00035431 | 0.00053407 | 0.00066131 | 0.00078583 | 0.00093396 | 0.0011262 | 0.001287 | 0.0014697 | 0.0016546 | 0.0018495 | 0.0019869 | 0.0021396 | 0.0022945 | 0.0024746 | 0.0026126 | 0.0027787 | 0.0029313 | 0.0031014 | 0.0032207 | 0.0033624
WA | Industrial | Petroleum Refining | New | Motors | Material Handling | 0 | 0.00016313 | 0.00032705 | 0.00049299 | 0.00061044 | 0.00072538 | 0.00086212 | 0.0010396 | 0.001188 | 0.0013566 | 0.0015273 | 0.0017072 | 0.001834 | 0.0019751 | 0.002118 | 0.0022842 | 0.0024116 | 0.0025649 | 0.0027059 | 0.0028628 | 0.0029729 | 0.0031037
WA | Industrial | Petroleum Refining | New | Motors | Other Motors | 0 | 6.7971e-05 | 0.00013627 | 0.00020541 | 0.00025435 | 0.00030224 | 0.00035922 | 0.00043315 | 0.00049498 | 0.00056525 | 0.00063638 | 0.00071135 | 0.00076418 | 0.00082294 | 0.00088248 | 0.00095175 | 0.0010048 | 0.0010687 | 0.0011274 | 0.0011928 | 0.0012387 | 0.0012932
WA | Industrial | Petroleum Refining | New | Process | Process Heating | 0 | 8.1565e-05 | 0.00016353 | 0.0002465 | 0.00030522 | 0.00036269 | 0.00043106 | 0.00051978 | 0.00059398 | 0.00067831 | 0.00076365 | 0.00085362 | 0.00091702 | 0.00098753 | 0.001059 | 0.0011421 | 0.0012058 | 0.0012825 | 0.0013529 | 0.0014314 | 0.0014865 | 0.0015519
WA | Industrial | Petroleum Refining | New | Process | Process Cooling | 0 | 2.7188e-05 | 5.4509e-05 | 8.2165e-05 | 0.00010174 | 0.0001209 | 0.00014369 | 0.00017326 | 0.00019799 | 0.0002261 | 0.00025455 | 0.00028454 | 0.00030567 | 0.00032918 | 0.00035299 | 0.0003807 | 0.00040194 | 0.00042749 | 0.00045098 | 0.00047713 | 0.00049549 | 0.00051729
WA | Industrial | Petroleum Refining | New | Process | Process Refrigeration | 0 | 2.7188e-05 | 5.4509e-05 | 8.2165e-05 | 0.00010174 | 0.0001209 | 0.00014369 | 0.00017326 | 0.00019799 | 0.0002261 | 0.00025455 | 0.00028454 | 0.00030567 | 0.00032918 | 0.00035299 | 0.0003807 | 0.00040194 | 0.00042749 | 0.00045098 | 0.00047713 | 0.00049549 | 0.00051729
WA | Industrial | Petroleum Refining | New | Process | Process Electrochemical | 0 | 1.8236e-05 | 3.6561e-05 | 5.5111e-05 | 6.8241e-05 | 8.109e-05 | 9.6376e-05 | 0.00011621 | 0.0001328 | 0.00015166 | 0.00017074 | 0.00019085 | 0.00020503 | 0.00022079 | 0.00023677 | 0.00025535 | 0.00026959 | 0.00028673 | 0.00030249 | 0.00032003 | 0.00033235 | 0.00034697
WA | Industrial | Petroleum Refining | New | Process | Process Other | 0 | 8.9521e-06 | 1.7948e-05 | 2.7054e-05 | 3.3499e-05 | 3.9807e-05 | 4.731e-05 | 5.7048e-05 | 6.5191e-05 | 7.4446e-05 | 8.3813e-05 | 9.3688e-05 | 0.00010065 | 0.00010838 | 0.00011623 | 0.00012535 | 0.00013234 | 0.00014075 | 0.00014849 | 0.0001571 | 0.00016315 | 0.00017032
WA | Industrial | Petroleum Refining | New | Miscellaneous | Miscellaneous | 0 | 0 | 0 | 0 | 0 | 0 | 0 | 0 | 0 | 0 | 0 | 0 | 0 | 0 | 0 | 0 | 0 | 0 | 0 | 0 | 0 | 0
WA | Industrial | Stone Clay Glass Products | Existing | Cooling | Air-Cooled Chiller | 0 | 0 | 0 | 0 | 0 | 0 | 0 | 0 | 0 | 0 | 0 | 0 | 0 | 0 | 0 | 0 | 0 | 0 | 0 | 0 | 0 | 0
WA | Industrial | Stone Clay Glass Products | Existing | Cooling | Water-Cooled Chiller | 0 | 0 | 0 | 0 | 0 | 0 | 0 | 0 | 0 | 0 | 0 | 0 | 0 | 0 | 0 | 0 | 0 | 0 | 0 | 0 | 0 | 0
WA | Industrial | Stone Clay Glass Products | Existing | Cooling | RTU | 0.0073547 | 0.0072279 | 0.0070725 | 0.0069171 | 0.0067339 | 0.0066215 | 0.0065221 | 0.0064215 | 0.0063201 | 0.0062181 | 0.0061158 | 0.0060132 | 0.0059106 | 0.0058114 | 0.005718 | 0.0056384 | 0.0055629 | 0.005491 | 0.0054224 | 0.0053566 | 0.0052934 | 0.0052324
WA | Industrial | Stone Clay Glass Products | Existing | Cooling | Air-Source Heat Pump | 0.00077636 | 0.00076049 | 0.00074262 | 0.00072487 | 0.00070435 | 0.00069139 | 0.00067994 | 0.00066855 | 0.00065726 | 0.0006461 | 0.00063512 | 0.00062435 | 0.00061395 | 0.00060407 | 0.00059464 | 0.00058654 | 0.00057878 | 0.00057133 | 0.00056416 | 0.00055724 | 0.00055055 | 0.00054406
WA | Industrial | Stone Clay Glass Products | Existing | Cooling | Geothermal Heat Pump | 0 | 0 | 0 | 0 | 0 | 0 | 0 | 0 | 0 | 0 | 0 | 0 | 0 | 0 | 0 | 0 | 0 | 0 | 0 | 0 | 0 | 0
WA | Industrial | Stone Clay Glass Products | Existing | Space Heating | Electric Furnace | 0.00079823 | 0.00078447 | 0.00077095 | 0.00076102 | 0.0007415 | 0.00072428 | 0.00070897 | 0.00069706 | 0.00067928 | 0.0006649 | 0.0006508 | 0.00063984 | 0.00062347 | 0.00061023 | 0.00059725 | 0.00058732 | 0.0005724 | 0.00056035 | 0.00054855 | 0.00053939 | 0.00052566 | 0.00051457
WA | Industrial | Stone Clay Glass Products | Existing | Space Heating | Electric Room Heat | 0.004112 | 0.0040411 | 0.0039715 | 0.0039203 | 0.0038198 | 0.0037311 | 0.0036522 | 0.0035909 | 0.0034993 | 0.0034252 | 0.0033526 | 0.0032961 | 0.0032118 | 0.0031435 | 0.0030767 | 0.0030255 | 0.0029487 | 0.0028866 | 0.0028258 | 0.0027786 | 0.0027079 | 0.0026508
WA | Industrial | Stone Clay Glass Products | Existing | Space Heating | Air-Source Heat Pump | 0.0010544 | 0.0010362 | 0.0010173 | 0.0010031 | 0.00097627 | 0.00095243 | 0.00093108 | 0.0009142 | 0.00088961 | 0.00086949 | 0.00084976 | 0.00083414 | 0.00081157 | 0.00079324 | 0.0007754 | 0.00076164 | 0.00074153 | 0.00072524 | 0.00070935 | 0.00069696 | 0.00067874 | 0.00066399
WA | Industrial | Stone Clay Glass Products | Existing | Space Heating | Geothermal Heat Pump | 0 | 0 | 0 | 0 | 0 | 0 | 0 | 0 | 0 | 0 | 0 | 0 | 0 | 0 | 0 | 0 | 0 | 0 | 0 | 0 | 0 | 0
WA | Industrial | Stone Clay Glass Products | Existing | Ventilation | Ventilation | 0.017593 | 0.017102 | 0.01661 | 0.016121 | 0.015574 | 0.015039 | 0.014548 | 0.014069 | 0.013606 | 0.01316 | 0.012731 | 0.01232 | 0.011928 | 0.011555 | 0.011203 | 0.01087 | 0.010557 | 0.010262 | 0.0099821 | 0.0097157 | 0.0094619 | 0.0092217
WA | Industrial | Stone Clay Glass Products | Existing | Interior Lighting | General Service Lighting | 0.0014407 | 0.0013754 | 0.0012952 | 0.0012052 | 0.0010843 | 0.00096162 | 0.00086828 | 0.00079436 | 0.0007345 | 0.0006833 | 0.00064155 | 0.00060666 | 0.00057845 | 0.00055419 | 0.00053103 | 0.00051026 | 0.00049143 | 0.00047423 | 0.00045865 | 0.00044199 | 0.00042575 | 0.0004101
WA | Industrial | Stone Clay Glass Products | Existing | Interior Lighting | High-Bay Lighting | 0.0087465 | 0.0085957 | 0.0084475 | 0.0083018 | 0.0081248 | 0.0079675 | 0.0078302 | 0.0076952 | 0.0075625 | 0.0074321 | 0.0073039 | 0.007178 | 0.0070543 | 0.0069283 | 0.0067991 | 0.0066688 | 0.0065383 | 0.0064133 | 0.0062931 | 0.0061771 | 0.0060646 | 0.0059554
WA | Industrial | Stone Clay Glass Products | Existing | Interior Lighting | Linear Lighting | 0.0047242 | 0.0046395 | 0.0045553 | 0.0044718 | 0.0043669 | 0.0042722 | 0.0041878 | 0.0041046 | 0.0040226 | 0.0039387 | 0.0038562 | 0.0037751 | 0.0036954 | 0.0036173 | 0.0035383 | 0.003461 | 0.0033851 | 0.0033108 | 0.0032379 | 0.0031666 | 0.003099 | 0.0030344
WA | Industrial | Stone Clay Glass Products | Existing | Exterior Lighting | General Service Lighting | 0.0015287 | 0.0014323 | 0.0012928 | 0.0011276 | 0.00098555 | 0.00088935 | 0.00082037 | 0.00076596 | 0.00072 | 0.00068097 | 0.00064851 | 0.00061994 | 0.0005975 | 0.00057743 | 0.00055694 | 0.00053799 | 0.00052027 | 0.00050361 | 0.00048809 | 0.00046941 | 0.00044946 | 0.00042939
WA | Industrial | Stone Clay Glass Products | Existing | Exterior Lighting | Area Lighting | 0.0035749 | 0.0035133 | 0.0034527 | 0.0033932 | 0.0033208 | 0.0032565 | 0.0032004 | 0.0031452 | 0.003091 | 0.0030377 | 0.0029853 | 0.0029314 | 0.0028741 | 0.0028146 | 0.0027498 | 0.0026838 | 0.002617 | 0.0025558 | 0.0024991 | 0.0024461 | 0.0023961 | 0.0023486
WA | Industrial | Stone Clay Glass Products | Existing | Exterior Lighting | Linear Lighting | 0.0037517 | 0.0036844 | 0.0036175 | 0.0035513 | 0.0034679 | 0.0033927 | 0.0033257 | 0.0032596 | 0.0031945 | 0.0031279 | 0.0030623 | 0.0029979 | 0.0029347 | 0.0028726 | 0.0028099 | 0.0027485 | 0.0026882 | 0.0026292 | 0.0025714 | 0.0025147 | 0.002461 | 0.0024097
WA | Industrial | Stone Clay Glass Products | Existing | Motors | Pumps | 0 | 0 | 0 | 0 | 0 | 0 | 0 | 0 | 0 | 0 | 0 | 0 | 0 | 0 | 0 | 0 | 0 | 0 | 0 | 0 | 0 | 0
WA | Industrial | Stone Clay Glass Products | Existing | Motors | Fans & Blowers | 0 | 0 | 0 | 0 | 0 | 0 | 0 | 0 | 0 | 0 | 0 | 0 | 0 | 0 | 0 | 0 | 0 | 0 | 0 | 0 | 0 | 0
WA | Industrial | Stone Clay Glass Products | Existing | Motors | Compressed Air | 0 | 0 | 0 | 0 | 0 | 0 | 0 | 0 | 0 | 0 | 0 | 0 | 0 | 0 | 0 | 0 | 0 | 0 | 0 | 0 | 0 | 0
WA | Industrial | Stone Clay Glass Products | Existing | Motors | Material Handling | 0.50702 | 0.49828 | 0.48969 | 0.48125 | 0.47098 | 0.46187 | 0.4539 | 0.44608 | 0.43839 | 0.43083 | 0.4234 | 0.4161 | 0.40893 | 0.40188 | 0.39495 | 0.38814 | 0.38145 | 0.37487 | 0.36841 | 0.36205 | 0.35581 | 0.34968
WA | Industrial | Stone Clay Glass Products | Existing | Motors | Other Motors | 0 | 0 | 0 | 0 | 0 | 0 | 0 | 0 | 0 | 0 | 0 | 0 | 0 | 0 | 0 | 0 | 0 | 0 | 0 | 0 | 0 | 0
WA | Industrial | Stone Clay Glass Products | Existing | Process | Process Heating | 0.19013 | 0.18686 | 0.18363 | 0.18047 | 0.17662 | 0.1732 | 0.17021 | 0.16728 | 0.1644 | 0.16156 | 0.15878 | 0.15604 | 0.15335 | 0.1507 | 0.14811 | 0.14555 | 0.14304 | 0.14058 | 0.13815 | 0.13577 | 0.13343 | 0.13113
WA | Industrial | Stone Clay Glass Products | Existing | Process | Process Cooling | 0 | 0 | 0 | 0 | 0 | 0 | 0 | 0 | 0 | 0 | 0 | 0 | 0 | 0 | 0 | 0 | 0 | 0 | 0 | 0 | 0 | 0
WA | Industrial | Stone Clay Glass Products | Existing | Process | Process Refrigeration | 0 | 0 | 0 | 0 | 0 | 0 | 0 | 0 | 0 | 0 | 0 | 0 | 0 | 0 | 0 | 0 | 0 | 0 | 0 | 0 | 0 | 0
WA | Industrial | Stone Clay Glass Products | Existing | Process | Process Electrochemical | 0.013315 | 0.013085 | 0.01286 | 0.012638 | 0.012369 | 0.012129 | 0.01192 | 0.011715 | 0.011513 | 0.011314 | 0.011119 | 0.010927 | 0.010739 | 0.010554 | 0.010372 | 0.010193 | 0.010017 | 0.0098445 | 0.0096748 | 0.009508 | 0.0093441 | 0.009183
WA | Industrial | Stone Clay Glass Products | Existing | Process | Process Other | 0.016204 | 0.015925 | 0.01565 | 0.01538 | 0.015052 | 0.014761 | 0.014507 | 0.014256 | 0.014011 | 0.013769 | 0.013532 | 0.013298 | 0.013069 | 0.012844 | 0.012622 | 0.012405 | 0.012191 | 0.011981 | 0.011774 | 0.011571 | 0.011372 | 0.011175
WA | Industrial | Stone Clay Glass Products | Existing | Miscellaneous | Miscellaneous | 0.010092 | 0.009918 | 0.009747 | 0.0095789 | 0.0093746 | 0.0091932 | 0.0090347 | 0.0088789 | 0.0087259 | 0.0085754 | 0.0084276 | 0.0082823 | 0.0081395 | 0.0079991 | 0.0078612 | 0.0077257 | 0.0075925 | 0.0074616 | 0.0073329 | 0.0072065 | 0.0070822 | 0.0069601
WA | Industrial | Stone Clay Glass Products | New | Cooling | Air-Cooled Chiller | 0 | 0 | 0 | 0 | 0 | 0 | 0 | 0 | 0 | 0 | 0 | 0 | 0 | 0 | 0 | 0 | 0 | 0 | 0 | 0 | 0 | 0
WA | Industrial | Stone Clay Glass Products | New | Cooling | Water-Cooled Chiller | 0 | 0 | 0 | 0 | 0 | 0 | 0 | 0 | 0 | 0 | 0 | 0 | 0 | 0 | 0 | 0 | 0 | 0 | 0 | 0 | 0 | 0
WA | Industrial | Stone Clay Glass Products | New | Cooling | RTU | 0 | 0.00016717 | 0.0003136 | 0.00046181 | 0.00056672 | 0.00067503 | 0.00080487 | 0.00097405 | 0.0011191 | 0.0012852 | 0.0014558 | 0.0016377 | 0.0017716 | 0.0019185 | 0.0020696 | 0.0022494 | 0.002394 | 0.002567 | 0.0027303 | 0.0029127 | 0.0030501 | 0.0032109
WA | Industrial | Stone Clay Glass Products | New | Cooling | Air-Source Heat Pump | 0 | 1.6544e-05 | 3.1635e-05 | 4.6912e-05 | 5.7725e-05 | 6.8882e-05 | 8.2259e-05 | 9.969e-05 | 0.00011463 | 0.00013175 | 0.00014932 | 0.00016806 | 0.00018171 | 0.00019698 | 0.00021266 | 0.00023128 | 0.00024627 | 0.00026416 | 0.00028107 | 0.00029991 | 0.00031412 | 0.00033074
WA | Industrial | Stone Clay Glass Products | New | Cooling | Geothermal Heat Pump | 0 | 0 | 0 | 0 | 0 | 0 | 0 | 0 | 0 | 0 | 0 | 0 | 0 | 0 | 0 | 0 | 0 | 0 | 0 | 0 | 0 | 0
WA | Industrial | Stone Clay Glass Products | New | Space Heating | Electric Furnace | 0 | 1.8144e-05 | 3.6376e-05 | 5.5076e-05 | 6.7895e-05 | 8.0361e-05 | 9.5131e-05 | 0.00011476 | 0.00013004 | 0.00014791 | 0.00016585 | 0.00018546 | 0.00019755 | 0.00021187 | 0.00022627 | 0.00024418 | 0.00025566 | 0.00027086 | 0.00028463 | 0.00030131 | 0.00031029 | 0.00032267
WA | Industrial | Stone Clay Glass Products | New | Space Heating | Electric Room Heat | 0 | 9.3467e-05 | 0.00018739 | 0.00028372 | 0.00034976 | 0.00041397 | 0.00049006 | 0.0005912 | 0.00066991 | 0.00076194 | 0.00085436 | 0.00095541 | 0.0010176 | 0.0010914 | 0.0011656 | 0.0012579 | 0.001317 | 0.0013953 | 0.0014663 | 0.0015522 | 0.0015984 | 0.0016622
WA | Industrial | Stone Clay Glass Products | New | Space Heating | Air-Source Heat Pump | 0 | 2.3966e-05 | 4.734e-05 | 7.1317e-05 | 8.7749e-05 | 0.00010373 | 0.00012266 | 0.00014783 | 0.00016741 | 0.00019032 | 0.00021331 | 0.00023846 | 0.00025388 | 0.00027219 | 0.00029059 | 0.00031351 | 0.00032819 | 0.00034763 | 0.00036525 | 0.0003866 | 0.00039808 | 0.00041393
WA | Industrial | Stone Clay Glass Products | New | Space Heating | Geothermal Heat Pump | 0 | 0 | 0 | 0 | 0 | 0 | 0 | 0 | 0 | 0 | 0 | 0 | 0 | 0 | 0 | 0 | 0 | 0 | 0 | 0 | 0 | 0
WA | Industrial | Stone Clay Glass Products | New | Ventilation | Ventilation | 0 | 0.00030177 | 0.00060501 | 0.00091197 | 0.0011303 | 0.0013261 | 0.001559 | 0.0018613 | 0.0021141 | 0.0024023 | 0.0026941 | 0.0030016 | 0.0032183 | 0.0034594 | 0.0037036 | 0.0039878 | 0.0042055 | 0.0044655 | 0.0047024 | 0.0049644 | 0.0051455 | 0.0053624
WA | Industrial | Stone Clay Glass Products | New | Interior Lighting | General Service Lighting | 0 | 1.8998e-05 | 3.8088e-05 | 5.7412e-05 | 6.8465e-05 | 7.9281e-05 | 9.1476e-05 | 0.00010705 | 0.00011958 | 0.00013227 | 0.00014526 | 0.00015902 | 0.00016854 | 0.00017927 | 0.00018892 | 0.00020028 | 0.00020843 | 0.00021857 | 0.00022781 | 0.00023728 | 0.00024321 | 0.00025093
WA | Industrial | Stone Clay Glass Products | New | Interior Lighting | High-Bay Lighting | 0 | 0.00018742 | 0.00037575 | 0.00056639 | 0.00069894 | 0.00082867 | 0.000983 | 0.0011833 | 0.0013508 | 0.0015391 | 0.0017297 | 0.0019306 | 0.0020717 | 0.0022283 | 0.0023848 | 0.0025671 | 0.0027063 | 0.0028741 | 0.0030281 | 0.0031996 | 0.0033194 | 0.0034622
WA | Industrial | Stone Clay Glass Products | New | Interior Lighting | Linear Lighting | 0 | 0.00010358 | 0.00020765 | 0.00031301 | 0.00038546 | 0.00045636 | 0.0005407 | 0.00065016 | 0.00074169 | 0.00084377 | 0.00094707 | 0.001056 | 0.0011327 | 0.0012181 | 0.0013034 | 0.0014026 | 0.0014787 | 0.0015702 | 0.0016544 | 0.001748 | 0.0018126 | 0.0018884
WA | Industrial | Stone Clay Glass Products | New | Exterior Lighting | General Service Lighting | 0 | 2.0158e-05 | 4.0414e-05 | 6.0918e-05 | 7.2645e-05 | 8.4122e-05 | 9.7062e-05 | 0.00011359 | 0.00012688 | 0.00014034 | 0.00015413 | 0.00016873 | 0.00017884 | 0.00019022 | 0.00020045 | 0.00021251 | 0.00022116 | 0.00023192 | 0.00024173 | 0.00025177 | 0.00025806 | 0.00026626
WA | Industrial | Stone Clay Glass Products | New | Exterior Lighting | Area Lighting | 0 | 8.1258e-05 | 0.00016291 | 0.00024557 | 0.00030241 | 0.00035804 | 0.00042421 | 0.00051009 | 0.00058191 | 0.00066207 | 0.0007432 | 0.00082872 | 0.00088864 | 0.00095502 | 0.0010208 | 0.0010974 | 0.0011558 | 0.0012262 | 0.0012908 | 0.0013627 | 0.0014128 | 0.0014726
WA | Industrial | Stone Clay Glass Products | New | Exterior Lighting | Linear Lighting | 0 | 8.2253e-05 | 0.00016491 | 0.00024857 | 0.00030611 | 0.00036241 | 0.00042939 | 0.00051632 | 0.00058901 | 0.00067007 | 0.00075211 | 0.0008386 | 0.00089954 | 0.00096732 | 0.0010351 | 0.0011139 | 0.0011743 | 0.001247 | 0.0013138 | 0.0013882 | 0.0014394 | 0.0014997
WA | Industrial | Stone Clay Glass Products | New | Motors | Pumps | 0 | 0 | 0 | 0 | 0 | 0 | 0 | 0 | 0 | 0 | 0 | 0 | 0 | 0 | 0 | 0 | 0 | 0 | 0 | 0 | 0 | 0
WA | Industrial | Stone Clay Glass Products | New | Motors | Fans & Blowers | 0 | 0 | 0 | 0 | 0 | 0 | 0 | 0 | 0 | 0 | 0 | 0 | 0 | 0 | 0 | 0 | 0 | 0 | 0 | 0 | 0 | 0
WA | Industrial | Stone Clay Glass Products | New | Motors | Compressed Air | 0 | 0 | 0 | 0 | 0 | 0 | 0 | 0 | 0 | 0 | 0 | 0 | 0 | 0 | 0 | 0 | 0 | 0 | 0 | 0 | 0 | 0
WA | Industrial | Stone Clay Glass Products | New | Motors | Material Handling | 0 | 0.011525 | 0.023105 | 0.034828 | 0.043126 | 0.051246 | 0.060906 | 0.073442 | 0.083926 | 0.09584 | 0.1079 | 0.12061 | 0.12957 | 0.13953 | 0.14963 | 0.16137 | 0.17037 | 0.1812 | 0.19116 | 0.20225 | 0.21003 | 0.21927
WA | Industrial | Stone Clay Glass Products | New | Motors | Other Motors | 0 | 0 | 0 | 0 | 0 | 0 | 0 | 0 | 0 | 0 | 0 | 0 | 0 | 0 | 0 | 0 | 0 | 0 | 0 | 0 | 0 | 0
WA | Industrial | Stone Clay Glass Products | New | Process | Process Heating | 0 | 0.0043217 | 0.0086645 | 0.013061 | 0.016172 | 0.019217 | 0.02284 | 0.027541 | 0.031472 | 0.03594 | 0.040462 | 0.045229 | 0.048588 | 0.052324 | 0.05611 | 0.060514 | 0.06389 | 0.067951 | 0.071685 | 0.075843 | 0.078761 | 0.082226
WA | Industrial | Stone Clay Glass Products | New | Process | Process Cooling | 0 | 0 | 0 | 0 | 0 | 0 | 0 | 0 | 0 | 0 | 0 | 0 | 0 | 0 | 0 | 0 | 0 | 0 | 0 | 0 | 0 | 0
WA | Industrial | Stone Clay Glass Products | New | Process | Process Refrigeration | 0 | 0 | 0 | 0 | 0 | 0 | 0 | 0 | 0 | 0 | 0 | 0 | 0 | 0 | 0 | 0 | 0 | 0 | 0 | 0 | 0 | 0
WA | Industrial | Stone Clay Glass Products | New | Process | Process Electrochemical | 0 | 0.00030265 | 0.00060677 | 0.00091463 | 0.0011325 | 0.0013458 | 0.0015995 | 0.0019287 | 0.002204 | 0.0025169 | 0.0028336 | 0.0031674 | 0.0034026 | 0.0036643 | 0.0039294 | 0.0042378 | 0.0044742 | 0.0047586 | 0.0050201 | 0.0053113 | 0.0055156 | 0.0057583
WA | Industrial | Stone Clay Glass Products | New | Process | Process Other | 0 | 0.00036832 | 0.00073843 | 0.0011131 | 0.0013783 | 0.0016378 | 0.0019465 | 0.0023472 | 0.0026822 | 0.003063 | 0.0034484 | 0.0038547 | 0.0041409 | 0.0044593 | 0.004782 | 0.0051573 | 0.005445 | 0.0057912 | 0.0061094 | 0.0064637 | 0.0067124 | 0.0070077
WA | Industrial | Stone Clay Glass Products | New | Miscellaneous | Miscellaneous | 0 | 0.00022939 | 0.0004599 | 0.00069324 | 0.00085839 | 0.00102 | 0.0012123 | 0.0014618 | 0.0016705 | 0.0019076 | 0.0021477 | 0.0024007 | 0.002579 | 0.0027773 | 0.0029782 | 0.003212 | 0.0033912 | 0.0036068 | 0.0038049 | 0.0040256 | 0.0041805 | 0.0043644
WA | Industrial | Transportation Equipment Mfg | Existing | Cooling | Air-Cooled Chiller | 0.0296 | 0.029086 | 0.028581 | 0.028084 | 0.027481 | 0.027172 | 0.026922 | 0.026673 | 0.026425 | 0.026177 | 0.02593 | 0.025683 | 0.025438 | 0.025194 | 0.02495 | 0.024746 | 0.024542 | 0.024337 | 0.024133 | 0.023928 | 0.023724 | 0.023519
WA | Industrial | Transportation Equipment Mfg | Existing | Cooling | Water-Cooled Chiller | 0.03429 | 0.033699 | 0.033118 | 0.032547 | 0.031853 | 0.031499 | 0.031215 | 0.030931 | 0.030648 | 0.030365 | 0.030083 | 0.029801 | 0.02952 | 0.029241 | 0.028962 | 0.028728 | 0.028493 | 0.028259 | 0.028023 | 0.027788 | 0.027552 | 0.027316
WA | Industrial | Transportation Equipment Mfg | Existing | Cooling | RTU | 0.20916 | 0.20555 | 0.20113 | 0.19671 | 0.1915 | 0.1883 | 0.18548 | 0.18262 | 0.17973 | 0.17683 | 0.17392 | 0.17101 | 0.16809 | 0.16527 | 0.16261 | 0.16035 | 0.1582 | 0.15616 | 0.15421 | 0.15233 | 0.15054 | 0.1488
WA | Industrial | Transportation Equipment Mfg | Existing | Cooling | Air-Source Heat Pump | 0.028823 | 0.028234 | 0.02757 | 0.026911 | 0.026149 | 0.025668 | 0.025243 | 0.02482 | 0.024401 | 0.023987 | 0.023579 | 0.023179 | 0.022793 | 0.022426 | 0.022076 | 0.021776 | 0.021488 | 0.021211 | 0.020945 | 0.020688 | 0.020439 | 0.020199
WA | Industrial | Transportation Equipment Mfg | Existing | Cooling | Geothermal Heat Pump | 0 | 0 | 0 | 0 | 0 | 0 | 0 | 0 | 0 | 0 | 0 | 0 | 0 | 0 | 0 | 0 | 0 | 0 | 0 | 0 | 0 | 0
WA | Industrial | Transportation Equipment Mfg | Existing | Space Heating | Electric Furnace | 0.029635 | 0.029124 | 0.028622 | 0.028253 | 0.027528 | 0.026889 | 0.026321 | 0.025879 | 0.025219 | 0.024685 | 0.024161 | 0.023754 | 0.023147 | 0.022655 | 0.022173 | 0.021804 | 0.021251 | 0.020803 | 0.020365 | 0.020025 | 0.019516 | 0.019104
WA | Industrial | Transportation Equipment Mfg | Existing | Space Heating | Electric Room Heat | 0.15266 | 0.15003 | 0.14744 | 0.14554 | 0.14181 | 0.13852 | 0.13559 | 0.13331 | 0.12991 | 0.12716 | 0.12446 | 0.12237 | 0.11924 | 0.1167 | 0.11422 | 0.11232 | 0.10947 | 0.10717 | 0.10491 | 0.10316 | 0.10053 | 0.098411
WA | Industrial | Transportation Equipment Mfg | Existing | Space Heating | Air-Source Heat Pump | 0.039144 | 0.038469 | 0.037769 | 0.037242 | 0.036245 | 0.035359 | 0.034567 | 0.03394 | 0.033027 | 0.03228 | 0.031548 | 0.030968 | 0.03013 | 0.029449 | 0.028787 | 0.028276 | 0.027529 | 0.026925 | 0.026335 | 0.025875 | 0.025199 | 0.024651
WA | Industrial | Transportation Equipment Mfg | Existing | Space Heating | Geothermal Heat Pump | 0 | 0 | 0 | 0 | 0 | 0 | 0 | 0 | 0 | 0 | 0 | 0 | 0 | 0 | 0 | 0 | 0 | 0 | 0 | 0 | 0 | 0
WA | Industrial | Transportation Equipment Mfg | Existing | Ventilation | Ventilation | 0.65315 | 0.63493 | 0.61666 | 0.59849 | 0.57819 | 0.55832 | 0.54009 | 0.52234 | 0.50512 | 0.48855 | 0.47263 | 0.45737 | 0.44283 | 0.429 | 0.4159 | 0.40355 | 0.39195 | 0.38098 | 0.37059 | 0.3607 | 0.35128 | 0.34236
WA | Industrial | Transportation Equipment Mfg | Existing | Interior Lighting | General Service Lighting | 0.050941 | 0.048629 | 0.045795 | 0.042612 | 0.038338 | 0.034 | 0.0307 | 0.028087 | 0.02597 | 0.02416 | 0.022684 | 0.02145 | 0.020453 | 0.019595 | 0.018776 | 0.018042 | 0.017376 | 0.016768 | 0.016217 | 0.015628 | 0.015054 | 0.0145
WA | Industrial | Transportation Equipment Mfg | Existing | Interior Lighting | High-Bay Lighting | 0.30925 | 0.30392 | 0.29868 | 0.29353 | 0.28727 | 0.28171 | 0.27685 | 0.27208 | 0.26739 | 0.26278 | 0.25825 | 0.2538 | 0.24942 | 0.24497 | 0.2404 | 0.23579 | 0.23118 | 0.22676 | 0.22251 | 0.21841 | 0.21443 | 0.21057
WA | Industrial | Transportation Equipment Mfg | Existing | Interior Lighting | Linear Lighting | 0.16704 | 0.16404 | 0.16106 | 0.15811 | 0.1544 | 0.15105 | 0.14807 | 0.14513 | 0.14223 | 0.13926 | 0.13634 | 0.13348 | 0.13066 | 0.1279 | 0.12511 | 0.12237 | 0.11969 | 0.11706 | 0.11448 | 0.11196 | 0.10957 | 0.10729
WA | Industrial | Transportation Equipment Mfg | Existing | Exterior Lighting | General Service Lighting | 0.054051 | 0.050641 | 0.045709 | 0.039868 | 0.034847 | 0.031445 | 0.029006 | 0.027082 | 0.025457 | 0.024077 | 0.02293 | 0.02192 | 0.021126 | 0.020416 | 0.019692 | 0.019022 | 0.018396 | 0.017807 | 0.017258 | 0.016597 | 0.015892 | 0.015182
WA | Industrial | Transportation Equipment Mfg | Existing | Exterior Lighting | Area Lighting | 0.1264 | 0.12422 | 0.12208 | 0.11997 | 0.11741 | 0.11514 | 0.11316 | 0.11121 | 0.10929 | 0.1074 | 0.10555 | 0.10365 | 0.10162 | 0.099516 | 0.097227 | 0.094891 | 0.092532 | 0.090367 | 0.088362 | 0.086487 | 0.084719 | 0.083041
WA | Industrial | Transportation Equipment Mfg | Existing | Exterior Lighting | Linear Lighting | 0.13265 | 0.13027 | 0.12791 | 0.12556 | 0.12262 | 0.11996 | 0.11759 | 0.11525 | 0.11295 | 0.11059 | 0.10828 | 0.106 | 0.10376 | 0.10157 | 0.099352 | 0.097179 | 0.095049 | 0.092962 | 0.090917 | 0.088913 | 0.087016 | 0.085202
WA | Industrial | Transportation Equipment Mfg | Existing | Motors | Pumps | 0.33613 | 0.33034 | 0.32464 | 0.31904 | 0.31224 | 0.3062 | 0.30092 | 0.29573 | 0.29063 | 0.28562 | 0.2807 | 0.27586 | 0.2711 | 0.26643 | 0.26183 | 0.25732 | 0.25288 | 0.24852 | 0.24424 | 0.24003 | 0.23589 | 0.23182
WA | Industrial | Transportation Equipment Mfg | Existing | Motors | Fans & Blowers | 0.2521 | 0.24775 | 0.24348 | 0.23928 | 0.23418 | 0.22965 | 0.22569 | 0.2218 | 0.21797 | 0.21421 | 0.21052 | 0.20689 | 0.20332 | 0.19982 | 0.19637 | 0.19299 | 0.18966 | 0.18639 | 0.18318 | 0.18002 | 0.17692 | 0.17386
WA | Industrial | Transportation Equipment Mfg | Existing | Motors | Compressed Air | 0.2521 | 0.24775 | 0.24348 | 0.23928 | 0.23418 | 0.22965 | 0.22569 | 0.2218 | 0.21797 | 0.21421 | 0.21052 | 0.20689 | 0.20332 | 0.19982 | 0.19637 | 0.19299 | 0.18966 | 0.18639 | 0.18318 | 0.18002 | 0.17692 | 0.17386
WA | Industrial | Transportation Equipment Mfg | Existing | Motors | Material Handling | 1.0084 | 0.99101 | 0.97392 | 0.95713 | 0.93672 | 0.91859 | 0.90275 | 0.88719 | 0.87189 | 0.85686 | 0.84209 | 0.82757 | 0.8133 | 0.79928 | 0.7855 | 0.77195 | 0.75864 | 0.74556 | 0.73271 | 0.72008 | 0.70766 | 0.69546
WA | Industrial | Transportation Equipment Mfg | Existing | Motors | Other Motors | 0.084033 | 0.082584 | 0.08116 | 0.079761 | 0.07806 | 0.076549 | 0.075229 | 0.073932 | 0.072658 | 0.071405 | 0.070174 | 0.068964 | 0.067775 | 0.066606 | 0.065458 | 0.064329 | 0.06322 | 0.06213 | 0.061059 | 0.060006 | 0.058972 | 0.057955
WA | Industrial | Transportation Equipment Mfg | Existing | Process | Process Heating | 0 | 0 | 0 | 0 | 0 | 0 | 0 | 0 | 0 | 0 | 0 | 0 | 0 | 0 | 0 | 0 | 0 | 0 | 0 | 0 | 0 | 0
WA | Industrial | Transportation Equipment Mfg | Existing | Process | Process Cooling | 0 | 0 | 0 | 0 | 0 | 0 | 0 | 0 | 0 | 0 | 0 | 0 | 0 | 0 | 0 | 0 | 0 | 0 | 0 | 0 | 0 | 0
WA | Industrial | Transportation Equipment Mfg | Existing | Process | Process Refrigeration | 0 | 0 | 0 | 0 | 0 | 0 | 0 | 0 | 0 | 0 | 0 | 0 | 0 | 0 | 0 | 0 | 0 | 0 | 0 | 0 | 0 | 0
WA | Industrial | Transportation Equipment Mfg | Existing | Process | Process Electrochemical | 0.027007 | 0.026541 | 0.026084 | 0.025634 | 0.025087 | 0.024602 | 0.024178 | 0.023761 | 0.023351 | 0.022948 | 0.022553 | 0.022164 | 0.021782 | 0.021406 | 0.021037 | 0.020674 | 0.020318 | 0.019968 | 0.019623 | 0.019285 | 0.018953 | 0.018626
WA | Industrial | Transportation Equipment Mfg | Existing | Process | Process Other | 0.20527 | 0.20173 | 0.19825 | 0.19484 | 0.19068 | 0.18699 | 0.18377 | 0.1806 | 0.17748 | 0.17442 | 0.17142 | 0.16846 | 0.16556 | 0.1627 | 0.1599 | 0.15714 | 0.15443 | 0.15177 | 0.14915 | 0.14658 | 0.14405 | 0.14157
WA | Industrial | Transportation Equipment Mfg | Existing | Miscellaneous | Miscellaneous | 0.019821 | 0.019479 | 0.019143 | 0.018813 | 0.018412 | 0.018056 | 0.017745 | 0.017439 | 0.017138 | 0.016842 | 0.016552 | 0.016267 | 0.015986 | 0.015711 | 0.01544 | 0.015174 | 0.014912 | 0.014655 | 0.014402 | 0.014154 | 0.01391 | 0.01367
WA | Industrial | Transportation Equipment Mfg | New | Cooling | Air-Cooled Chiller | 0 | 0.00067065 | 0.0013446 | 0.0020268 | 0.0025096 | 0.0030073 | 0.003604 | 0.0043819 | 0.0050485 | 0.0058123 | 0.0065965 | 0.0074328 | 0.0080484 | 0.0087356 | 0.0094411 | 0.010277 | 0.010951 | 0.011753 | 0.012512 | 0.013357 | 0.013994 | 0.014739
WA | Industrial | Transportation Equipment Mfg | New | Cooling | Water-Cooled Chiller | 0 | 0.00077941 | 0.0015626 | 0.0023554 | 0.0029166 | 0.003495 | 0.0041885 | 0.0050925 | 0.0058673 | 0.0067548 | 0.0076662 | 0.0086382 | 0.0093536 | 0.010152 | 0.010972 | 0.011944 | 0.012727 | 0.01366 | 0.014541 | 0.015523 | 0.016263 | 0.017129
WA | Industrial | Transportation Equipment Mfg | New | Cooling | RTU | 0 | 0.0047542 | 0.0089182 | 0.013133 | 0.016117 | 0.019197 | 0.022889 | 0.027701 | 0.031825 | 0.036549 | 0.0414 | 0.046572 | 0.050381 | 0.05456 | 0.058858 | 0.06397 | 0.068083 | 0.073 | 0.077647 | 0.082831 | 0.086739 | 0.091313
WA | Industrial | Transportation Equipment Mfg | New | Cooling | Air-Source Heat Pump | 0 | 0.00061419 | 0.0011745 | 0.0017416 | 0.002143 | 0.0025573 | 0.0030539 | 0.003701 | 0.0042558 | 0.0048912 | 0.0055436 | 0.0062394 | 0.0067462 | 0.0073129 | 0.0078952 | 0.0085865 | 0.009143 | 0.0098072 | 0.010435 | 0.011134 | 0.011662 | 0.012279
WA | Industrial | Transportation Equipment Mfg | New | Cooling | Geothermal Heat Pump | 0 | 0 | 0 | 0 | 0 | 0 | 0 | 0 | 0 | 0 | 0 | 0 | 0 | 0 | 0 | 0 | 0 | 0 | 0 | 0 | 0 | 0
WA | Industrial | Transportation Equipment Mfg | New | Space Heating | Electric Furnace | 0 | 0.0006736 | 0.0013505 | 0.0020447 | 0.0025206 | 0.0029834 | 0.0035318 | 0.0042607 | 0.0048279 | 0.0054912 | 0.0061572 | 0.0068854 | 0.007334 | 0.0078657 | 0.0084003 | 0.0090653 | 0.0094916 | 0.010056 | 0.010567 | 0.011186 | 0.01152 | 0.011979
WA | Industrial | Transportation Equipment Mfg | New | Space Heating | Electric Room Heat | 0 | 0.00347 | 0.0069569 | 0.010533 | 0.012985 | 0.015369 | 0.018194 | 0.021948 | 0.024871 | 0.028288 | 0.031718 | 0.03547 | 0.037781 | 0.04052 | 0.043274 | 0.046699 | 0.048895 | 0.051802 | 0.054436 | 0.057625 | 0.059342 | 0.06171
WA | Industrial | Transportation Equipment Mfg | New | Space Heating | Air-Source Heat Pump | 0 | 0.00088975 | 0.0017575 | 0.0026477 | 0.0032577 | 0.0038509 | 0.0045538 | 0.0054883 | 0.0062153 | 0.0070656 | 0.0079193 | 0.008853 | 0.0094255 | 0.010105 | 0.010788 | 0.011639 | 0.012184 | 0.012906 | 0.01356 | 0.014353 | 0.014779 | 0.015367
WA | Industrial | Transportation Equipment Mfg | New | Space Heating | Geothermal Heat Pump | 0 | 0 | 0 | 0 | 0 | 0 | 0 | 0 | 0 | 0 | 0 | 0 | 0 | 0 | 0 | 0 | 0 | 0 | 0 | 0 | 0 | 0
WA | Industrial | Transportation Equipment Mfg | New | Ventilation | Ventilation | 0 | 0.011203 | 0.022461 | 0.033857 | 0.041961 | 0.049231 | 0.057878 | 0.0691 | 0.078485 | 0.089187 | 0.10002 | 0.11144 | 0.11948 | 0.12843 | 0.1375 | 0.14805 | 0.15613 | 0.16578 | 0.17458 | 0.18431 | 0.19103 | 0.19908
WA | Industrial | Transportation Equipment Mfg | New | Interior Lighting | General Service Lighting | 0 | 0.00067171 | 0.0013467 | 0.00203 | 0.0024207 | 0.0028032 | 0.0032344 | 0.003785 | 0.0042281 | 0.0046766 | 0.005136 | 0.0056225 | 0.0059593 | 0.0063386 | 0.0066796 | 0.0070814 | 0.0073697 | 0.0077281 | 0.008055 | 0.0083895 | 0.0085994 | 0.0088724
WA | Industrial | Transportation Equipment Mfg | New | Interior Lighting | High-Bay Lighting | 0 | 0.0066266 | 0.013285 | 0.020026 | 0.024713 | 0.0293 | 0.034756 | 0.041838 | 0.047759 | 0.054418 | 0.061157 | 0.068261 | 0.07325 | 0.078786 | 0.08432 | 0.090765 | 0.095688 | 0.10162 | 0.10706 | 0.11313 | 0.11737 | 0.12241
WA | Industrial | Transportation Equipment Mfg | New | Interior Lighting | Linear Lighting | 0 | 0.0036622 | 0.0073422 | 0.011067 | 0.013629 | 0.016136 | 0.019118 | 0.022988 | 0.026224 | 0.029833 | 0.033486 | 0.037337 | 0.04005 | 0.043068 | 0.046084 | 0.049594 | 0.052283 | 0.055519 | 0.058494 | 0.061807 | 0.064088 | 0.06677
WA | Industrial | Transportation Equipment Mfg | New | Exterior Lighting | General Service Lighting | 0 | 0.00071273 | 0.0014289 | 0.0021539 | 0.0025686 | 0.0029744 | 0.0034319 | 0.0040162 | 0.0044863 | 0.0049622 | 0.0054496 | 0.0059658 | 0.0063232 | 0.0067257 | 0.0070875 | 0.0075138 | 0.0078197 | 0.0082 | 0.0085468 | 0.0089018 | 0.0091245 | 0.0094142
WA | Industrial | Transportation Equipment Mfg | New | Exterior Lighting | Area Lighting | 0 | 0.0028731 | 0.0057601 | 0.0086826 | 0.010692 | 0.012659 | 0.014999 | 0.018036 | 0.020575 | 0.023409 | 0.026278 | 0.029302 | 0.03142 | 0.033767 | 0.036092 | 0.038801 | 0.040866 | 0.043357 | 0.045638 | 0.048182 | 0.049953 | 0.052066
WA | Industrial | Transportation Equipment Mfg | New | Exterior Lighting | Linear Lighting | 0 | 0.0029083 | 0.0058307 | 0.008789 | 0.010823 | 0.012814 | 0.015182 | 0.018256 | 0.020826 | 0.023692 | 0.026593 | 0.029651 | 0.031805 | 0.034202 | 0.036597 | 0.039384 | 0.04152 | 0.04409 | 0.046452 | 0.049083 | 0.050895 | 0.053024
WA | Industrial | Transportation Equipment Mfg | New | Motors | Pumps | 0 | 0.0076403 | 0.015318 | 0.023089 | 0.02859 | 0.033974 | 0.040378 | 0.048689 | 0.055639 | 0.063538 | 0.071532 | 0.07996 | 0.085898 | 0.092503 | 0.099196 | 0.10698 | 0.11295 | 0.12013 | 0.12673 | 0.13408 | 0.13924 | 0.14537
WA | Industrial | Transportation Equipment Mfg | New | Motors | Fans & Blowers | 0 | 0.0057302 | 0.011488 | 0.017317 | 0.021443 | 0.02548 | 0.030283 | 0.036516 | 0.041729 | 0.047653 | 0.053649 | 0.05997 | 0.064423 | 0.069377 | 0.074397 | 0.080237 | 0.084712 | 0.090097 | 0.095048 | 0.10056 | 0.10443 | 0.10902
WA | Industrial | Transportation Equipment Mfg | New | Motors | Compressed Air | 0 | 0.0057302 | 0.011488 | 0.017317 | 0.021443 | 0.02548 | 0.030283 | 0.036516 | 0.041729 | 0.047653 | 0.053649 | 0.05997 | 0.064423 | 0.069377 | 0.074397 | 0.080237 | 0.084712 | 0.090097 | 0.095048 | 0.10056 | 0.10443 | 0.10902
WA | Industrial | Transportation Equipment Mfg | New | Motors | Material Handling | 0 | 0.022921 | 0.045953 | 0.069268 | 0.085771 | 0.10192 | 0.12113 | 0.14607 | 0.16692 | 0.19061 | 0.2146 | 0.23988 | 0.25769 | 0.27751 | 0.29759 | 0.32095 | 0.33885 | 0.36039 | 0.38019 | 0.40224 | 0.41772 | 0.4361
WA | Industrial | Transportation Equipment Mfg | New | Motors | Other Motors | 0 | 0.0019101 | 0.0038294 | 0.0057724 | 0.0071476 | 0.0084934 | 0.010094 | 0.012172 | 0.01391 | 0.015884 | 0.017883 | 0.01999 | 0.021474 | 0.023126 | 0.024799 | 0.026746 | 0.028237 | 0.030032 | 0.031683 | 0.03352 | 0.03481 | 0.036341
WA | Industrial | Transportation Equipment Mfg | New | Process | Process Heating | 0 | 0 | 0 | 0 | 0 | 0 | 0 | 0 | 0 | 0 | 0 | 0 | 0 | 0 | 0 | 0 | 0 | 0 | 0 | 0 | 0 | 0
WA | Industrial | Transportation Equipment Mfg | New | Process | Process Cooling | 0 | 0 | 0 | 0 | 0 | 0 | 0 | 0 | 0 | 0 | 0 | 0 | 0 | 0 | 0 | 0 | 0 | 0 | 0 | 0 | 0 | 0
WA | Industrial | Transportation Equipment Mfg | New | Process | Process Refrigeration | 0 | 0 | 0 | 0 | 0 | 0 | 0 | 0 | 0 | 0 | 0 | 0 | 0 | 0 | 0 | 0 | 0 | 0 | 0 | 0 | 0 | 0
WA | Industrial | Transportation Equipment Mfg | New | Process | Process Electrochemical | 0 | 0.00061387 | 0.0012307 | 0.0018552 | 0.0022971 | 0.0027297 | 0.0032442 | 0.0039119 | 0.0044704 | 0.005105 | 0.0057473 | 0.0064245 | 0.0069016 | 0.0074322 | 0.00797 | 0.0085956 | 0.009075 | 0.009652 | 0.010182 | 0.010773 | 0.011187 | 0.01168
WA | Industrial | Transportation Equipment Mfg | New | Process | Process Other | 0 | 0.0046658 | 0.0093544 | 0.0141 | 0.01746 | 0.020747 | 0.024658 | 0.029733 | 0.033978 | 0.038802 | 0.043684 | 0.04883 | 0.052457 | 0.05649 | 0.060577 | 0.065332 | 0.068977 | 0.073362 | 0.077392 | 0.081881 | 0.085032 | 0.088773
WA | Industrial | Transportation Equipment Mfg | New | Miscellaneous | Miscellaneous | 0 | 0.00045053 | 0.00090326 | 0.0013615 | 0.0016859 | 0.0020034 | 0.002381 | 0.0028711 | 0.0032809 | 0.0037467 | 0.0042181 | 0.0047151 | 0.0050652 | 0.0054547 | 0.0058494 | 0.0063085 | 0.0066604 | 0.0070838 | 0.007473 | 0.0079065 | 0.0082107 | 0.0085719
WA | Industrial | Wastewater | Existing | Cooling | Air-Cooled Chiller | 0 | 0 | 0 | 0 | 0 | 0 | 0 | 0 | 0 | 0 | 0 | 0 | 0 | 0 | 0 | 0 | 0 | 0 | 0 | 0 | 0 | 0
WA | Industrial | Wastewater | Existing | Cooling | Water-Cooled Chiller | 0 | 0 | 0 | 0 | 0 | 0 | 0 | 0 | 0 | 0 | 0 | 0 | 0 | 0 | 0 | 0 | 0 | 0 | 0 | 0 | 0 | 0
WA | Industrial | Wastewater | Existing | Cooling | RTU | 0 | 0 | 0 | 0 | 0 | 0 | 0 | 0 | 0 | 0 | 0 | 0 | 0 | 0 | 0 | 0 | 0 | 0 | 0 | 0 | 0 | 0
WA | Industrial | Wastewater | Existing | Cooling | Air-Source Heat Pump | 0 | 0 | 0 | 0 | 0 | 0 | 0 | 0 | 0 | 0 | 0 | 0 | 0 | 0 | 0 | 0 | 0 | 0 | 0 | 0 | 0 | 0
WA | Industrial | Wastewater | Existing | Cooling | Geothermal Heat Pump | 0 | 0 | 0 | 0 | 0 | 0 | 0 | 0 | 0 | 0 | 0 | 0 | 0 | 0 | 0 | 0 | 0 | 0 | 0 | 0 | 0 | 0
WA | Industrial | Wastewater | Existing | Space Heating | Electric Furnace | 0 | 0 | 0 | 0 | 0 | 0 | 0 | 0 | 0 | 0 | 0 | 0 | 0 | 0 | 0 | 0 | 0 | 0 | 0 | 0 | 0 | 0
WA | Industrial | Wastewater | Existing | Space Heating | Electric Room Heat | 0 | 0 | 0 | 0 | 0 | 0 | 0 | 0 | 0 | 0 | 0 | 0 | 0 | 0 | 0 | 0 | 0 | 0 | 0 | 0 | 0 | 0
WA | Industrial | Wastewater | Existing | Space Heating | Air-Source Heat Pump | 0 | 0 | 0 | 0 | 0 | 0 | 0 | 0 | 0 | 0 | 0 | 0 | 0 | 0 | 0 | 0 | 0 | 0 | 0 | 0 | 0 | 0
WA | Industrial | Wastewater | Existing | Space Heating | Geothermal Heat Pump | 0 | 0 | 0 | 0 | 0 | 0 | 0 | 0 | 0 | 0 | 0 | 0 | 0 | 0 | 0 | 0 | 0 | 0 | 0 | 0 | 0 | 0
WA | Industrial | Wastewater | Existing | Ventilation | Ventilation | 0 | 0 | 0 | 0 | 0 | 0 | 0 | 0 | 0 | 0 | 0 | 0 | 0 | 0 | 0 | 0 | 0 | 0 | 0 | 0 | 0 | 0
WA | Industrial | Wastewater | Existing | Interior Lighting | General Service Lighting | 0.057392 | 0.054788 | 0.051595 | 0.048009 | 0.043194 | 0.038307 | 0.034588 | 0.031644 | 0.029259 | 0.02722 | 0.025556 | 0.024167 | 0.023043 | 0.022076 | 0.021154 | 0.020326 | 0.019577 | 0.018891 | 0.018271 | 0.017607 | 0.01696 | 0.016337
WA | Industrial | Wastewater | Existing | Interior Lighting | High-Bay Lighting | 0.34842 | 0.34241 | 0.33651 | 0.33071 | 0.32365 | 0.31739 | 0.31192 | 0.30654 | 0.30126 | 0.29606 | 0.29096 | 0.28594 | 0.28101 | 0.27599 | 0.27084 | 0.26565 | 0.26046 | 0.25548 | 0.25069 | 0.24607 | 0.24159 | 0.23724
WA | Industrial | Wastewater | Existing | Interior Lighting | Linear Lighting | 0.18819 | 0.18482 | 0.18146 | 0.17814 | 0.17396 | 0.17018 | 0.16682 | 0.16351 | 0.16024 | 0.1569 | 0.15361 | 0.15038 | 0.14721 | 0.1441 | 0.14095 | 0.13787 | 0.13485 | 0.13189 | 0.12898 | 0.12614 | 0.12345 | 0.12088
WA | Industrial | Wastewater | Existing | Exterior Lighting | General Service Lighting | 0.060897 | 0.057055 | 0.051498 | 0.044917 | 0.03926 | 0.035428 | 0.03268 | 0.030512 | 0.028681 | 0.027127 | 0.025834 | 0.024696 | 0.023802 | 0.023002 | 0.022186 | 0.021431 | 0.020725 | 0.020062 | 0.019443 | 0.018699 | 0.017905 | 0.017105
WA | Industrial | Wastewater | Existing | Exterior Lighting | Area Lighting | 0.14241 | 0.13995 | 0.13754 | 0.13517 | 0.13229 | 0.12973 | 0.12749 | 0.12529 | 0.12313 | 0.12101 | 0.11892 | 0.11677 | 0.11449 | 0.11212 | 0.10954 | 0.10691 | 0.10425 | 0.10181 | 0.099553 | 0.09744 | 0.095449 | 0.093558
WA | Industrial | Wastewater | Existing | Exterior Lighting | Linear Lighting | 0.14945 | 0.14677 | 0.14411 | 0.14147 | 0.13815 | 0.13515 | 0.13248 | 0.12985 | 0.12725 | 0.1246 | 0.12199 | 0.11942 | 0.11691 | 0.11443 | 0.11194 | 0.10949 | 0.10709 | 0.10474 | 0.10243 | 0.10017 | 0.098036 | 0.095993
WA | Industrial | Wastewater | Existing | Motors | Pumps | 8.3315 | 8.1878 | 8.0467 | 7.9079 | 7.7393 | 7.5895 | 7.4586 | 7.33 | 7.2037 | 7.0795 | 6.9574 | 6.8374 | 6.7196 | 6.6037 | 6.4898 | 6.378 | 6.268 | 6.1599 | 6.0537 | 5.9493 | 5.8468 | 5.746
WA | Industrial | Wastewater | Existing | Motors | Fans & Blowers | 5.6805 | 5.5826 | 5.4864 | 5.3918 | 5.2768 | 5.1747 | 5.0854 | 4.9978 | 4.9116 | 4.8269 | 4.7437 | 4.6619 | 4.5815 | 4.5025 | 4.4249 | 4.3486 | 4.2736 | 4.1999 | 4.1275 | 4.0564 | 3.9864 | 3.9177
WA | Industrial | Wastewater | Existing | Motors | Compressed Air | 0 | 0 | 0 | 0 | 0 | 0 | 0 | 0 | 0 | 0 | 0 | 0 | 0 | 0 | 0 | 0 | 0 | 0 | 0 | 0 | 0 | 0
WA | Industrial | Wastewater | Existing | Motors | Material Handling | 0 | 0 | 0 | 0 | 0 | 0 | 0 | 0 | 0 | 0 | 0 | 0 | 0 | 0 | 0 | 0 | 0 | 0 | 0 | 0 | 0 | 0
WA | Industrial | Wastewater | Existing | Motors | Other Motors | 2.8403 | 2.7913 | 2.7432 | 2.6959 | 2.6384 | 2.5873 | 2.5427 | 2.4989 | 2.4558 | 2.4135 | 2.3718 | 2.3309 | 2.2908 | 2.2513 | 2.2124 | 2.1743 | 2.1368 | 2.1 | 2.0638 | 2.0282 | 1.9932 | 1.9588
WA | Industrial | Wastewater | Existing | Process | Process Heating | 0 | 0 | 0 | 0 | 0 | 0 | 0 | 0 | 0 | 0 | 0 | 0 | 0 | 0 | 0 | 0 | 0 | 0 | 0 | 0 | 0 | 0
WA | Industrial | Wastewater | Existing | Process | Process Cooling | 0 | 0 | 0 | 0 | 0 | 0 | 0 | 0 | 0 | 0 | 0 | 0 | 0 | 0 | 0 | 0 | 0 | 0 | 0 | 0 | 0 | 0
WA | Industrial | Wastewater | Existing | Process | Process Refrigeration | 0 | 0 | 0 | 0 | 0 | 0 | 0 | 0 | 0 | 0 | 0 | 0 | 0 | 0 | 0 | 0 | 0 | 0 | 0 | 0 | 0 | 0
WA | Industrial | Wastewater | Existing | Process | Process Electrochemical | 0 | 0 | 0 | 0 | 0 | 0 | 0 | 0 | 0 | 0 | 0 | 0 | 0 | 0 | 0 | 0 | 0 | 0 | 0 | 0 | 0 | 0
WA | Industrial | Wastewater | Existing | Process | Process Other | 0 | 0 | 0 | 0 | 0 | 0 | 0 | 0 | 0 | 0 | 0 | 0 | 0 | 0 | 0 | 0 | 0 | 0 | 0 | 0 | 0 | 0
WA | Industrial | Wastewater | Existing | Miscellaneous | Miscellaneous | 1.1361 | 1.1165 | 1.0973 | 1.0784 | 1.0554 | 1.0349 | 1.0171 | 0.99955 | 0.98232 | 0.96538 | 0.94874 | 0.93238 | 0.9163 | 0.9005 | 0.88498 | 0.86972 | 0.85473 | 0.83999 | 0.82551 | 0.81127 | 0.79729 | 0.78354
WA | Industrial | Wastewater | New | Cooling | Air-Cooled Chiller | 0 | 0 | 0 | 0 | 0 | 0 | 0 | 0 | 0 | 0 | 0 | 0 | 0 | 0 | 0 | 0 | 0 | 0 | 0 | 0 | 0 | 0
WA | Industrial | Wastewater | New | Cooling | Water-Cooled Chiller | 0 | 0 | 0 | 0 | 0 | 0 | 0 | 0 | 0 | 0 | 0 | 0 | 0 | 0 | 0 | 0 | 0 | 0 | 0 | 0 | 0 | 0
WA | Industrial | Wastewater | New | Cooling | RTU | 0 | 0 | 0 | 0 | 0 | 0 | 0 | 0 | 0 | 0 | 0 | 0 | 0 | 0 | 0 | 0 | 0 | 0 | 0 | 0 | 0 | 0
WA | Industrial | Wastewater | New | Cooling | Air-Source Heat Pump | 0 | 0 | 0 | 0 | 0 | 0 | 0 | 0 | 0 | 0 | 0 | 0 | 0 | 0 | 0 | 0 | 0 | 0 | 0 | 0 | 0 | 0
WA | Industrial | Wastewater | New | Cooling | Geothermal Heat Pump | 0 | 0 | 0 | 0 | 0 | 0 | 0 | 0 | 0 | 0 | 0 | 0 | 0 | 0 | 0 | 0 | 0 | 0 | 0 | 0 | 0 | 0
WA | Industrial | Wastewater | New | Space Heating | Electric Furnace | 0 | 0 | 0 | 0 | 0 | 0 | 0 | 0 | 0 | 0 | 0 | 0 | 0 | 0 | 0 | 0 | 0 | 0 | 0 | 0 | 0 | 0
WA | Industrial | Wastewater | New | Space Heating | Electric Room Heat | 0 | 0 | 0 | 0 | 0 | 0 | 0 | 0 | 0 | 0 | 0 | 0 | 0 | 0 | 0 | 0 | 0 | 0 | 0 | 0 | 0 | 0
WA | Industrial | Wastewater | New | Space Heating | Air-Source Heat Pump | 0 | 0 | 0 | 0 | 0 | 0 | 0 | 0 | 0 | 0 | 0 | 0 | 0 | 0 | 0 | 0 | 0 | 0 | 0 | 0 | 0 | 0
WA | Industrial | Wastewater | New | Space Heating | Geothermal Heat Pump | 0 | 0 | 0 | 0 | 0 | 0 | 0 | 0 | 0 | 0 | 0 | 0 | 0 | 0 | 0 | 0 | 0 | 0 | 0 | 0 | 0 | 0
WA | Industrial | Wastewater | New | Ventilation | Ventilation | 0 | 0 | 0 | 0 | 0 | 0 | 0 | 0 | 0 | 0 | 0 | 0 | 0 | 0 | 0 | 0 | 0 | 0 | 0 | 0 | 0 | 0
WA | Industrial | Wastewater | New | Interior Lighting | General Service Lighting | 0 | 0.00075678 | 0.0015172 | 0.002287 | 0.0027273 | 0.0031582 | 0.003644 | 0.0042644 | 0.0047636 | 0.0052689 | 0.0057864 | 0.0063346 | 0.006714 | 0.0071414 | 0.0075256 | 0.0079783 | 0.0083031 | 0.0087069 | 0.0090751 | 0.0094521 | 0.0096886 | 0.0099961
WA | Industrial | Wastewater | New | Interior Lighting | High-Bay Lighting | 0 | 0.0074659 | 0.014968 | 0.022562 | 0.027843 | 0.033011 | 0.039158 | 0.047136 | 0.053808 | 0.06131 | 0.068903 | 0.076907 | 0.082527 | 0.088764 | 0.094999 | 0.10226 | 0.10781 | 0.11449 | 0.12062 | 0.12746 | 0.13223 | 0.13792
WA | Industrial | Wastewater | New | Interior Lighting | Linear Lighting | 0 | 0.004126 | 0.008272 | 0.012469 | 0.015355 | 0.018179 | 0.021539 | 0.025899 | 0.029546 | 0.033612 | 0.037727 | 0.042066 | 0.045122 | 0.048522 | 0.051921 | 0.055875 | 0.058905 | 0.062551 | 0.065902 | 0.069634 | 0.072205 | 0.075226
WA | Industrial | Wastewater | New | Exterior Lighting | General Service Lighting | 0 | 0.00080299 | 0.0016099 | 0.0024267 | 0.0028939 | 0.0033511 | 0.0038665 | 0.0045248 | 0.0050545 | 0.0055907 | 0.0061398 | 0.0067214 | 0.007124 | 0.0075775 | 0.0079851 | 0.0084655 | 0.0088101 | 0.0092385 | 0.0096293 | 0.010029 | 0.01028 | 0.010606
WA | Industrial | Wastewater | New | Exterior Lighting | Area Lighting | 0 | 0.0032369 | 0.0064896 | 0.0097823 | 0.012047 | 0.014263 | 0.016899 | 0.02032 | 0.023181 | 0.026374 | 0.029606 | 0.033013 | 0.0354 | 0.038044 | 0.040663 | 0.043716 | 0.046041 | 0.048848 | 0.051418 | 0.054285 | 0.056279 | 0.058661
WA | Industrial | Wastewater | New | Exterior Lighting | Linear Lighting | 0 | 0.0032766 | 0.0065692 | 0.0099021 | 0.012194 | 0.014437 | 0.017105 | 0.020568 | 0.023463 | 0.026693 | 0.029961 | 0.033406 | 0.035834 | 0.038534 | 0.041232 | 0.044372 | 0.046778 | 0.049674 | 0.052335 | 0.055299 | 0.05734 | 0.05974
WA | Industrial | Wastewater | New | Motors | Pumps | 0 | 0.18938 | 0.37967 | 0.5723 | 0.70865 | 0.84208 | 1.0008 | 1.2068 | 1.3791 | 1.5749 | 1.773 | 1.9819 | 2.1291 | 2.2928 | 2.4587 | 2.6517 | 2.7996 | 2.9776 | 3.1412 | 3.3234 | 3.4512 | 3.6031
WA | Industrial | Wastewater | New | Motors | Fans & Blowers | 0 | 0.12912 | 0.25887 | 0.39021 | 0.48317 | 0.57415 | 0.68238 | 0.82283 | 0.94028 | 1.0738 | 1.2089 | 1.3513 | 1.4517 | 1.5633 | 1.6764 | 1.808 | 1.9088 | 2.0302 | 2.1417 | 2.2659 | 2.3531 | 2.4566
WA | Industrial | Wastewater | New | Motors | Compressed Air | 0 | 0 | 0 | 0 | 0 | 0 | 0 | 0 | 0 | 0 | 0 | 0 | 0 | 0 | 0 | 0 | 0 | 0 | 0 | 0 | 0 | 0
WA | Industrial | Wastewater | New | Motors | Material Handling | 0 | 0 | 0 | 0 | 0 | 0 | 0 | 0 | 0 | 0 | 0 | 0 | 0 | 0 | 0 | 0 | 0 | 0 | 0 | 0 | 0 | 0
WA | Industrial | Wastewater | New | Motors | Other Motors | 0 | 0.06456 | 0.12943 | 0.1951 | 0.24158 | 0.28707 | 0.34119 | 0.41141 | 0.47014 | 0.53689 | 0.60444 | 0.67565 | 0.72583 | 0.78164 | 0.83819 | 0.90398 | 0.95441 | 1.0151 | 1.0709 | 1.133 | 1.1766 | 1.2283
WA | Industrial | Wastewater | New | Process | Process Heating | 0 | 0 | 0 | 0 | 0 | 0 | 0 | 0 | 0 | 0 | 0 | 0 | 0 | 0 | 0 | 0 | 0 | 0 | 0 | 0 | 0 | 0
WA | Industrial | Wastewater | New | Process | Process Cooling | 0 | 0 | 0 | 0 | 0 | 0 | 0 | 0 | 0 | 0 | 0 | 0 | 0 | 0 | 0 | 0 | 0 | 0 | 0 | 0 | 0 | 0
WA | Industrial | Wastewater | New | Process | Process Refrigeration | 0 | 0 | 0 | 0 | 0 | 0 | 0 | 0 | 0 | 0 | 0 | 0 | 0 | 0 | 0 | 0 | 0 | 0 | 0 | 0 | 0 | 0
WA | Industrial | Wastewater | New | Process | Process Electrochemical | 0 | 0 | 0 | 0 | 0 | 0 | 0 | 0 | 0 | 0 | 0 | 0 | 0 | 0 | 0 | 0 | 0 | 0 | 0 | 0 | 0 | 0
WA | Industrial | Wastewater | New | Process | Process Other | 0 | 0 | 0 | 0 | 0 | 0 | 0 | 0 | 0 | 0 | 0 | 0 | 0 | 0 | 0 | 0 | 0 | 0 | 0 | 0 | 0 | 0
WA | Industrial | Wastewater | New | Miscellaneous | Miscellaneous | 0 | 0.025824 | 0.051773 | 0.078041 | 0.096634 | 0.11483 | 0.13648 | 0.16457 | 0.18806 | 0.21475 | 0.24177 | 0.27026 | 0.29033 | 0.31265 | 0.33528 | 0.36159 | 0.38176 | 0.40603 | 0.42834 | 0.45319 | 0.47062 | 0.49133
WA | Industrial | Water | Existing | Cooling | Air-Cooled Chiller | 0 | 0 | 0 | 0 | 0 | 0 | 0 | 0 | 0 | 0 | 0 | 0 | 0 | 0 | 0 | 0 | 0 | 0 | 0 | 0 | 0 | 0
WA | Industrial | Water | Existing | Cooling | Water-Cooled Chiller | 0 | 0 | 0 | 0 | 0 | 0 | 0 | 0 | 0 | 0 | 0 | 0 | 0 | 0 | 0 | 0 | 0 | 0 | 0 | 0 | 0 | 0
WA | Industrial | Water | Existing | Cooling | RTU | 0.26465 | 0.26008 | 0.25449 | 0.2489 | 0.24231 | 0.23826 | 0.23468 | 0.23107 | 0.22742 | 0.22375 | 0.22006 | 0.21637 | 0.21268 | 0.20911 | 0.20575 | 0.20289 | 0.20017 | 0.19758 | 0.19511 | 0.19275 | 0.19047 | 0.18828
WA | Industrial | Water | Existing | Cooling | Air-Source Heat Pump | 0.027936 | 0.027365 | 0.026722 | 0.026083 | 0.025344 | 0.024878 | 0.024466 | 0.024056 | 0.02365 | 0.023249 | 0.022854 | 0.022466 | 0.022092 | 0.021736 | 0.021397 | 0.021106 | 0.020826 | 0.020558 | 0.0203 | 0.020051 | 0.01981 | 0.019577
WA | Industrial | Water | Existing | Cooling | Geothermal Heat Pump | 0 | 0 | 0 | 0 | 0 | 0 | 0 | 0 | 0 | 0 | 0 | 0 | 0 | 0 | 0 | 0 | 0 | 0 | 0 | 0 | 0 | 0
WA | Industrial | Water | Existing | Space Heating | Electric Furnace | 0.028723 | 0.028228 | 0.027741 | 0.027384 | 0.026681 | 0.026062 | 0.025511 | 0.025082 | 0.024443 | 0.023925 | 0.023418 | 0.023023 | 0.022434 | 0.021958 | 0.021491 | 0.021133 | 0.020597 | 0.020163 | 0.019739 | 0.019409 | 0.018915 | 0.018516
WA | Industrial | Water | Existing | Space Heating | Electric Room Heat | 0.14796 | 0.14541 | 0.14291 | 0.14107 | 0.13745 | 0.13425 | 0.13142 | 0.12921 | 0.12591 | 0.12325 | 0.12063 | 0.1186 | 0.11557 | 0.11311 | 0.11071 | 0.10887 | 0.1061 | 0.10387 | 0.10168 | 0.099983 | 0.097439 | 0.095382
WA | Industrial | Water | Existing | Space Heating | Air-Source Heat Pump | 0.03794 | 0.037285 | 0.036606 | 0.036096 | 0.035129 | 0.034271 | 0.033503 | 0.032896 | 0.032011 | 0.031287 | 0.030577 | 0.030015 | 0.029203 | 0.028543 | 0.027901 | 0.027406 | 0.026682 | 0.026096 | 0.025525 | 0.025079 | 0.024423 | 0.023892
WA | Industrial | Water | Existing | Space Heating | Geothermal Heat Pump | 0 | 0 | 0 | 0 | 0 | 0 | 0 | 0 | 0 | 0 | 0 | 0 | 0 | 0 | 0 | 0 | 0 | 0 | 0 | 0 | 0 | 0
WA | Industrial | Water | Existing | Ventilation | Ventilation | 0.63305 | 0.61539 | 0.59768 | 0.58007 | 0.56039 | 0.54114 | 0.52347 | 0.50626 | 0.48958 | 0.47352 | 0.45808 | 0.4433 | 0.4292 | 0.4158 | 0.40311 | 0.39114 | 0.37989 | 0.36926 | 0.35918 | 0.3496 | 0.34047 | 0.33183
WA | Industrial | Water | Existing | Interior Lighting | General Service Lighting | 0.039498 | 0.037706 | 0.035509 | 0.033041 | 0.029727 | 0.026363 | 0.023804 | 0.021778 | 0.020137 | 0.018733 | 0.017588 | 0.016632 | 0.015859 | 0.015193 | 0.014559 | 0.013989 | 0.013473 | 0.013001 | 0.012574 | 0.012117 | 0.011672 | 0.011243
WA | Industrial | Water | Existing | Interior Lighting | High-Bay Lighting | 0.23979 | 0.23565 | 0.23159 | 0.2276 | 0.22274 | 0.21843 | 0.21467 | 0.21097 | 0.20733 | 0.20376 | 0.20024 | 0.19679 | 0.1934 | 0.18994 | 0.1864 | 0.18283 | 0.17925 | 0.17582 | 0.17253 | 0.16935 | 0.16627 | 0.16327
WA | Industrial | Water | Existing | Interior Lighting | Linear Lighting | 0.12952 | 0.12719 | 0.12489 | 0.1226 | 0.11972 | 0.11712 | 0.11481 | 0.11253 | 0.11028 | 0.10798 | 0.10572 | 0.1035 | 0.10131 | 0.09917 | 0.097006 | 0.094884 | 0.092804 | 0.090766 | 0.088769 | 0.086813 | 0.084961 | 0.083189
WA | Industrial | Water | Existing | Exterior Lighting | General Service Lighting | 0.04191 | 0.039266 | 0.035442 | 0.030913 | 0.027019 | 0.024382 | 0.022491 | 0.020999 | 0.019739 | 0.018669 | 0.017779 | 0.016996 | 0.016381 | 0.01583 | 0.015269 | 0.014749 | 0.014264 | 0.013807 | 0.013381 | 0.012869 | 0.012322 | 0.011772
WA | Industrial | Water | Existing | Exterior Lighting | Area Lighting | 0.098008 | 0.096318 | 0.094657 | 0.093025 | 0.091041 | 0.08928 | 0.08774 | 0.086228 | 0.084741 | 0.08328 | 0.081844 | 0.080366 | 0.078796 | 0.077163 | 0.075388 | 0.073577 | 0.071747 | 0.070069 | 0.068514 | 0.06706 | 0.065689 | 0.064388
WA | Industrial | Water | Existing | Exterior Lighting | Linear Lighting | 0.10285 | 0.10101 | 0.099176 | 0.09736 | 0.095075 | 0.093013 | 0.091176 | 0.089364 | 0.087579 | 0.085753 | 0.083956 | 0.08219 | 0.080456 | 0.078754 | 0.077036 | 0.075351 | 0.0737 | 0.072081 | 0.070495 | 0.068942 | 0.067471 | 0.066064
WA | Industrial | Water | Existing | Motors | Pumps | 11.5655 | 11.3661 | 11.1701 | 10.9775 | 10.7434 | 10.5355 | 10.3539 | 10.1753 | 9.9999 | 9.8275 | 9.658 | 9.4915 | 9.3279 | 9.1671 | 9.009 | 8.8537 | 8.701 | 8.551 | 8.4036 | 8.2587 | 8.1163 | 7.9764
WA | Industrial | Water | Existing | Motors | Fans & Blowers | 0 | 0 | 0 | 0 | 0 | 0 | 0 | 0 | 0 | 0 | 0 | 0 | 0 | 0 | 0 | 0 | 0 | 0 | 0 | 0 | 0 | 0
WA | Industrial | Water | Existing | Motors | Compressed Air | 1.9547 | 1.921 | 1.8879 | 1.8554 | 1.8158 | 1.7806 | 1.7499 | 1.7198 | 1.6901 | 1.661 | 1.6323 | 1.6042 | 1.5765 | 1.5494 | 1.5226 | 1.4964 | 1.4706 | 1.4452 | 1.4203 | 1.3958 | 1.3718 | 1.3481
WA | Industrial | Water | Existing | Motors | Material Handling | 0 | 0 | 0 | 0 | 0 | 0 | 0 | 0 | 0 | 0 | 0 | 0 | 0 | 0 | 0 | 0 | 0 | 0 | 0 | 0 | 0 | 0
WA | Industrial | Water | Existing | Motors | Other Motors | 0 | 0 | 0 | 0 | 0 | 0 | 0 | 0 | 0 | 0 | 0 | 0 | 0 | 0 | 0 | 0 | 0 | 0 | 0 | 0 | 0 | 0
WA | Industrial | Water | Existing | Process | Process Heating | 0 | 0 | 0 | 0 | 0 | 0 | 0 | 0 | 0 | 0 | 0 | 0 | 0 | 0 | 0 | 0 | 0 | 0 | 0 | 0 | 0 | 0
WA | Industrial | Water | Existing | Process | Process Cooling | 0 | 0 | 0 | 0 | 0 | 0 | 0 | 0 | 0 | 0 | 0 | 0 | 0 | 0 | 0 | 0 | 0 | 0 | 0 | 0 | 0 | 0
WA | Industrial | Water | Existing | Process | Process Refrigeration | 0 | 0 | 0 | 0 | 0 | 0 | 0 | 0 | 0 | 0 | 0 | 0 | 0 | 0 | 0 | 0 | 0 | 0 | 0 | 0 | 0 | 0
WA | Industrial | Water | Existing | Process | Process Electrochemical | 0 | 0 | 0 | 0 | 0 | 0 | 0 | 0 | 0 | 0 | 0 | 0 | 0 | 0 | 0 | 0 | 0 | 0 | 0 | 0 | 0 | 0
WA | Industrial | Water | Existing | Process | Process Other | 0 | 0 | 0 | 0 | 0 | 0 | 0 | 0 | 0 | 0 | 0 | 0 | 0 | 0 | 0 | 0 | 0 | 0 | 0 | 0 | 0 | 0
WA | Industrial | Water | Existing | Miscellaneous | Miscellaneous | 0.97736 | 0.96051 | 0.94395 | 0.92768 | 0.90789 | 0.89032 | 0.87497 | 0.85989 | 0.84506 | 0.83049 | 0.81617 | 0.8021 | 0.78827 | 0.77468 | 0.76132 | 0.7482 | 0.7353 | 0.72262 | 0.71016 | 0.69792 | 0.68588 | 0.67406
WA | Industrial | Water | New | Cooling | Air-Cooled Chiller | 0 | 0 | 0 | 0 | 0 | 0 | 0 | 0 | 0 | 0 | 0 | 0 | 0 | 0 | 0 | 0 | 0 | 0 | 0 | 0 | 0 | 0
WA | Industrial | Water | New | Cooling | Water-Cooled Chiller | 0 | 0 | 0 | 0 | 0 | 0 | 0 | 0 | 0 | 0 | 0 | 0 | 0 | 0 | 0 | 0 | 0 | 0 | 0 | 0 | 0 | 0
WA | Industrial | Water | New | Cooling | RTU | 0 | 0.0060154 | 0.011284 | 0.016617 | 0.020392 | 0.02429 | 0.028962 | 0.035049 | 0.040268 | 0.046245 | 0.052383 | 0.058927 | 0.063746 | 0.069034 | 0.074472 | 0.08094 | 0.086145 | 0.092366 | 0.098246 | 0.10481 | 0.10975 | 0.11554
WA | Industrial | Water | New | Cooling | Air-Source Heat Pump | 0 | 0.00059529 | 0.0011383 | 0.001688 | 0.0020771 | 0.0024786 | 0.0029599 | 0.0035871 | 0.0041248 | 0.0047407 | 0.005373 | 0.0060474 | 0.0065386 | 0.0070879 | 0.0076523 | 0.0083223 | 0.0088616 | 0.0095054 | 0.010114 | 0.010792 | 0.011303 | 0.011901
WA | Industrial | Water | New | Cooling | Geothermal Heat Pump | 0 | 0 | 0 | 0 | 0 | 0 | 0 | 0 | 0 | 0 | 0 | 0 | 0 | 0 | 0 | 0 | 0 | 0 | 0 | 0 | 0 | 0
WA | Industrial | Water | New | Space Heating | Electric Furnace | 0 | 0.00065287 | 0.0013089 | 0.0019818 | 0.0024431 | 0.0028916 | 0.0034231 | 0.0041295 | 0.0046793 | 0.0053222 | 0.0059677 | 0.0066736 | 0.0071083 | 0.0076237 | 0.0081418 | 0.0087864 | 0.0091995 | 0.0097464 | 0.010242 | 0.010842 | 0.011165 | 0.011611
WA | Industrial | Water | New | Space Heating | Electric Room Heat | 0 | 0.0033632 | 0.0067428 | 0.010209 | 0.012585 | 0.014896 | 0.017634 | 0.021273 | 0.024105 | 0.027417 | 0.030742 | 0.034378 | 0.036618 | 0.039273 | 0.041942 | 0.045262 | 0.04739 | 0.050208 | 0.052761 | 0.055852 | 0.057516 | 0.059811
WA | Industrial | Water | New | Space Heating | Air-Source Heat Pump | 0 | 0.00086237 | 0.0017034 | 0.0025662 | 0.0031575 | 0.0037324 | 0.0044137 | 0.0053194 | 0.0060241 | 0.0068482 | 0.0076756 | 0.0085805 | 0.0091355 | 0.0097941 | 0.010456 | 0.011281 | 0.011809 | 0.012509 | 0.013143 | 0.013911 | 0.014324 | 0.014894
WA | Industrial | Water | New | Space Heating | Geothermal Heat Pump | 0 | 0 | 0 | 0 | 0 | 0 | 0 | 0 | 0 | 0 | 0 | 0 | 0 | 0 | 0 | 0 | 0 | 0 | 0 | 0 | 0 | 0
WA | Industrial | Water | New | Ventilation | Ventilation | 0 | 0.010859 | 0.02177 | 0.032816 | 0.04067 | 0.047716 | 0.056097 | 0.066974 | 0.07607 | 0.086442 | 0.09694 | 0.10801 | 0.1158 | 0.12448 | 0.13327 | 0.14349 | 0.15133 | 0.16068 | 0.1692 | 0.17863 | 0.18515 | 0.19296
WA | Industrial | Water | New | Interior Lighting | General Service Lighting | 0 | 0.00052083 | 0.0010442 | 0.001574 | 0.001877 | 0.0021735 | 0.0025079 | 0.0029348 | 0.0032784 | 0.0036262 | 0.0039823 | 0.0043596 | 0.0046207 | 0.0049149 | 0.0051792 | 0.0054908 | 0.0057144 | 0.0059923 | 0.0062457 | 0.0065051 | 0.0066679 | 0.0068795
WA | Industrial | Water | New | Interior Lighting | High-Bay Lighting | 0 | 0.0051382 | 0.010301 | 0.015528 | 0.019162 | 0.022719 | 0.02695 | 0.03244 | 0.037032 | 0.042195 | 0.04742 | 0.052929 | 0.056797 | 0.061089 | 0.06538 | 0.070378 | 0.074195 | 0.078796 | 0.083016 | 0.08772 | 0.091004 | 0.094917
WA | Industrial | Water | New | Interior Lighting | Linear Lighting | 0 | 0.0028396 | 0.005693 | 0.0085814 | 0.010568 | 0.012511 | 0.014824 | 0.017824 | 0.020334 | 0.023132 | 0.025965 | 0.02895 | 0.031054 | 0.033394 | 0.035733 | 0.038454 | 0.040539 | 0.043048 | 0.045355 | 0.047924 | 0.049693 | 0.051772
WA | Industrial | Water | New | Exterior Lighting | General Service Lighting | 0 | 0.00055264 | 0.001108 | 0.0016701 | 0.0019916 | 0.0023063 | 0.002661 | 0.0031141 | 0.0034786 | 0.0038476 | 0.0042255 | 0.0046258 | 0.0049029 | 0.005215 | 0.0054955 | 0.0058261 | 0.0060633 | 0.0063581 | 0.006627 | 0.0069023 | 0.007075 | 0.0072996
WA | Industrial | Water | New | Exterior Lighting | Area Lighting | 0 | 0.0022277 | 0.0044663 | 0.0067323 | 0.0082907 | 0.0098158 | 0.01163 | 0.013985 | 0.015953 | 0.018151 | 0.020375 | 0.02272 | 0.024363 | 0.026182 | 0.027985 | 0.030086 | 0.031687 | 0.033618 | 0.035387 | 0.03736 | 0.038732 | 0.040371
WA | Industrial | Water | New | Exterior Lighting | Linear Lighting | 0 | 0.002255 | 0.004521 | 0.0068148 | 0.0083921 | 0.0099357 | 0.011772 | 0.014155 | 0.016148 | 0.01837 | 0.020619 | 0.022991 | 0.024661 | 0.02652 | 0.028377 | 0.030538 | 0.032194 | 0.034186 | 0.036018 | 0.038058 | 0.039463 | 0.041114
WA | Industrial | Water | New | Motors | Pumps | 0 | 0.26288 | 0.52705 | 0.79445 | 0.98372 | 1.169 | 1.3893 | 1.6753 | 1.9144 | 2.1862 | 2.4612 | 2.7512 | 2.9555 | 3.1828 | 3.4131 | 3.681 | 3.8863 | 4.1334 | 4.3605 | 4.6134 | 4.7909 | 5.0017
WA | Industrial | Water | New | Motors | Fans & Blowers | 0 | 0 | 0 | 0 | 0 | 0 | 0 | 0 | 0 | 0 | 0 | 0 | 0 | 0 | 0 | 0 | 0 | 0 | 0 | 0 | 0 | 0
WA | Industrial | Water | New | Motors | Compressed Air | 0 | 0.044431 | 0.089079 | 0.13427 | 0.16626 | 0.19757 | 0.23481 | 0.28314 | 0.32356 | 0.36949 | 0.41598 | 0.46499 | 0.49953 | 0.53794 | 0.57686 | 0.62214 | 0.65684 | 0.6986 | 0.73698 | 0.77973 | 0.80973 | 0.84535
WA | Industrial | Water | New | Motors | Material Handling | 0 | 0 | 0 | 0 | 0 | 0 | 0 | 0 | 0 | 0 | 0 | 0 | 0 | 0 | 0 | 0 | 0 | 0 | 0 | 0 | 0 | 0
WA | Industrial | Water | New | Motors | Other Motors | 0 | 0 | 0 | 0 | 0 | 0 | 0 | 0 | 0 | 0 | 0 | 0 | 0 | 0 | 0 | 0 | 0 | 0 | 0 | 0 | 0 | 0
WA | Industrial | Water | New | Process | Process Heating | 0 | 0 | 0 | 0 | 0 | 0 | 0 | 0 | 0 | 0 | 0 | 0 | 0 | 0 | 0 | 0 | 0 | 0 | 0 | 0 | 0 | 0
WA | Industrial | Water | New | Process | Process Cooling | 0 | 0 | 0 | 0 | 0 | 0 | 0 | 0 | 0 | 0 | 0 | 0 | 0 | 0 | 0 | 0 | 0 | 0 | 0 | 0 | 0 | 0
WA | Industrial | Water | New | Process | Process Refrigeration | 0 | 0 | 0 | 0 | 0 | 0 | 0 | 0 | 0 | 0 | 0 | 0 | 0 | 0 | 0 | 0 | 0 | 0 | 0 | 0 | 0 | 0
WA | Industrial | Water | New | Process | Process Electrochemical | 0 | 0 | 0 | 0 | 0 | 0 | 0 | 0 | 0 | 0 | 0 | 0 | 0 | 0 | 0 | 0 | 0 | 0 | 0 | 0 | 0 | 0
WA | Industrial | Water | New | Process | Process Other | 0 | 0 | 0 | 0 | 0 | 0 | 0 | 0 | 0 | 0 | 0 | 0 | 0 | 0 | 0 | 0 | 0 | 0 | 0 | 0 | 0 | 0
WA | Industrial | Water | New | Miscellaneous | Miscellaneous | 0 | 0.022216 | 0.044539 | 0.067137 | 0.083131 | 0.098785 | 0.11741 | 0.14157 | 0.16178 | 0.18475 | 0.20799 | 0.2325 | 0.24976 | 0.26897 | 0.28843 | 0.31107 | 0.32842 | 0.3493 | 0.36849 | 0.38986 | 0.40486 | 0.42268
WA | Industrial | Chemical Mfg | Existing | Cooling | Air-Cooled Chiller | 0.00085738 | 0.00084249 | 0.00082784 | 0.00081345 | 0.00079598 | 0.00078703 | 0.00077981 | 0.00077259 | 0.00076539 | 0.00075822 | 0.00075106 | 0.00074393 | 0.00073682 | 0.00072974 | 0.00072269 | 0.00071678 | 0.00071086 | 0.00070494 | 0.00069901 | 0.00069309 | 0.00068716 | 0.00068124
WA | Industrial | Chemical Mfg | Existing | Cooling | Water-Cooled Chiller | 0.00099322 | 0.00097609 | 0.00095926 | 0.00094272 | 0.00092262 | 0.00091239 | 0.00090415 | 0.00089593 | 0.00088772 | 0.00087953 | 0.00087135 | 0.0008632 | 0.00085507 | 0.00084696 | 0.00083888 | 0.00083211 | 0.00082532 | 0.00081852 | 0.0008117 | 0.00080488 | 0.00079805 | 0.00079122
WA | Industrial | Chemical Mfg | Existing | Cooling | RTU | 0.0060583 | 0.0059539 | 0.0058259 | 0.0056978 | 0.0055469 | 0.0054543 | 0.0053724 | 0.0052896 | 0.0052061 | 0.005122 | 0.0050377 | 0.0049532 | 0.0048687 | 0.004787 | 0.0047101 | 0.0046445 | 0.0045823 | 0.0045231 | 0.0044666 | 0.0044124 | 0.0043603 | 0.0043101
WA | Industrial | Chemical Mfg | Existing | Cooling | Air-Source Heat Pump | 0.00083485 | 0.00081779 | 0.00079858 | 0.00077948 | 0.00075742 | 0.00074348 | 0.00073117 | 0.00071892 | 0.00070678 | 0.00069479 | 0.00068298 | 0.00067139 | 0.00066021 | 0.00064958 | 0.00063945 | 0.00063074 | 0.00062239 | 0.00061438 | 0.00060667 | 0.00059922 | 0.00059203 | 0.00058506
WA | Industrial | Chemical Mfg | Existing | Cooling | Geothermal Heat Pump | 0 | 0 | 0 | 0 | 0 | 0 | 0 | 0 | 0 | 0 | 0 | 0 | 0 | 0 | 0 | 0 | 0 | 0 | 0 | 0 | 0 | 0
WA | Industrial | Chemical Mfg | Existing | Space Heating | Electric Furnace | 0.00085838 | 0.00084358 | 0.00082903 | 0.00081836 | 0.00079736 | 0.00077885 | 0.00076239 | 0.00074959 | 0.00073047 | 0.00071499 | 0.00069984 | 0.00068805 | 0.00067045 | 0.0006562 | 0.00064225 | 0.00063157 | 0.00061553 | 0.00060257 | 0.00058988 | 0.00058003 | 0.00056527 | 0.00055334
WA | Industrial | Chemical Mfg | Existing | Space Heating | Electric Room Heat | 0.0044219 | 0.0043456 | 0.0042707 | 0.0042157 | 0.0041076 | 0.0040122 | 0.0039274 | 0.0038614 | 0.0037629 | 0.0036832 | 0.0036052 | 0.0035444 | 0.0034538 | 0.0033804 | 0.0033085 | 0.0032535 | 0.0031708 | 0.0031041 | 0.0030387 | 0.002988 | 0.002912 | 0.0028505
WA | Industrial | Chemical Mfg | Existing | Space Heating | Air-Source Heat Pump | 0.0011338 | 0.0011143 | 0.001094 | 0.0010787 | 0.0010498 | 0.0010242 | 0.0010012 | 0.00098308 | 0.00095664 | 0.000935 | 0.00091379 | 0.00089699 | 0.00087272 | 0.00085301 | 0.00083383 | 0.00081902 | 0.0007974 | 0.00077988 | 0.0007628 | 0.00074948 | 0.00072988 | 0.00071402
WA | Industrial | Chemical Mfg | Existing | Space Heating | Geothermal Heat Pump | 0 | 0 | 0 | 0 | 0 | 0 | 0 | 0 | 0 | 0 | 0 | 0 | 0 | 0 | 0 | 0 | 0 | 0 | 0 | 0 | 0 | 0
WA | Industrial | Chemical Mfg | Existing | Ventilation | Ventilation | 0.018919 | 0.018391 | 0.017862 | 0.017335 | 0.016747 | 0.016172 | 0.015644 | 0.01513 | 0.014631 | 0.014151 | 0.01369 | 0.013248 | 0.012827 | 0.012426 | 0.012047 | 0.011689 | 0.011353 | 0.011035 | 0.010734 | 0.010448 | 0.010175 | 0.0099166
WA | Industrial | Chemical Mfg | Existing | Interior Lighting | General Service Lighting | 0.0013104 | 0.0012509 | 0.001178 | 0.0010961 | 0.00098618 | 0.0008746 | 0.00078971 | 0.00072248 | 0.00066804 | 0.00062147 | 0.00058349 | 0.00055176 | 0.00052611 | 0.00050404 | 0.00048298 | 0.00046409 | 0.00044696 | 0.00043131 | 0.00041715 | 0.00040199 | 0.00038723 | 0.00037299
WA | Industrial | Chemical Mfg | Existing | Interior Lighting | High-Bay Lighting | 0.007955 | 0.0078178 | 0.007683 | 0.0075506 | 0.0073895 | 0.0072465 | 0.0071216 | 0.0069988 | 0.0068781 | 0.0067595 | 0.006643 | 0.0065285 | 0.0064159 | 0.0063014 | 0.0061838 | 0.0060653 | 0.0059466 | 0.005833 | 0.0057237 | 0.0056181 | 0.0055158 | 0.0054165
WA | Industrial | Chemical Mfg | Existing | Interior Lighting | Linear Lighting | 0.0042967 | 0.0042196 | 0.004143 | 0.0040672 | 0.0039717 | 0.0038856 | 0.0038089 | 0.0037332 | 0.0036586 | 0.0035823 | 0.0035072 | 0.0034335 | 0.003361 | 0.0032899 | 0.0032182 | 0.0031478 | 0.0030788 | 0.0030112 | 0.0029449 | 0.00288 | 0.0028186 | 0.0027598
WA | Industrial | Chemical Mfg | Existing | Exterior Lighting | General Service Lighting | 0.0013904 | 0.0013026 | 0.0011758 | 0.0010255 | 0.00089636 | 0.00080887 | 0.00074613 | 0.00069664 | 0.00065484 | 0.00061935 | 0.00058983 | 0.00056384 | 0.00054343 | 0.00052517 | 0.00050654 | 0.00048931 | 0.00047319 | 0.00045804 | 0.00044392 | 0.00042693 | 0.00040879 | 0.00039053
WA | Industrial | Chemical Mfg | Existing | Exterior Lighting | Area Lighting | 0.0032514 | 0.0031953 | 0.0031402 | 0.0030861 | 0.0030203 | 0.0029618 | 0.0029108 | 0.0028606 | 0.0028113 | 0.0027628 | 0.0027152 | 0.0026661 | 0.002614 | 0.0025599 | 0.002501 | 0.0024409 | 0.0023802 | 0.0023245 | 0.0022729 | 0.0022247 | 0.0021792 | 0.0021361
WA | Industrial | Chemical Mfg | Existing | Exterior Lighting | Linear Lighting | 0.0034122 | 0.003351 | 0.0032902 | 0.0032299 | 0.0031541 | 0.0030857 | 0.0030248 | 0.0029647 | 0.0029054 | 0.0028448 | 0.0027852 | 0.0027267 | 0.0026691 | 0.0026127 | 0.0025557 | 0.0024998 | 0.002445 | 0.0023913 | 0.0023387 | 0.0022871 | 0.0022383 | 0.0021917
WA | Industrial | Chemical Mfg | Existing | Motors | Pumps | 0.092271 | 0.09068 | 0.089116 | 0.08758 | 0.085712 | 0.084053 | 0.082604 | 0.08118 | 0.07978 | 0.078405 | 0.077053 | 0.075724 | 0.074419 | 0.073136 | 0.071875 | 0.070635 | 0.069418 | 0.068221 | 0.067045 | 0.065889 | 0.064753 | 0.063636
WA | Industrial | Chemical Mfg | Existing | Motors | Fans & Blowers | 0.042163 | 0.041436 | 0.040722 | 0.04002 | 0.039166 | 0.038408 | 0.037746 | 0.037095 | 0.036456 | 0.035827 | 0.03521 | 0.034603 | 0.034006 | 0.03342 | 0.032843 | 0.032277 | 0.031721 | 0.031174 | 0.030636 | 0.030108 | 0.029589 | 0.029079
WA | Industrial | Chemical Mfg | Existing | Motors | Compressed Air | 0.09777 | 0.096084 | 0.094428 | 0.0928 | 0.090821 | 0.089063 | 0.087527 | 0.086018 | 0.084535 | 0.083078 | 0.081645 | 0.080238 | 0.078854 | 0.077495 | 0.076159 | 0.074846 | 0.073555 | 0.072287 | 0.071041 | 0.069816 | 0.068612 | 0.067429
WA | Industrial | Chemical Mfg | Existing | Motors | Material Handling | 0.088604 | 0.087077 | 0.085575 | 0.0841 | 0.082306 | 0.080713 | 0.079322 | 0.077954 | 0.07661 | 0.075289 | 0.073991 | 0.072715 | 0.071462 | 0.07023 | 0.069019 | 0.067829 | 0.066659 | 0.06551 | 0.064381 | 0.063271 | 0.06218 | 0.061108
WA | Industrial | Chemical Mfg | Existing | Motors | Other Motors | 0.011615 | 0.011415 | 0.011218 | 0.011025 | 0.01079 | 0.010581 | 0.010398 | 0.010219 | 0.010043 | 0.0098697 | 0.0096996 | 0.0095323 | 0.009368 | 0.0092065 | 0.0090477 | 0.0088917 | 0.0087384 | 0.0085878 | 0.0084397 | 0.0082942 | 0.0081512 | 0.0080107
WA | Industrial | Chemical Mfg | Existing | Process | Process Heating | 0.022737 | 0.022345 | 0.02196 | 0.021581 | 0.021121 | 0.020712 | 0.020355 | 0.020004 | 0.019659 | 0.01932 | 0.018987 | 0.01866 | 0.018338 | 0.018022 | 0.017711 | 0.017406 | 0.017106 | 0.016811 | 0.016521 | 0.016236 | 0.015956 | 0.015681
WA | Industrial | Chemical Mfg | Existing | Process | Process Cooling | 0.021122 | 0.020758 | 0.0204 | 0.020049 | 0.019621 | 0.019241 | 0.01891 | 0.018584 | 0.018263 | 0.017948 | 0.017639 | 0.017335 | 0.017036 | 0.016742 | 0.016453 | 0.01617 | 0.015891 | 0.015617 | 0.015348 | 0.015083 | 0.014823 | 0.014568
WA | Industrial | Chemical Mfg | Existing | Process | Process Refrigeration | 0.021122 | 0.020758 | 0.0204 | 0.020049 | 0.019621 | 0.019241 | 0.01891 | 0.018584 | 0.018263 | 0.017948 | 0.017639 | 0.017335 | 0.017036 | 0.016742 | 0.016453 | 0.01617 | 0.015891 | 0.015617 | 0.015348 | 0.015083 | 0.014823 | 0.014568
WA | Industrial | Chemical Mfg | Existing | Process | Process Electrochemical | 0.089276 | 0.087737 | 0.086224 | 0.084737 | 0.08293 | 0.081325 | 0.079923 | 0.078545 | 0.077191 | 0.07586 | 0.074552 | 0.073267 | 0.072004 | 0.070762 | 0.069542 | 0.068343 | 0.067165 | 0.066007 | 0.064869 | 0.06375 | 0.062651 | 0.061571
WA | Industrial | Chemical Mfg | Existing | Process | Process Other | 0.0080832 | 0.0079438 | 0.0078068 | 0.0076722 | 0.0075086 | 0.0073633 | 0.0072364 | 0.0071116 | 0.006989 | 0.0068685 | 0.0067501 | 0.0066337 | 0.0065193 | 0.0064069 | 0.0062964 | 0.0061879 | 0.0060812 | 0.0059763 | 0.0058733 | 0.005772 | 0.0056725 | 0.0055747
WA | Industrial | Chemical Mfg | Existing | Miscellaneous | Miscellaneous | 0 | 0 | 0 | 0 | 0 | 0 | 0 | 0 | 0 | 0 | 0 | 0 | 0 | 0 | 0 | 0 | 0 | 0 | 0 | 0 | 0 | 0
WA | Industrial | Chemical Mfg | New | Cooling | Air-Cooled Chiller | 0 | 1.9426e-05 | 3.8946e-05 | 5.8705e-05 | 7.2691e-05 | 8.7107e-05 | 0.00010439 | 0.00012692 | 0.00014623 | 0.00016835 | 0.00019107 | 0.00021529 | 0.00023312 | 0.00025303 | 0.00027346 | 0.00029768 | 0.00031719 | 0.00034044 | 0.00036241 | 0.00038688 | 0.00040534 | 0.00042691
WA | Industrial | Chemical Mfg | New | Cooling | Water-Cooled Chiller | 0 | 2.2576e-05 | 4.5262e-05 | 6.8226e-05 | 8.448e-05 | 0.00010123 | 0.00012132 | 0.0001475 | 0.00016995 | 0.00019566 | 0.00022205 | 0.00025021 | 0.00027093 | 0.00029406 | 0.00031781 | 0.00034596 | 0.00036863 | 0.00039565 | 0.00042118 | 0.00044962 | 0.00047108 | 0.00049615
WA | Industrial | Chemical Mfg | New | Cooling | RTU | 0 | 0.00013771 | 0.00025832 | 0.00038041 | 0.00046682 | 0.00055604 | 0.000663 | 0.00080235 | 0.00092182 | 0.0010586 | 0.0011992 | 0.001349 | 0.0014593 | 0.0015803 | 0.0017048 | 0.0018529 | 0.001972 | 0.0021145 | 0.0022491 | 0.0023992 | 0.0025124 | 0.0026449
WA | Industrial | Chemical Mfg | New | Cooling | Air-Source Heat Pump | 0 | 1.779e-05 | 3.4019e-05 | 5.0447e-05 | 6.2074e-05 | 7.4072e-05 | 8.8457e-05 | 0.0001072 | 0.00012327 | 0.00014167 | 0.00016057 | 0.00018073 | 0.0001954 | 0.00021182 | 0.00022869 | 0.00024871 | 0.00026483 | 0.00028407 | 0.00030224 | 0.00032251 | 0.00033779 | 0.00035566
WA | Industrial | Chemical Mfg | New | Cooling | Geothermal Heat Pump | 0 | 0 | 0 | 0 | 0 | 0 | 0 | 0 | 0 | 0 | 0 | 0 | 0 | 0 | 0 | 0 | 0 | 0 | 0 | 0 | 0 | 0
WA | Industrial | Chemical Mfg | New | Space Heating | Electric Furnace | 0 | 1.9511e-05 | 3.9117e-05 | 5.9225e-05 | 7.3011e-05 | 8.6416e-05 | 0.0001023 | 0.00012341 | 0.00013984 | 0.00015905 | 0.00017835 | 0.00019944 | 0.00021243 | 0.00022783 | 0.00024332 | 0.00026258 | 0.00027493 | 0.00029127 | 0.00030608 | 0.00032401 | 0.00033367 | 0.00034698
WA | Industrial | Chemical Mfg | New | Space Heating | Electric Room Heat | 0 | 0.00010051 | 0.00020151 | 0.0003051 | 0.00037611 | 0.00044517 | 0.00052698 | 0.00063574 | 0.00072038 | 0.00081936 | 0.00091873 | 0.0010274 | 0.0010943 | 0.0011737 | 0.0012534 | 0.0013527 | 0.0014163 | 0.0015005 | 0.0015768 | 0.0016691 | 0.0017189 | 0.0017874
WA | Industrial | Chemical Mfg | New | Space Heating | Air-Source Heat Pump | 0 | 2.5772e-05 | 5.0907e-05 | 7.6691e-05 | 9.436e-05 | 0.00011154 | 0.0001319 | 0.00015897 | 0.00018003 | 0.00020466 | 0.00022939 | 0.00025643 | 0.00027301 | 0.00029269 | 0.00031249 | 0.00033713 | 0.00035291 | 0.00037383 | 0.00039277 | 0.00041573 | 0.00042808 | 0.00044511
WA | Industrial | Chemical Mfg | New | Space Heating | Geothermal Heat Pump | 0 | 0 | 0 | 0 | 0 | 0 | 0 | 0 | 0 | 0 | 0 | 0 | 0 | 0 | 0 | 0 | 0 | 0 | 0 | 0 | 0 | 0
WA | Industrial | Chemical Mfg | New | Ventilation | Ventilation | 0 | 0.00032451 | 0.0006506 | 0.00098069 | 0.0012154 | 0.001426 | 0.0016765 | 0.0020015 | 0.0022733 | 0.0025833 | 0.002897 | 0.0032278 | 0.0034608 | 0.00372 | 0.0039827 | 0.0042882 | 0.0045224 | 0.0048019 | 0.0050567 | 0.0053385 | 0.0055332 | 0.0057665
WA | Industrial | Chemical Mfg | New | Interior Lighting | General Service Lighting | 0 | 1.7279e-05 | 3.4641e-05 | 5.2217e-05 | 6.2269e-05 | 7.2107e-05 | 8.3198e-05 | 9.7363e-05 | 0.00010876 | 0.0001203 | 0.00013211 | 0.00014463 | 0.00015329 | 0.00016305 | 0.00017182 | 0.00018216 | 0.00018957 | 0.00019879 | 0.0002072 | 0.00021581 | 0.00022121 | 0.00022823
WA | Industrial | Chemical Mfg | New | Interior Lighting | High-Bay Lighting | 0 | 0.00017046 | 0.00034175 | 0.00051513 | 0.0006357 | 0.00075368 | 0.00089405 | 0.0010762 | 0.0012285 | 0.0013998 | 0.0015732 | 0.0017559 | 0.0018842 | 0.0020266 | 0.002169 | 0.0023348 | 0.0024614 | 0.002614 | 0.002754 | 0.0029101 | 0.003019 | 0.0031489
WA | Industrial | Chemical Mfg | New | Interior Lighting | Linear Lighting | 0 | 9.4203e-05 | 0.00018886 | 0.00028469 | 0.00035058 | 0.00041506 | 0.00049177 | 0.00059132 | 0.00067458 | 0.00076741 | 0.00086137 | 0.00096042 | 0.0010302 | 0.0011078 | 0.0011854 | 0.0012757 | 0.0013449 | 0.0014281 | 0.0015046 | 0.0015899 | 0.0016485 | 0.0017175
WA | Industrial | Chemical Mfg | New | Exterior Lighting | General Service Lighting | 0 | 1.8334e-05 | 3.6756e-05 | 5.5405e-05 | 6.6071e-05 | 7.651e-05 | 8.8279e-05 | 0.00010331 | 0.0001154 | 0.00012764 | 0.00014018 | 0.00015346 | 0.00016265 | 0.00017301 | 0.00018231 | 0.00019328 | 0.00020115 | 0.00021093 | 0.00021985 | 0.00022898 | 0.00023471 | 0.00024216
WA | Industrial | Chemical Mfg | New | Exterior Lighting | Area Lighting | 0 | 7.3905e-05 | 0.00014817 | 0.00022334 | 0.00027504 | 0.00032564 | 0.00038583 | 0.00046393 | 0.00052925 | 0.00060216 | 0.00067594 | 0.00075373 | 0.00080823 | 0.0008686 | 0.0009284 | 0.00099809 | 0.0010512 | 0.0011153 | 0.001174 | 0.0012394 | 0.0012849 | 0.0013393
WA | Industrial | Chemical Mfg | New | Exterior Lighting | Linear Lighting | 0 | 7.481e-05 | 0.00014998 | 0.00022608 | 0.00027841 | 0.00032962 | 0.00039054 | 0.00046959 | 0.00053571 | 0.00060943 | 0.00068405 | 0.00076271 | 0.00081814 | 0.00087978 | 0.0009414 | 0.0010131 | 0.001068 | 0.0011341 | 0.0011949 | 0.0012626 | 0.0013092 | 0.001364
WA | Industrial | Chemical Mfg | New | Motors | Pumps | 0 | 0.0020973 | 0.0042048 | 0.0063382 | 0.0078482 | 0.009326 | 0.011084 | 0.013365 | 0.015273 | 0.017442 | 0.019636 | 0.021949 | 0.02358 | 0.025393 | 0.02723 | 0.029367 | 0.031005 | 0.032976 | 0.034788 | 0.036806 | 0.038222 | 0.039904
WA | Industrial | Chemical Mfg | New | Motors | Fans & Blowers | 0 | 0.00095838 | 0.0019214 | 0.0028963 | 0.0035863 | 0.0042616 | 0.0050649 | 0.0061074 | 0.0069792 | 0.00797 | 0.0089728 | 0.01003 | 0.010775 | 0.011603 | 0.012443 | 0.01342 | 0.014168 | 0.015069 | 0.015897 | 0.016819 | 0.017466 | 0.018234
WA | Industrial | Chemical Mfg | New | Motors | Compressed Air | 0 | 0.0022223 | 0.0044555 | 0.006716 | 0.008316 | 0.0098819 | 0.011745 | 0.014162 | 0.016184 | 0.018481 | 0.020806 | 0.023258 | 0.024985 | 0.026906 | 0.028853 | 0.031118 | 0.032853 | 0.034942 | 0.036862 | 0.039 | 0.0405 | 0.042282
WA | Industrial | Chemical Mfg | New | Motors | Material Handling | 0 | 0.002014 | 0.0040378 | 0.0060864 | 0.0075364 | 0.0089554 | 0.010644 | 0.012834 | 0.014666 | 0.016748 | 0.018856 | 0.021077 | 0.022643 | 0.024384 | 0.026148 | 0.0282 | 0.029773 | 0.031666 | 0.033406 | 0.035344 | 0.036703 | 0.038318
WA | Industrial | Chemical Mfg | New | Motors | Other Motors | 0 | 0.00026401 | 0.00052931 | 0.00079787 | 0.00098795 | 0.001174 | 0.0013953 | 0.0016825 | 0.0019226 | 0.0021956 | 0.0024718 | 0.002763 | 0.0029682 | 0.0031965 | 0.0034278 | 0.0036968 | 0.003903 | 0.0041511 | 0.0043792 | 0.0046332 | 0.0048115 | 0.0050232
WA | Industrial | Chemical Mfg | New | Process | Process Heating | 0 | 0.00051682 | 0.0010362 | 0.0015619 | 0.001934 | 0.0022981 | 0.0027313 | 0.0032935 | 0.0037636 | 0.0042979 | 0.0048387 | 0.0054088 | 0.0058105 | 0.0062572 | 0.00671 | 0.0072367 | 0.0076403 | 0.008126 | 0.0085725 | 0.0090698 | 0.0094187 | 0.0098331
WA | Industrial | Chemical Mfg | New | Process | Process Cooling | 0 | 0.00048012 | 0.00096257 | 0.0014509 | 0.0017966 | 0.0021349 | 0.0025373 | 0.0030596 | 0.0034963 | 0.0039927 | 0.0044951 | 0.0050247 | 0.0053978 | 0.0058129 | 0.0062334 | 0.0067227 | 0.0070977 | 0.0075489 | 0.0079637 | 0.0084256 | 0.0087498 | 0.0091347
WA | Industrial | Chemical Mfg | New | Process | Process Refrigeration | 0 | 0.00048012 | 0.00096257 | 0.0014509 | 0.0017966 | 0.0021349 | 0.0025373 | 0.0030596 | 0.0034963 | 0.0039927 | 0.0044951 | 0.0050247 | 0.0053978 | 0.0058129 | 0.0062334 | 0.0067227 | 0.0070977 | 0.0075489 | 0.0079637 | 0.0084256 | 0.0087498 | 0.0091347
WA | Industrial | Chemical Mfg | New | Process | Process Electrochemical | 0 | 0.0020293 | 0.0040684 | 0.0061325 | 0.0075935 | 0.0090233 | 0.010724 | 0.012932 | 0.014778 | 0.016875 | 0.018999 | 0.021237 | 0.022814 | 0.024569 | 0.026346 | 0.028414 | 0.029999 | 0.031906 | 0.033659 | 0.035612 | 0.036982 | 0.038609
WA | Industrial | Chemical Mfg | New | Process | Process Other | 0 | 0.00018373 | 0.00036836 | 0.00055525 | 0.00068753 | 0.00081699 | 0.00097099 | 0.0011708 | 0.001338 | 0.0015279 | 0.0017202 | 0.0019228 | 0.0020656 | 0.0022245 | 0.0023854 | 0.0025727 | 0.0027162 | 0.0028888 | 0.0030476 | 0.0032243 | 0.0033484 | 0.0034957
WA | Industrial | Chemical Mfg | New | Miscellaneous | Miscellaneous | 0 | 0 | 0 | 0 | 0 | 0 | 0 | 0 | 0 | 0 | 0 | 0 | 0 | 0 | 0 | 0 | 0 | 0 | 0 | 0 | 0 | 0
WA | Industrial | Electronic Equipment Mfg | Existing | Cooling | Air-Cooled Chiller | 0.01592 | 0.015643 | 0.015372 | 0.015104 | 0.01478 | 0.014614 | 0.01448 | 0.014346 | 0.014212 | 0.014079 | 0.013946 | 0.013813 | 0.013681 | 0.01355 | 0.013419 | 0.013309 | 0.013199 | 0.013089 | 0.012979 | 0.012869 | 0.012759 | 0.012649
WA | Industrial | Electronic Equipment Mfg | Existing | Cooling | Water-Cooled Chiller | 0.018442 | 0.018124 | 0.017812 | 0.017505 | 0.017131 | 0.016941 | 0.016788 | 0.016636 | 0.016483 | 0.016331 | 0.016179 | 0.016028 | 0.015877 | 0.015726 | 0.015576 | 0.015451 | 0.015325 | 0.015198 | 0.015072 | 0.014945 | 0.014818 | 0.014692
WA | Industrial | Electronic Equipment Mfg | Existing | Cooling | RTU | 0.11249 | 0.11055 | 0.10818 | 0.1058 | 0.103 | 0.10128 | 0.099756 | 0.098218 | 0.096667 | 0.095107 | 0.093541 | 0.091972 | 0.090403 | 0.088886 | 0.087458 | 0.08624 | 0.085085 | 0.083986 | 0.082936 | 0.08193 | 0.080963 | 0.08003
WA | Industrial | Electronic Equipment Mfg | Existing | Cooling | Air-Source Heat Pump | 0.015502 | 0.015185 | 0.014828 | 0.014474 | 0.014064 | 0.013805 | 0.013576 | 0.013349 | 0.013124 | 0.012901 | 0.012682 | 0.012466 | 0.012259 | 0.012062 | 0.011873 | 0.011712 | 0.011557 | 0.011408 | 0.011265 | 0.011126 | 0.010993 | 0.010863
WA | Industrial | Electronic Equipment Mfg | Existing | Cooling | Geothermal Heat Pump | 0 | 0 | 0 | 0 | 0 | 0 | 0 | 0 | 0 | 0 | 0 | 0 | 0 | 0 | 0 | 0 | 0 | 0 | 0 | 0 | 0 | 0
WA | Industrial | Electronic Equipment Mfg | Existing | Space Heating | Electric Furnace | 0.015938 | 0.015664 | 0.015394 | 0.015195 | 0.014806 | 0.014462 | 0.014156 | 0.013918 | 0.013563 | 0.013276 | 0.012995 | 0.012776 | 0.012449 | 0.012184 | 0.011925 | 0.011727 | 0.011429 | 0.011189 | 0.010953 | 0.01077 | 0.010496 | 0.010275
WA | Industrial | Electronic Equipment Mfg | Existing | Space Heating | Electric Room Heat | 0.082106 | 0.08069 | 0.079299 | 0.078278 | 0.07627 | 0.074499 | 0.072924 | 0.0717 | 0.069871 | 0.068391 | 0.066941 | 0.065814 | 0.06413 | 0.062767 | 0.061433 | 0.060411 | 0.058877 | 0.057638 | 0.056424 | 0.055481 | 0.054069 | 0.052928
WA | Industrial | Electronic Equipment Mfg | Existing | Space Heating | Air-Source Heat Pump | 0.021053 | 0.02069 | 0.020313 | 0.02003 | 0.019493 | 0.019017 | 0.018591 | 0.018254 | 0.017763 | 0.017361 | 0.016967 | 0.016655 | 0.016205 | 0.015839 | 0.015483 | 0.015208 | 0.014806 | 0.014481 | 0.014164 | 0.013916 | 0.013553 | 0.013258
WA | Industrial | Electronic Equipment Mfg | Existing | Space Heating | Geothermal Heat Pump | 0 | 0 | 0 | 0 | 0 | 0 | 0 | 0 | 0 | 0 | 0 | 0 | 0 | 0 | 0 | 0 | 0 | 0 | 0 | 0 | 0 | 0
WA | Industrial | Electronic Equipment Mfg | Existing | Ventilation | Ventilation | 0.35128 | 0.34148 | 0.33166 | 0.32188 | 0.31097 | 0.30028 | 0.29048 | 0.28093 | 0.27167 | 0.26276 | 0.25419 | 0.24599 | 0.23817 | 0.23073 | 0.22369 | 0.21704 | 0.2108 | 0.2049 | 0.19931 | 0.194 | 0.18893 | 0.18413
WA | Industrial | Electronic Equipment Mfg | Existing | Interior Lighting | General Service Lighting | 0.0095891 | 0.009154 | 0.0086205 | 0.0080214 | 0.0072168 | 0.0064003 | 0.005779 | 0.0052871 | 0.0048887 | 0.0045479 | 0.00427 | 0.0040378 | 0.00385 | 0.0036885 | 0.0035344 | 0.0033962 | 0.0032708 | 0.0031563 | 0.0030527 | 0.0029418 | 0.0028337 | 0.0027295
WA | Industrial | Electronic Equipment Mfg | Existing | Interior Lighting | High-Bay Lighting | 0.058214 | 0.05721 | 0.056224 | 0.055255 | 0.054076 | 0.05303 | 0.052115 | 0.051217 | 0.050334 | 0.049466 | 0.048613 | 0.047775 | 0.046951 | 0.046113 | 0.045253 | 0.044386 | 0.043517 | 0.042685 | 0.041885 | 0.041113 | 0.040365 | 0.039638
WA | Industrial | Electronic Equipment Mfg | Existing | Interior Lighting | Linear Lighting | 0.031443 | 0.030879 | 0.030319 | 0.029763 | 0.029065 | 0.028434 | 0.027873 | 0.027319 | 0.026773 | 0.026215 | 0.025666 | 0.025126 | 0.024596 | 0.024076 | 0.02355 | 0.023035 | 0.02253 | 0.022035 | 0.021551 | 0.021076 | 0.020626 | 0.020196
WA | Industrial | Electronic Equipment Mfg | Existing | Exterior Lighting | General Service Lighting | 0.010175 | 0.0095327 | 0.0086042 | 0.0075047 | 0.0065595 | 0.0059193 | 0.0054601 | 0.005098 | 0.0047921 | 0.0045323 | 0.0043163 | 0.0041262 | 0.0039768 | 0.0038432 | 0.0037068 | 0.0035807 | 0.0034628 | 0.0033519 | 0.0032486 | 0.0031242 | 0.0029915 | 0.0028579
WA | Industrial | Electronic Equipment Mfg | Existing | Exterior Lighting | Area Lighting | 0.023794 | 0.023383 | 0.02298 | 0.022584 | 0.022102 | 0.021675 | 0.021301 | 0.020934 | 0.020573 | 0.020218 | 0.019869 | 0.019511 | 0.019129 | 0.018733 | 0.018302 | 0.017862 | 0.017418 | 0.017011 | 0.016633 | 0.01628 | 0.015948 | 0.015632
WA | Industrial | Electronic Equipment Mfg | Existing | Exterior Lighting | Linear Lighting | 0.02497 | 0.024522 | 0.024077 | 0.023636 | 0.023081 | 0.022581 | 0.022135 | 0.021695 | 0.021262 | 0.020818 | 0.020382 | 0.019953 | 0.019533 | 0.019119 | 0.018702 | 0.018293 | 0.017892 | 0.017499 | 0.017114 | 0.016737 | 0.01638 | 0.016038
WA | Industrial | Electronic Equipment Mfg | Existing | Motors | Pumps | 0.21091 | 0.20728 | 0.2037 | 0.20019 | 0.19592 | 0.19213 | 0.18882 | 0.18556 | 0.18236 | 0.17922 | 0.17613 | 0.17309 | 0.17011 | 0.16717 | 0.16429 | 0.16146 | 0.15868 | 0.15594 | 0.15325 | 0.15061 | 0.14801 | 0.14546
WA | Industrial | Electronic Equipment Mfg | Existing | Motors | Fans & Blowers | 0.15818 | 0.15546 | 0.15278 | 0.15014 | 0.14694 | 0.1441 | 0.14161 | 0.13917 | 0.13677 | 0.13441 | 0.1321 | 0.12982 | 0.12758 | 0.12538 | 0.12322 | 0.12109 | 0.11901 | 0.11695 | 0.11494 | 0.11296 | 0.11101 | 0.10909
WA | Industrial | Electronic Equipment Mfg | Existing | Motors | Compressed Air | 0.15818 | 0.15546 | 0.15278 | 0.15014 | 0.14694 | 0.1441 | 0.14161 | 0.13917 | 0.13677 | 0.13441 | 0.1321 | 0.12982 | 0.12758 | 0.12538 | 0.12322 | 0.12109 | 0.11901 | 0.11695 | 0.11494 | 0.11296 | 0.11101 | 0.10909
WA | Industrial | Electronic Equipment Mfg | Existing | Motors | Material Handling | 0.79092 | 0.77728 | 0.76388 | 0.75071 | 0.7347 | 0.72048 | 0.70806 | 0.69585 | 0.68386 | 0.67207 | 0.66048 | 0.64909 | 0.6379 | 0.6269 | 0.61609 | 0.60547 | 0.59503 | 0.58477 | 0.57469 | 0.56478 | 0.55504 | 0.54547
WA | Industrial | Electronic Equipment Mfg | Existing | Motors | Other Motors | 0 | 0 | 0 | 0 | 0 | 0 | 0 | 0 | 0 | 0 | 0 | 0 | 0 | 0 | 0 | 0 | 0 | 0 | 0 | 0 | 0 | 0
WA | Industrial | Electronic Equipment Mfg | Existing | Process | Process Heating | 0.23728 | 0.23319 | 0.22917 | 0.22521 | 0.22041 | 0.21615 | 0.21242 | 0.20876 | 0.20516 | 0.20162 | 0.19814 | 0.19473 | 0.19137 | 0.18807 | 0.18483 | 0.18164 | 0.17851 | 0.17543 | 0.17241 | 0.16943 | 0.16651 | 0.16364
WA | Industrial | Electronic Equipment Mfg | Existing | Process | Process Cooling | 0 | 0 | 0 | 0 | 0 | 0 | 0 | 0 | 0 | 0 | 0 | 0 | 0 | 0 | 0 | 0 | 0 | 0 | 0 | 0 | 0 | 0
WA | Industrial | Electronic Equipment Mfg | Existing | Process | Process Refrigeration | 0 | 0 | 0 | 0 | 0 | 0 | 0 | 0 | 0 | 0 | 0 | 0 | 0 | 0 | 0 | 0 | 0 | 0 | 0 | 0 | 0 | 0
WA | Industrial | Electronic Equipment Mfg | Existing | Process | Process Electrochemical | 0.060648 | 0.059602 | 0.058574 | 0.057564 | 0.056337 | 0.055246 | 0.054294 | 0.053358 | 0.052438 | 0.051534 | 0.050645 | 0.049772 | 0.048914 | 0.048071 | 0.047242 | 0.046427 | 0.045627 | 0.04484 | 0.044067 | 0.043307 | 0.042561 | 0.041827
WA | Industrial | Electronic Equipment Mfg | Existing | Process | Process Other | 0.1963 | 0.19292 | 0.18959 | 0.18632 | 0.18235 | 0.17882 | 0.17574 | 0.17271 | 0.16973 | 0.1668 | 0.16393 | 0.1611 | 0.15832 | 0.15559 | 0.15291 | 0.15027 | 0.14768 | 0.14514 | 0.14263 | 0.14018 | 0.13776 | 0.13538
WA | Industrial | Electronic Equipment Mfg | Existing | Miscellaneous | Miscellaneous | 0.033055 | 0.032485 | 0.031925 | 0.031374 | 0.030705 | 0.030111 | 0.029592 | 0.029081 | 0.02858 | 0.028087 | 0.027603 | 0.027127 | 0.026659 | 0.0262 | 0.025748 | 0.025304 | 0.024868 | 0.024439 | 0.024018 | 0.023604 | 0.023197 | 0.022797
WA | Industrial | Electronic Equipment Mfg | New | Cooling | Air-Cooled Chiller | 0 | 0.0003607 | 0.00072315 | 0.00109 | 0.0013497 | 0.0016174 | 0.0019384 | 0.0023567 | 0.0027153 | 0.003126 | 0.0035478 | 0.0039976 | 0.0043287 | 0.0046983 | 0.0050777 | 0.0055274 | 0.0058896 | 0.0063214 | 0.0067292 | 0.0071836 | 0.0075264 | 0.007927
WA | Industrial | Electronic Equipment Mfg | New | Cooling | Water-Cooled Chiller | 0 | 0.00041919 | 0.00084042 | 0.0012668 | 0.0015686 | 0.0018797 | 0.0022527 | 0.0027389 | 0.0031556 | 0.003633 | 0.0041231 | 0.0046459 | 0.0050306 | 0.0054602 | 0.0059012 | 0.0064237 | 0.0068447 | 0.0073465 | 0.0078205 | 0.0083485 | 0.008747 | 0.0092125
WA | Industrial | Electronic Equipment Mfg | New | Cooling | RTU | 0 | 0.0025569 | 0.0047965 | 0.0070635 | 0.008668 | 0.010325 | 0.012311 | 0.014898 | 0.017116 | 0.019657 | 0.022266 | 0.025048 | 0.027096 | 0.029344 | 0.031655 | 0.034405 | 0.036617 | 0.039262 | 0.041761 | 0.044549 | 0.046651 | 0.049111
WA | Industrial | Electronic Equipment Mfg | New | Cooling | Air-Source Heat Pump | 0 | 0.00033033 | 0.00063167 | 0.0009367 | 0.0011526 | 0.0013754 | 0.0016425 | 0.0019905 | 0.0022889 | 0.0026306 | 0.0029815 | 0.0033558 | 0.0036283 | 0.0039331 | 0.0042463 | 0.0046181 | 0.0049174 | 0.0052746 | 0.0056121 | 0.0059884 | 0.0062721 | 0.0066039
WA | Industrial | Electronic Equipment Mfg | New | Cooling | Geothermal Heat Pump | 0 | 0 | 0 | 0 | 0 | 0 | 0 | 0 | 0 | 0 | 0 | 0 | 0 | 0 | 0 | 0 | 0 | 0 | 0 | 0 | 0 | 0
WA | Industrial | Electronic Equipment Mfg | New | Space Heating | Electric Furnace | 0 | 0.00036228 | 0.00072633 | 0.0010997 | 0.0013557 | 0.0016046 | 0.0018995 | 0.0022915 | 0.0025966 | 0.0029533 | 0.0033115 | 0.0037032 | 0.0039445 | 0.0042304 | 0.004518 | 0.0048756 | 0.0051049 | 0.0054084 | 0.0056833 | 0.0060163 | 0.0061956 | 0.0064427
WA | Industrial | Electronic Equipment Mfg | New | Space Heating | Electric Room Heat | 0 | 0.0018663 | 0.0037416 | 0.005665 | 0.0069836 | 0.0082659 | 0.0097851 | 0.011805 | 0.013376 | 0.015214 | 0.017059 | 0.019077 | 0.02032 | 0.021793 | 0.023274 | 0.025116 | 0.026297 | 0.027861 | 0.029277 | 0.030992 | 0.031916 | 0.033189
WA | Industrial | Electronic Equipment Mfg | New | Space Heating | Air-Source Heat Pump | 0 | 0.00047854 | 0.00094525 | 0.001424 | 0.0017521 | 0.0020712 | 0.0024492 | 0.0029518 | 0.0033428 | 0.0038001 | 0.0042593 | 0.0047614 | 0.0050693 | 0.0054348 | 0.0058024 | 0.00626 | 0.0065529 | 0.0069413 | 0.0072931 | 0.0077193 | 0.0079486 | 0.0082649
WA | Industrial | Electronic Equipment Mfg | New | Space Heating | Geothermal Heat Pump | 0 | 0 | 0 | 0 | 0 | 0 | 0 | 0 | 0 | 0 | 0 | 0 | 0 | 0 | 0 | 0 | 0 | 0 | 0 | 0 | 0 | 0
WA | Industrial | Electronic Equipment Mfg | New | Ventilation | Ventilation | 0 | 0.0060255 | 0.01208 | 0.01821 | 0.022568 | 0.026478 | 0.031129 | 0.037164 | 0.042212 | 0.047967 | 0.053793 | 0.059934 | 0.064261 | 0.069073 | 0.07395 | 0.079624 | 0.083973 | 0.089163 | 0.093893 | 0.099125 | 0.10274 | 0.10707
WA | Industrial | Electronic Equipment Mfg | New | Interior Lighting | General Service Lighting | 0 | 0.00012644 | 0.0002535 | 0.00038212 | 0.00045568 | 0.00052768 | 0.00060884 | 0.0007125 | 0.0007959 | 0.00088034 | 0.0009668 | 0.0010584 | 0.0011218 | 0.0011932 | 0.0012574 | 0.001333 | 0.0013873 | 0.0014547 | 0.0015163 | 0.0015793 | 0.0016188 | 0.0016701
WA | Industrial | Electronic Equipment Mfg | New | Interior Lighting | High-Bay Lighting | 0 | 0.0012474 | 0.0025009 | 0.0037697 | 0.004652 | 0.0055154 | 0.0065426 | 0.0078755 | 0.0089903 | 0.010244 | 0.011512 | 0.01285 | 0.013789 | 0.014831 | 0.015872 | 0.017086 | 0.018012 | 0.019129 | 0.020154 | 0.021296 | 0.022093 | 0.023043
WA | Industrial | Electronic Equipment Mfg | New | Interior Lighting | Linear Lighting | 0 | 0.00068937 | 0.0013821 | 0.0020833 | 0.0025655 | 0.0030374 | 0.0035988 | 0.0043273 | 0.0049365 | 0.0056159 | 0.0063035 | 0.0070283 | 0.0075391 | 0.0081071 | 0.0086749 | 0.0093355 | 0.0098418 | 0.010451 | 0.011011 | 0.011635 | 0.012064 | 0.012569
WA | Industrial | Electronic Equipment Mfg | New | Exterior Lighting | General Service Lighting | 0 | 0.00013416 | 0.00026898 | 0.00040545 | 0.00048351 | 0.0005599 | 0.00064602 | 0.000756 | 0.0008445 | 0.00093409 | 0.0010258 | 0.001123 | 0.0011903 | 0.001266 | 0.0013341 | 0.0014144 | 0.001472 | 0.0015436 | 0.0016089 | 0.0016757 | 0.0017176 | 0.0017721
WA | Industrial | Electronic Equipment Mfg | New | Exterior Lighting | Area Lighting | 0 | 0.00054083 | 0.0010843 | 0.0016344 | 0.0020127 | 0.002383 | 0.0028235 | 0.003395 | 0.0038731 | 0.0044066 | 0.0049465 | 0.0055157 | 0.0059146 | 0.0063564 | 0.006794 | 0.007304 | 0.0076926 | 0.0081615 | 0.008591 | 0.0090699 | 0.0094031 | 0.009801
WA | Industrial | Electronic Equipment Mfg | New | Exterior Lighting | Linear Lighting | 0 | 0.00054746 | 0.0010976 | 0.0016544 | 0.0020374 | 0.0024121 | 0.0028579 | 0.0034365 | 0.0039203 | 0.0044598 | 0.0050058 | 0.0055815 | 0.0059871 | 0.0064382 | 0.0068891 | 0.0074137 | 0.0078157 | 0.0082995 | 0.0087442 | 0.0092394 | 0.0095804 | 0.0099814
WA | Industrial | Electronic Equipment Mfg | New | Motors | Pumps | 0 | 0.0047941 | 0.0096114 | 0.014488 | 0.017939 | 0.021317 | 0.025336 | 0.030551 | 0.034912 | 0.039868 | 0.044884 | 0.050172 | 0.053898 | 0.058043 | 0.062242 | 0.067128 | 0.070872 | 0.075378 | 0.079519 | 0.084132 | 0.087368 | 0.091212
WA | Industrial | Electronic Equipment Mfg | New | Motors | Fans & Blowers | 0 | 0.0035955 | 0.0072086 | 0.010866 | 0.013455 | 0.015988 | 0.019002 | 0.022913 | 0.026184 | 0.029901 | 0.033663 | 0.037629 | 0.040424 | 0.043532 | 0.046682 | 0.050346 | 0.053154 | 0.056533 | 0.059639 | 0.063099 | 0.065526 | 0.068409
WA | Industrial | Electronic Equipment Mfg | New | Motors | Compressed Air | 0 | 0.0035955 | 0.0072086 | 0.010866 | 0.013455 | 0.015988 | 0.019002 | 0.022913 | 0.026184 | 0.029901 | 0.033663 | 0.037629 | 0.040424 | 0.043532 | 0.046682 | 0.050346 | 0.053154 | 0.056533 | 0.059639 | 0.063099 | 0.065526 | 0.068409
WA | Industrial | Electronic Equipment Mfg | New | Motors | Material Handling | 0 | 0.017978 | 0.036043 | 0.05433 | 0.067273 | 0.07994 | 0.095009 | 0.11456 | 0.13092 | 0.1495 | 0.16832 | 0.18815 | 0.20212 | 0.21766 | 0.23341 | 0.25173 | 0.26577 | 0.28267 | 0.2982 | 0.31549 | 0.32763 | 0.34205
WA | Industrial | Electronic Equipment Mfg | New | Motors | Other Motors | 0 | 0 | 0 | 0 | 0 | 0 | 0 | 0 | 0 | 0 | 0 | 0 | 0 | 0 | 0 | 0 | 0 | 0 | 0 | 0 | 0 | 0
WA | Industrial | Electronic Equipment Mfg | New | Process | Process Heating | 0 | 0.0053933 | 0.010813 | 0.016299 | 0.020182 | 0.023982 | 0.028503 | 0.034369 | 0.039276 | 0.044851 | 0.050495 | 0.056444 | 0.060636 | 0.065298 | 0.070022 | 0.075519 | 0.079731 | 0.0848 | 0.089459 | 0.094648 | 0.09829 | 0.10261
WA | Industrial | Electronic Equipment Mfg | New | Process | Process Cooling | 0 | 0 | 0 | 0 | 0 | 0 | 0 | 0 | 0 | 0 | 0 | 0 | 0 | 0 | 0 | 0 | 0 | 0 | 0 | 0 | 0 | 0
WA | Industrial | Electronic Equipment Mfg | New | Process | Process Refrigeration | 0 | 0 | 0 | 0 | 0 | 0 | 0 | 0 | 0 | 0 | 0 | 0 | 0 | 0 | 0 | 0 | 0 | 0 | 0 | 0 | 0 | 0
WA | Industrial | Electronic Equipment Mfg | New | Process | Process Electrochemical | 0 | 0.0013785 | 0.0027638 | 0.004166 | 0.0051585 | 0.0061298 | 0.0072853 | 0.0087848 | 0.010039 | 0.011464 | 0.012906 | 0.014427 | 0.015498 | 0.01669 | 0.017898 | 0.019303 | 0.020379 | 0.021675 | 0.022866 | 0.024192 | 0.025123 | 0.026228
WA | Industrial | Electronic Equipment Mfg | New | Process | Process Other | 0 | 0.004462 | 0.0089456 | 0.013484 | 0.016697 | 0.019841 | 0.023581 | 0.028434 | 0.032493 | 0.037106 | 0.041775 | 0.046697 | 0.050165 | 0.054022 | 0.057931 | 0.062478 | 0.065963 | 0.070156 | 0.074011 | 0.078304 | 0.081316 | 0.084894
WA | Industrial | Electronic Equipment Mfg | New | Miscellaneous | Miscellaneous | 0 | 0.00075133 | 0.0015063 | 0.0022706 | 0.0028115 | 0.0033409 | 0.0039707 | 0.0047879 | 0.0054714 | 0.0062482 | 0.0070343 | 0.0078631 | 0.008447 | 0.0090965 | 0.0097547 | 0.01052 | 0.011107 | 0.011813 | 0.012462 | 0.013185 | 0.013693 | 0.014295
WA | Industrial | Industrial Machinery | Existing | Cooling | Air-Cooled Chiller | 0.057706 | 0.056704 | 0.055718 | 0.05475 | 0.053574 | 0.052971 | 0.052485 | 0.051999 | 0.051515 | 0.051032 | 0.05055 | 0.05007 | 0.049592 | 0.049115 | 0.048641 | 0.048243 | 0.047845 | 0.047446 | 0.047047 | 0.046648 | 0.046249 | 0.045851
WA | Industrial | Industrial Machinery | Existing | Cooling | Water-Cooled Chiller | 0.066849 | 0.065696 | 0.064563 | 0.06345 | 0.062097 | 0.061409 | 0.060854 | 0.060301 | 0.059748 | 0.059197 | 0.058647 | 0.058098 | 0.057551 | 0.057005 | 0.056461 | 0.056005 | 0.055548 | 0.05509 | 0.054632 | 0.054173 | 0.053713 | 0.053254
WA | Industrial | Industrial Machinery | Existing | Cooling | RTU | 0.40776 | 0.40073 | 0.39211 | 0.38349 | 0.37334 | 0.3671 | 0.36159 | 0.35602 | 0.3504 | 0.34474 | 0.33906 | 0.33338 | 0.32769 | 0.32219 | 0.31701 | 0.3126 | 0.30841 | 0.30443 | 0.30063 | 0.29698 | 0.29347 | 0.29009
WA | Industrial | Industrial Machinery | Existing | Cooling | Air-Source Heat Pump | 0.05619 | 0.055042 | 0.053749 | 0.052463 | 0.050978 | 0.05004 | 0.049212 | 0.048387 | 0.04757 | 0.046763 | 0.045968 | 0.045188 | 0.044436 | 0.04372 | 0.043038 | 0.042452 | 0.04189 | 0.041351 | 0.040832 | 0.040331 | 0.039847 | 0.039377
WA | Industrial | Industrial Machinery | Existing | Cooling | Geothermal Heat Pump | 0 | 0 | 0 | 0 | 0 | 0 | 0 | 0 | 0 | 0 | 0 | 0 | 0 | 0 | 0 | 0 | 0 | 0 | 0 | 0 | 0 | 0
WA | Industrial | Industrial Machinery | Existing | Space Heating | Electric Furnace | 0.057773 | 0.056777 | 0.055798 | 0.05508 | 0.053667 | 0.052421 | 0.051313 | 0.050451 | 0.049164 | 0.048123 | 0.047103 | 0.046309 | 0.045125 | 0.044166 | 0.043227 | 0.042508 | 0.041428 | 0.040556 | 0.039702 | 0.039039 | 0.038046 | 0.037243
WA | Industrial | Industrial Machinery | Existing | Space Heating | Electric Room Heat | 0.29762 | 0.29248 | 0.28744 | 0.28374 | 0.27646 | 0.27004 | 0.26433 | 0.25989 | 0.25327 | 0.2479 | 0.24265 | 0.23856 | 0.23246 | 0.22752 | 0.22268 | 0.21898 | 0.21341 | 0.20892 | 0.20452 | 0.20111 | 0.19599 | 0.19185
WA | Industrial | Industrial Machinery | Existing | Space Heating | Air-Source Heat Pump | 0.076312 | 0.074996 | 0.07363 | 0.072604 | 0.070659 | 0.068933 | 0.067389 | 0.066167 | 0.064387 | 0.06293 | 0.061503 | 0.060372 | 0.058739 | 0.057412 | 0.056121 | 0.055125 | 0.053669 | 0.05249 | 0.05134 | 0.050444 | 0.049125 | 0.048057
WA | Industrial | Industrial Machinery | Existing | Space Heating | Geothermal Heat Pump | 0 | 0 | 0 | 0 | 0 | 0 | 0 | 0 | 0 | 0 | 0 | 0 | 0 | 0 | 0 | 0 | 0 | 0 | 0 | 0 | 0 | 0
WA | Industrial | Industrial Machinery | Existing | Ventilation | Ventilation | 1.2733 | 1.2378 | 1.2022 | 1.1668 | 1.1272 | 1.0885 | 1.0529 | 1.0183 | 0.98474 | 0.95244 | 0.92139 | 0.89166 | 0.86329 | 0.83634 | 0.81081 | 0.78673 | 0.76411 | 0.74273 | 0.72247 | 0.70319 | 0.68482 | 0.66744
WA | Industrial | Industrial Machinery | Existing | Interior Lighting | General Service Lighting | 0.089963 | 0.08588 | 0.080876 | 0.075254 | 0.067706 | 0.060046 | 0.054217 | 0.049602 | 0.045864 | 0.042667 | 0.04006 | 0.037881 | 0.03612 | 0.034605 | 0.033159 | 0.031862 | 0.030686 | 0.029612 | 0.028639 | 0.027599 | 0.026585 | 0.025608
WA | Industrial | Industrial Machinery | Existing | Interior Lighting | High-Bay Lighting | 0.54615 | 0.53673 | 0.52748 | 0.51839 | 0.50733 | 0.49751 | 0.48893 | 0.4805 | 0.47222 | 0.46408 | 0.45608 | 0.44821 | 0.44049 | 0.43262 | 0.42455 | 0.41642 | 0.40827 | 0.40046 | 0.39296 | 0.38571 | 0.37869 | 0.37187
WA | Industrial | Industrial Machinery | Existing | Interior Lighting | Linear Lighting | 0.29499 | 0.2897 | 0.28444 | 0.27923 | 0.27268 | 0.26676 | 0.2615 | 0.2563 | 0.25118 | 0.24594 | 0.24079 | 0.23573 | 0.23075 | 0.22587 | 0.22094 | 0.21611 | 0.21137 | 0.20673 | 0.20218 | 0.19773 | 0.19351 | 0.18947
WA | Industrial | Industrial Machinery | Existing | Exterior Lighting | General Service Lighting | 0.095456 | 0.089433 | 0.080723 | 0.070408 | 0.06154 | 0.055533 | 0.051226 | 0.047828 | 0.044958 | 0.042521 | 0.040495 | 0.038711 | 0.037309 | 0.036056 | 0.034777 | 0.033593 | 0.032487 | 0.031447 | 0.030478 | 0.029311 | 0.028066 | 0.026812
WA | Industrial | Industrial Machinery | Existing | Exterior Lighting | Area Lighting | 0.22323 | 0.21938 | 0.21559 | 0.21188 | 0.20736 | 0.20335 | 0.19984 | 0.19639 | 0.19301 | 0.18968 | 0.18641 | 0.18304 | 0.17947 | 0.17575 | 0.17171 | 0.16758 | 0.16341 | 0.15959 | 0.15605 | 0.15274 | 0.14962 | 0.14665
WA | Industrial | Industrial Machinery | Existing | Exterior Lighting | Linear Lighting | 0.23426 | 0.23006 | 0.22589 | 0.22175 | 0.21655 | 0.21185 | 0.20767 | 0.20354 | 0.19947 | 0.19531 | 0.19122 | 0.1872 | 0.18325 | 0.17937 | 0.17546 | 0.17162 | 0.16786 | 0.16417 | 0.16056 | 0.15702 | 0.15367 | 0.15047
WA | Industrial | Industrial Machinery | Existing | Motors | Pumps | 1.3491 | 1.3259 | 1.303 | 1.2805 | 1.2532 | 1.229 | 1.2078 | 1.187 | 1.1665 | 1.1464 | 1.1266 | 1.1072 | 1.0881 | 1.0694 | 1.0509 | 1.0328 | 1.015 | 0.99749 | 0.98029 | 0.96339 | 0.94678 | 0.93046
WA | Industrial | Industrial Machinery | Existing | Motors | Fans & Blowers | 0.94439 | 0.92811 | 0.91211 | 0.89638 | 0.87727 | 0.86029 | 0.84546 | 0.83088 | 0.81655 | 0.80248 | 0.78864 | 0.77504 | 0.76168 | 0.74855 | 0.73564 | 0.72296 | 0.71049 | 0.69824 | 0.6862 | 0.67437 | 0.66275 | 0.65132
WA | Industrial | Industrial Machinery | Existing | Motors | Compressed Air | 0.94439 | 0.92811 | 0.91211 | 0.89638 | 0.87727 | 0.86029 | 0.84546 | 0.83088 | 0.81655 | 0.80248 | 0.78864 | 0.77504 | 0.76168 | 0.74855 | 0.73564 | 0.72296 | 0.71049 | 0.69824 | 0.6862 | 0.67437 | 0.66275 | 0.65132
WA | Industrial | Industrial Machinery | Existing | Motors | Material Handling | 2.6983 | 2.6517 | 2.606 | 2.5611 | 2.5065 | 2.458 | 2.4156 | 2.3739 | 2.333 | 2.2928 | 2.2533 | 2.2144 | 2.1762 | 2.1387 | 2.1018 | 2.0656 | 2.03 | 1.995 | 1.9606 | 1.9268 | 1.8936 | 1.8609
WA | Industrial | Industrial Machinery | Existing | Motors | Other Motors | 0.40474 | 0.39776 | 0.3909 | 0.38416 | 0.37597 | 0.3687 | 0.36234 | 0.35609 | 0.34995 | 0.34392 | 0.33799 | 0.33216 | 0.32643 | 0.32081 | 0.31528 | 0.30984 | 0.3045 | 0.29925 | 0.29409 | 0.28902 | 0.28403 | 0.27914
WA | Industrial | Industrial Machinery | Existing | Process | Process Heating | 1.484 | 1.4585 | 1.4333 | 1.4086 | 1.3786 | 1.3519 | 1.3286 | 1.3057 | 1.2832 | 1.261 | 1.2393 | 1.2179 | 1.1969 | 1.1763 | 1.156 | 1.1361 | 1.1165 | 1.0972 | 1.0783 | 1.0597 | 1.0415 | 1.0235
WA | Industrial | Industrial Machinery | Existing | Process | Process Cooling | 0.40474 | 0.39776 | 0.3909 | 0.38416 | 0.37597 | 0.3687 | 0.36234 | 0.35609 | 0.34995 | 0.34392 | 0.33799 | 0.33216 | 0.32643 | 0.32081 | 0.31528 | 0.30984 | 0.3045 | 0.29925 | 0.29409 | 0.28902 | 0.28403 | 0.27914
WA | Industrial | Industrial Machinery | Existing | Process | Process Refrigeration | 0.40474 | 0.39776 | 0.3909 | 0.38416 | 0.37597 | 0.3687 | 0.36234 | 0.35609 | 0.34995 | 0.34392 | 0.33799 | 0.33216 | 0.32643 | 0.32081 | 0.31528 | 0.30984 | 0.3045 | 0.29925 | 0.29409 | 0.28902 | 0.28403 | 0.27914
WA | Industrial | Industrial Machinery | Existing | Process | Process Electrochemical | 0.13402 | 0.13171 | 0.12943 | 0.1272 | 0.12449 | 0.12208 | 0.11998 | 0.11791 | 0.11587 | 0.11388 | 0.11191 | 0.10998 | 0.10809 | 0.10622 | 0.10439 | 0.10259 | 0.10082 | 0.099086 | 0.097377 | 0.095698 | 0.094048 | 0.092427
WA | Industrial | Industrial Machinery | Existing | Process | Process Other | 0.30665 | 0.30136 | 0.29616 | 0.29106 | 0.28485 | 0.27934 | 0.27452 | 0.26979 | 0.26514 | 0.26057 | 0.25607 | 0.25166 | 0.24732 | 0.24306 | 0.23886 | 0.23475 | 0.2307 | 0.22672 | 0.22281 | 0.21897 | 0.2152 | 0.21149
WA | Industrial | Industrial Machinery | Existing | Miscellaneous | Miscellaneous | 0.63864 | 0.62763 | 0.61681 | 0.60618 | 0.59325 | 0.58177 | 0.57174 | 0.56188 | 0.55219 | 0.54267 | 0.53332 | 0.52412 | 0.51508 | 0.5062 | 0.49748 | 0.4889 | 0.48047 | 0.47219 | 0.46404 | 0.45604 | 0.44818 | 0.44045
WA | Industrial | Industrial Machinery | New | Cooling | Air-Cooled Chiller | 0 | 0.0013074 | 0.0026213 | 0.0039512 | 0.0048925 | 0.0058627 | 0.0070261 | 0.0085425 | 0.0098422 | 0.011331 | 0.01286 | 0.01449 | 0.01569 | 0.01703 | 0.018406 | 0.020035 | 0.021348 | 0.022914 | 0.024392 | 0.026039 | 0.027282 | 0.028734
WA | Industrial | Industrial Machinery | New | Cooling | Water-Cooled Chiller | 0 | 0.0015195 | 0.0030463 | 0.004592 | 0.0056859 | 0.0068135 | 0.0081656 | 0.0099279 | 0.011438 | 0.013169 | 0.014945 | 0.01684 | 0.018235 | 0.019792 | 0.02139 | 0.023285 | 0.024811 | 0.02663 | 0.028348 | 0.030262 | 0.031706 | 0.033393
WA | Industrial | Industrial Machinery | New | Cooling | RTU | 0 | 0.0092683 | 0.017386 | 0.025604 | 0.03142 | 0.037425 | 0.044623 | 0.054003 | 0.062043 | 0.071253 | 0.080709 | 0.090793 | 0.098218 | 0.10636 | 0.11474 | 0.12471 | 0.13273 | 0.14231 | 0.15137 | 0.16148 | 0.1691 | 0.17802
WA | Industrial | Industrial Machinery | New | Cooling | Air-Source Heat Pump | 0 | 0.0011974 | 0.0022896 | 0.0033953 | 0.0041779 | 0.0049855 | 0.0059536 | 0.0072152 | 0.0082967 | 0.0095354 | 0.010807 | 0.012164 | 0.013152 | 0.014257 | 0.015392 | 0.016739 | 0.017824 | 0.019119 | 0.020343 | 0.021706 | 0.022735 | 0.023938
WA | Industrial | Industrial Machinery | New | Cooling | Geothermal Heat Pump | 0 | 0 | 0 | 0 | 0 | 0 | 0 | 0 | 0 | 0 | 0 | 0 | 0 | 0 | 0 | 0 | 0 | 0 | 0 | 0 | 0 | 0
WA | Industrial | Industrial Machinery | New | Space Heating | Electric Furnace | 0 | 0.0013132 | 0.0026328 | 0.0039862 | 0.004914 | 0.0058163 | 0.0068853 | 0.0083062 | 0.0094121 | 0.010705 | 0.012004 | 0.013423 | 0.014298 | 0.015334 | 0.016377 | 0.017673 | 0.018504 | 0.019604 | 0.020601 | 0.021808 | 0.022458 | 0.023354
WA | Industrial | Industrial Machinery | New | Space Heating | Electric Room Heat | 0 | 0.0067648 | 0.013563 | 0.020535 | 0.025314 | 0.029962 | 0.035469 | 0.042789 | 0.048486 | 0.055147 | 0.061836 | 0.069149 | 0.073654 | 0.078994 | 0.084363 | 0.091041 | 0.095322 | 0.10099 | 0.10612 | 0.11234 | 0.11569 | 0.1203
WA | Industrial | Industrial Machinery | New | Space Heating | Air-Source Heat Pump | 0 | 0.0017346 | 0.0034263 | 0.0051617 | 0.006351 | 0.0075075 | 0.0088778 | 0.0107 | 0.012117 | 0.013774 | 0.015439 | 0.017259 | 0.018375 | 0.0197 | 0.021032 | 0.022691 | 0.023753 | 0.025161 | 0.026436 | 0.027981 | 0.028812 | 0.029958
WA | Industrial | Industrial Machinery | New | Space Heating | Geothermal Heat Pump | 0 | 0 | 0 | 0 | 0 | 0 | 0 | 0 | 0 | 0 | 0 | 0 | 0 | 0 | 0 | 0 | 0 | 0 | 0 | 0 | 0 | 0
WA | Industrial | Industrial Machinery | New | Ventilation | Ventilation | 0 | 0.021841 | 0.043789 | 0.066005 | 0.081804 | 0.095976 | 0.11283 | 0.13471 | 0.15301 | 0.17387 | 0.19499 | 0.21725 | 0.23293 | 0.25038 | 0.26805 | 0.28862 | 0.30438 | 0.3232 | 0.34034 | 0.35931 | 0.37241 | 0.38812
WA | Industrial | Industrial Machinery | New | Interior Lighting | General Service Lighting | 0 | 0.0011863 | 0.0023783 | 0.003585 | 0.0042751 | 0.0049505 | 0.005712 | 0.0066845 | 0.0074669 | 0.0082591 | 0.0090703 | 0.0099295 | 0.010524 | 0.011194 | 0.011796 | 0.012506 | 0.013015 | 0.013648 | 0.014225 | 0.014816 | 0.015187 | 0.015669
WA | Industrial | Industrial Machinery | New | Interior Lighting | High-Bay Lighting | 0 | 0.011703 | 0.023463 | 0.035367 | 0.043644 | 0.051744 | 0.061381 | 0.073886 | 0.084345 | 0.096104 | 0.10801 | 0.12055 | 0.12936 | 0.13914 | 0.14891 | 0.16029 | 0.16899 | 0.17947 | 0.18908 | 0.19979 | 0.20727 | 0.21619
WA | Industrial | Industrial Machinery | New | Interior Lighting | Linear Lighting | 0 | 0.0064675 | 0.012966 | 0.019545 | 0.024069 | 0.028496 | 0.033763 | 0.040597 | 0.046313 | 0.052687 | 0.059138 | 0.065938 | 0.07073 | 0.076059 | 0.081386 | 0.087584 | 0.092333 | 0.098048 | 0.1033 | 0.10915 | 0.11318 | 0.11792
WA | Industrial | Industrial Machinery | New | Exterior Lighting | General Service Lighting | 0 | 0.0012587 | 0.0025235 | 0.0038039 | 0.0045361 | 0.0052528 | 0.0060608 | 0.0070927 | 0.0079229 | 0.0087634 | 0.0096241 | 0.010536 | 0.011167 | 0.011878 | 0.012517 | 0.01327 | 0.01381 | 0.014481 | 0.015094 | 0.015721 | 0.016114 | 0.016626
WA | Industrial | Industrial Machinery | New | Exterior Lighting | Area Lighting | 0 | 0.0050739 | 0.010173 | 0.015334 | 0.018883 | 0.022357 | 0.026489 | 0.031851 | 0.036336 | 0.041341 | 0.046407 | 0.051747 | 0.055489 | 0.059634 | 0.063739 | 0.068524 | 0.07217 | 0.076569 | 0.080598 | 0.085092 | 0.088218 | 0.091951
WA | Industrial | Industrial Machinery | New | Exterior Lighting | Linear Lighting | 0 | 0.0051361 | 0.010297 | 0.015522 | 0.019114 | 0.02263 | 0.026812 | 0.03224 | 0.036779 | 0.041841 | 0.046964 | 0.052364 | 0.056169 | 0.060402 | 0.064632 | 0.069554 | 0.073325 | 0.077864 | 0.082036 | 0.086682 | 0.089882 | 0.093643
WA | Industrial | Industrial Machinery | New | Motors | Pumps | 0 | 0.030666 | 0.061481 | 0.092674 | 0.11475 | 0.13636 | 0.16206 | 0.19542 | 0.22332 | 0.25502 | 0.28711 | 0.32093 | 0.34477 | 0.37128 | 0.39814 | 0.42939 | 0.45335 | 0.48217 | 0.50866 | 0.53816 | 0.55887 | 0.58345
WA | Industrial | Industrial Machinery | New | Motors | Fans & Blowers | 0 | 0.021466 | 0.043037 | 0.064872 | 0.080327 | 0.095452 | 0.11345 | 0.1368 | 0.15632 | 0.17852 | 0.20098 | 0.22465 | 0.24134 | 0.25989 | 0.2787 | 0.30058 | 0.31734 | 0.33752 | 0.35606 | 0.37671 | 0.39121 | 0.40842
WA | Industrial | Industrial Machinery | New | Motors | Compressed Air | 0 | 0.021466 | 0.043037 | 0.064872 | 0.080327 | 0.095452 | 0.11345 | 0.1368 | 0.15632 | 0.17852 | 0.20098 | 0.22465 | 0.24134 | 0.25989 | 0.2787 | 0.30058 | 0.31734 | 0.33752 | 0.35606 | 0.37671 | 0.39121 | 0.40842
WA | Industrial | Industrial Machinery | New | Motors | Material Handling | 0 | 0.061332 | 0.12296 | 0.18535 | 0.22951 | 0.27272 | 0.32413 | 0.39084 | 0.44664 | 0.51004 | 0.57422 | 0.64187 | 0.68954 | 0.74256 | 0.79628 | 0.85879 | 0.90669 | 0.96433 | 1.0173 | 1.0763 | 1.1177 | 1.1669
WA | Industrial | Industrial Machinery | New | Motors | Other Motors | 0 | 0.0091998 | 0.018444 | 0.027802 | 0.034426 | 0.040908 | 0.048619 | 0.058627 | 0.066995 | 0.076506 | 0.086133 | 0.09628 | 0.10343 | 0.11138 | 0.11944 | 0.12882 | 0.136 | 0.14465 | 0.1526 | 0.16145 | 0.16766 | 0.17504
WA | Industrial | Industrial Machinery | New | Process | Process Heating | 0 | 0.033733 | 0.067629 | 0.10194 | 0.12623 | 0.15 | 0.17827 | 0.21496 | 0.24565 | 0.28052 | 0.31582 | 0.35303 | 0.37925 | 0.40841 | 0.43796 | 0.47233 | 0.49868 | 0.53038 | 0.55952 | 0.59198 | 0.61475 | 0.6418
WA | Industrial | Industrial Machinery | New | Process | Process Cooling | 0 | 0.0091998 | 0.018444 | 0.027802 | 0.034426 | 0.040908 | 0.048619 | 0.058627 | 0.066995 | 0.076506 | 0.086133 | 0.09628 | 0.10343 | 0.11138 | 0.11944 | 0.12882 | 0.136 | 0.14465 | 0.1526 | 0.16145 | 0.16766 | 0.17504
WA | Industrial | Industrial Machinery | New | Process | Process Refrigeration | 0 | 0.0091998 | 0.018444 | 0.027802 | 0.034426 | 0.040908 | 0.048619 | 0.058627 | 0.066995 | 0.076506 | 0.086133 | 0.09628 | 0.10343 | 0.11138 | 0.11944 | 0.12882 | 0.136 | 0.14465 | 0.1526 | 0.16145 | 0.16766 | 0.17504
WA | Industrial | Industrial Machinery | New | Process | Process Electrochemical | 0 | 0.0030462 | 0.0061072 | 0.0092058 | 0.011399 | 0.013545 | 0.016099 | 0.019412 | 0.022183 | 0.025333 | 0.02852 | 0.03188 | 0.034248 | 0.036881 | 0.039549 | 0.042654 | 0.045033 | 0.047896 | 0.050528 | 0.053458 | 0.055515 | 0.057957
WA | Industrial | Industrial Machinery | New | Process | Process Other | 0 | 0.0069701 | 0.013974 | 0.021064 | 0.026082 | 0.030994 | 0.036836 | 0.044418 | 0.050758 | 0.057964 | 0.065257 | 0.072946 | 0.078363 | 0.084389 | 0.090494 | 0.097598 | 0.10304 | 0.10959 | 0.11561 | 0.12232 | 0.12703 | 0.13261
WA | Industrial | Industrial Machinery | New | Miscellaneous | Miscellaneous | 0 | 0.014516 | 0.029104 | 0.04387 | 0.054321 | 0.064549 | 0.076717 | 0.092508 | 0.10571 | 0.12072 | 0.13591 | 0.15192 | 0.1632 | 0.17575 | 0.18847 | 0.20326 | 0.2146 | 0.22824 | 0.24079 | 0.25475 | 0.26455 | 0.27619
WA | Industrial | Lumber Wood Products | Existing | Cooling | Air-Cooled Chiller | 0 | 0 | 0 | 0 | 0 | 0 | 0 | 0 | 0 | 0 | 0 | 0 | 0 | 0 | 0 | 0 | 0 | 0 | 0 | 0 | 0 | 0
WA | Industrial | Lumber Wood Products | Existing | Cooling | Water-Cooled Chiller | 0 | 0 | 0 | 0 | 0 | 0 | 0 | 0 | 0 | 0 | 0 | 0 | 0 | 0 | 0 | 0 | 0 | 0 | 0 | 0 | 0 | 0
WA | Industrial | Lumber Wood Products | Existing | Cooling | RTU | 0 | 0 | 0 | 0 | 0 | 0 | 0 | 0 | 0 | 0 | 0 | 0 | 0 | 0 | 0 | 0 | 0 | 0 | 0 | 0 | 0 | 0
WA | Industrial | Lumber Wood Products | Existing | Cooling | Air-Source Heat Pump | 0 | 0 | 0 | 0 | 0 | 0 | 0 | 0 | 0 | 0 | 0 | 0 | 0 | 0 | 0 | 0 | 0 | 0 | 0 | 0 | 0 | 0
WA | Industrial | Lumber Wood Products | Existing | Cooling | Geothermal Heat Pump | 0 | 0 | 0 | 0 | 0 | 0 | 0 | 0 | 0 | 0 | 0 | 0 | 0 | 0 | 0 | 0 | 0 | 0 | 0 | 0 | 0 | 0
WA | Industrial | Lumber Wood Products | Existing | Space Heating | Electric Furnace | 0 | 0 | 0 | 0 | 0 | 0 | 0 | 0 | 0 | 0 | 0 | 0 | 0 | 0 | 0 | 0 | 0 | 0 | 0 | 0 | 0 | 0
WA | Industrial | Lumber Wood Products | Existing | Space Heating | Electric Room Heat | 0 | 0 | 0 | 0 | 0 | 0 | 0 | 0 | 0 | 0 | 0 | 0 | 0 | 0 | 0 | 0 | 0 | 0 | 0 | 0 | 0 | 0
WA | Industrial | Lumber Wood Products | Existing | Space Heating | Air-Source Heat Pump | 0 | 0 | 0 | 0 | 0 | 0 | 0 | 0 | 0 | 0 | 0 | 0 | 0 | 0 | 0 | 0 | 0 | 0 | 0 | 0 | 0 | 0
WA | Industrial | Lumber Wood Products | Existing | Space Heating | Geothermal Heat Pump | 0 | 0 | 0 | 0 | 0 | 0 | 0 | 0 | 0 | 0 | 0 | 0 | 0 | 0 | 0 | 0 | 0 | 0 | 0 | 0 | 0 | 0
WA | Industrial | Lumber Wood Products | Existing | Ventilation | Ventilation | 0 | 0 | 0 | 0 | 0 | 0 | 0 | 0 | 0 | 0 | 0 | 0 | 0 | 0 | 0 | 0 | 0 | 0 | 0 | 0 | 0 | 0
WA | Industrial | Lumber Wood Products | Existing | Interior Lighting | General Service Lighting | 0.023722 | 0.022646 | 0.021326 | 0.019844 | 0.017854 | 0.015834 | 0.014297 | 0.01308 | 0.012094 | 0.011251 | 0.010563 | 0.009989 | 0.0095245 | 0.009125 | 0.0087437 | 0.0084017 | 0.0080917 | 0.0078084 | 0.007552 | 0.0072776 | 0.0070103 | 0.0067525
WA | Industrial | Lumber Wood Products | Existing | Interior Lighting | High-Bay Lighting | 0.14402 | 0.14153 | 0.13909 | 0.13669 | 0.13378 | 0.13119 | 0.12893 | 0.12671 | 0.12452 | 0.12237 | 0.12026 | 0.11819 | 0.11615 | 0.11408 | 0.11195 | 0.10981 | 0.10766 | 0.1056 | 0.10362 | 0.10171 | 0.099858 | 0.098059
WA | Industrial | Lumber Wood Products | Existing | Interior Lighting | Linear Lighting | 0.077787 | 0.076391 | 0.075005 | 0.073631 | 0.071903 | 0.070344 | 0.068955 | 0.067584 | 0.066234 | 0.064853 | 0.063494 | 0.062159 | 0.060848 | 0.05956 | 0.058261 | 0.056987 | 0.055738 | 0.054513 | 0.053314 | 0.052139 | 0.051027 | 0.049963
WA | Industrial | Lumber Wood Products | Existing | Exterior Lighting | General Service Lighting | 0.025171 | 0.023583 | 0.021286 | 0.018566 | 0.016228 | 0.014644 | 0.013508 | 0.012612 | 0.011855 | 0.011213 | 0.010678 | 0.010208 | 0.0098382 | 0.0095077 | 0.0091703 | 0.0088583 | 0.0085666 | 0.0082923 | 0.0080367 | 0.0077291 | 0.0074007 | 0.0070701
WA | Industrial | Lumber Wood Products | Existing | Exterior Lighting | Area Lighting | 0.058863 | 0.057848 | 0.05685 | 0.05587 | 0.054679 | 0.053621 | 0.052696 | 0.051788 | 0.050895 | 0.050017 | 0.049155 | 0.048267 | 0.047324 | 0.046343 | 0.045277 | 0.04419 | 0.043091 | 0.042083 | 0.041149 | 0.040276 | 0.039453 | 0.038671
WA | Industrial | Lumber Wood Products | Existing | Exterior Lighting | Linear Lighting | 0.061773 | 0.060665 | 0.059564 | 0.058473 | 0.057101 | 0.055863 | 0.05476 | 0.053671 | 0.052599 | 0.051502 | 0.050423 | 0.049363 | 0.048321 | 0.047299 | 0.046267 | 0.045255 | 0.044263 | 0.043291 | 0.042339 | 0.041406 | 0.040522 | 0.039677
WA | Industrial | Lumber Wood Products | Existing | Motors | Pumps | 0.57078 | 0.56094 | 0.55127 | 0.54177 | 0.53021 | 0.51995 | 0.51099 | 0.50218 | 0.49352 | 0.48501 | 0.47665 | 0.46843 | 0.46035 | 0.45242 | 0.44462 | 0.43695 | 0.42942 | 0.42201 | 0.41474 | 0.40759 | 0.40056 | 0.39365
WA | Industrial | Lumber Wood Products | Existing | Motors | Fans & Blowers | 0.55597 | 0.54638 | 0.53696 | 0.5277 | 0.51645 | 0.50646 | 0.49772 | 0.48914 | 0.48071 | 0.47242 | 0.46428 | 0.45627 | 0.4484 | 0.44067 | 0.43308 | 0.42561 | 0.41827 | 0.41106 | 0.40397 | 0.39701 | 0.39016 | 0.38343
WA | Industrial | Lumber Wood Products | Existing | Motors | Compressed Air | 0.37168 | 0.36527 | 0.35897 | 0.35278 | 0.34526 | 0.33858 | 0.33274 | 0.327 | 0.32137 | 0.31583 | 0.31038 | 0.30503 | 0.29977 | 0.2946 | 0.28952 | 0.28453 | 0.27962 | 0.2748 | 0.27007 | 0.26541 | 0.26083 | 0.25634
WA | Industrial | Lumber Wood Products | Existing | Motors | Material Handling | 4.4123 | 4.3362 | 4.2615 | 4.188 | 4.0987 | 4.0193 | 3.95 | 3.8819 | 3.815 | 3.7492 | 3.6846 | 3.6211 | 3.5586 | 3.4973 | 3.437 | 3.3777 | 3.3195 | 3.2623 | 3.206 | 3.1507 | 3.0964 | 3.043
WA | Industrial | Lumber Wood Products | Existing | Motors | Other Motors | 0.025272 | 0.024836 | 0.024408 | 0.023987 | 0.023475 | 0.023021 | 0.022624 | 0.022234 | 0.021851 | 0.021474 | 0.021104 | 0.02074 | 0.020382 | 0.020031 | 0.019686 | 0.019346 | 0.019013 | 0.018685 | 0.018363 | 0.018046 | 0.017735 | 0.017429
WA | Industrial | Lumber Wood Products | Existing | Process | Process Heating | 0 | 0 | 0 | 0 | 0 | 0 | 0 | 0 | 0 | 0 | 0 | 0 | 0 | 0 | 0 | 0 | 0 | 0 | 0 | 0 | 0 | 0
WA | Industrial | Lumber Wood Products | Existing | Process | Process Cooling | 0 | 0 | 0 | 0 | 0 | 0 | 0 | 0 | 0 | 0 | 0 | 0 | 0 | 0 | 0 | 0 | 0 | 0 | 0 | 0 | 0 | 0
WA | Industrial | Lumber Wood Products | Existing | Process | Process Refrigeration | 0 | 0 | 0 | 0 | 0 | 0 | 0 | 0 | 0 | 0 | 0 | 0 | 0 | 0 | 0 | 0 | 0 | 0 | 0 | 0 | 0 | 0
WA | Industrial | Lumber Wood Products | Existing | Process | Process Electrochemical | 0 | 0 | 0 | 0 | 0 | 0 | 0 | 0 | 0 | 0 | 0 | 0 | 0 | 0 | 0 | 0 | 0 | 0 | 0 | 0 | 0 | 0
WA | Industrial | Lumber Wood Products | Existing | Process | Process Other | 0 | 0 | 0 | 0 | 0 | 0 | 0 | 0 | 0 | 0 | 0 | 0 | 0 | 0 | 0 | 0 | 0 | 0 | 0 | 0 | 0 | 0
WA | Industrial | Lumber Wood Products | Existing | Miscellaneous | Miscellaneous | 0 | 0 | 0 | 0 | 0 | 0 | 0 | 0 | 0 | 0 | 0 | 0 | 0 | 0 | 0 | 0 | 0 | 0 | 0 | 0 | 0 | 0
WA | Industrial | Lumber Wood Products | New | Cooling | Air-Cooled Chiller | 0 | 0 | 0 | 0 | 0 | 0 | 0 | 0 | 0 | 0 | 0 | 0 | 0 | 0 | 0 | 0 | 0 | 0 | 0 | 0 | 0 | 0
WA | Industrial | Lumber Wood Products | New | Cooling | Water-Cooled Chiller | 0 | 0 | 0 | 0 | 0 | 0 | 0 | 0 | 0 | 0 | 0 | 0 | 0 | 0 | 0 | 0 | 0 | 0 | 0 | 0 | 0 | 0
WA | Industrial | Lumber Wood Products | New | Cooling | RTU | 0 | 0 | 0 | 0 | 0 | 0 | 0 | 0 | 0 | 0 | 0 | 0 | 0 | 0 | 0 | 0 | 0 | 0 | 0 | 0 | 0 | 0
WA | Industrial | Lumber Wood Products | New | Cooling | Air-Source Heat Pump | 0 | 0 | 0 | 0 | 0 | 0 | 0 | 0 | 0 | 0 | 0 | 0 | 0 | 0 | 0 | 0 | 0 | 0 | 0 | 0 | 0 | 0
WA | Industrial | Lumber Wood Products | New | Cooling | Geothermal Heat Pump | 0 | 0 | 0 | 0 | 0 | 0 | 0 | 0 | 0 | 0 | 0 | 0 | 0 | 0 | 0 | 0 | 0 | 0 | 0 | 0 | 0 | 0
WA | Industrial | Lumber Wood Products | New | Space Heating | Electric Furnace | 0 | 0 | 0 | 0 | 0 | 0 | 0 | 0 | 0 | 0 | 0 | 0 | 0 | 0 | 0 | 0 | 0 | 0 | 0 | 0 | 0 | 0
WA | Industrial | Lumber Wood Products | New | Space Heating | Electric Room Heat | 0 | 0 | 0 | 0 | 0 | 0 | 0 | 0 | 0 | 0 | 0 | 0 | 0 | 0 | 0 | 0 | 0 | 0 | 0 | 0 | 0 | 0
WA | Industrial | Lumber Wood Products | New | Space Heating | Air-Source Heat Pump | 0 | 0 | 0 | 0 | 0 | 0 | 0 | 0 | 0 | 0 | 0 | 0 | 0 | 0 | 0 | 0 | 0 | 0 | 0 | 0 | 0 | 0
WA | Industrial | Lumber Wood Products | New | Space Heating | Geothermal Heat Pump | 0 | 0 | 0 | 0 | 0 | 0 | 0 | 0 | 0 | 0 | 0 | 0 | 0 | 0 | 0 | 0 | 0 | 0 | 0 | 0 | 0 | 0
WA | Industrial | Lumber Wood Products | New | Ventilation | Ventilation | 0 | 0 | 0 | 0 | 0 | 0 | 0 | 0 | 0 | 0 | 0 | 0 | 0 | 0 | 0 | 0 | 0 | 0 | 0 | 0 | 0 | 0
WA | Industrial | Lumber Wood Products | New | Interior Lighting | General Service Lighting | 0 | 0.00031281 | 0.00062714 | 0.00094532 | 0.0011273 | 0.0013054 | 0.0015062 | 0.0017626 | 0.001969 | 0.0021779 | 0.0023918 | 0.0026183 | 0.0027752 | 0.0029518 | 0.0031106 | 0.0032977 | 0.003432 | 0.0035989 | 0.0037511 | 0.0039069 | 0.0040047 | 0.0041318
WA | Industrial | Lumber Wood Products | New | Interior Lighting | High-Bay Lighting | 0 | 0.0030859 | 0.0061869 | 0.0093259 | 0.011509 | 0.013645 | 0.016186 | 0.019483 | 0.022241 | 0.025342 | 0.02848 | 0.031788 | 0.034112 | 0.036689 | 0.039267 | 0.042268 | 0.044561 | 0.047324 | 0.049859 | 0.052684 | 0.054656 | 0.057006
WA | Industrial | Lumber Wood Products | New | Interior Lighting | Linear Lighting | 0 | 0.0017054 | 0.0034192 | 0.0051539 | 0.0063468 | 0.0075142 | 0.008903 | 0.010705 | 0.012212 | 0.013893 | 0.015594 | 0.017387 | 0.018651 | 0.020056 | 0.021461 | 0.023095 | 0.024348 | 0.025855 | 0.02724 | 0.028783 | 0.029845 | 0.031094
WA | Industrial | Lumber Wood Products | New | Exterior Lighting | General Service Lighting | 0 | 0.00033191 | 0.00066543 | 0.001003 | 0.0011961 | 0.0013851 | 0.0015982 | 0.0018703 | 0.0020892 | 0.0023108 | 0.0025378 | 0.0027782 | 0.0029446 | 0.0031321 | 0.0033005 | 0.0034991 | 0.0036416 | 0.0038186 | 0.0039801 | 0.0041455 | 0.0042492 | 0.0043841
WA | Industrial | Lumber Wood Products | New | Exterior Lighting | Area Lighting | 0 | 0.001338 | 0.0026824 | 0.0040434 | 0.0049793 | 0.0058953 | 0.0069849 | 0.008399 | 0.0095815 | 0.010901 | 0.012237 | 0.013645 | 0.014632 | 0.015725 | 0.016808 | 0.018069 | 0.019031 | 0.020191 | 0.021253 | 0.022438 | 0.023262 | 0.024247
WA | Industrial | Lumber Wood Products | New | Exterior Lighting | Linear Lighting | 0 | 0.0013543 | 0.0027153 | 0.0040929 | 0.0050402 | 0.0059673 | 0.0070702 | 0.0085014 | 0.0096984 | 0.011033 | 0.012384 | 0.013808 | 0.014811 | 0.015927 | 0.017043 | 0.018341 | 0.019335 | 0.020532 | 0.021632 | 0.022857 | 0.023701 | 0.024693
WA | Industrial | Lumber Wood Products | New | Motors | Pumps | 0 | 0.012974 | 0.026011 | 0.039208 | 0.048549 | 0.05769 | 0.068565 | 0.082678 | 0.09448 | 0.10789 | 0.12147 | 0.13578 | 0.14586 | 0.15708 | 0.16844 | 0.18167 | 0.1918 | 0.20399 | 0.2152 | 0.22768 | 0.23644 | 0.24684
WA | Industrial | Lumber Wood Products | New | Motors | Fans & Blowers | 0 | 0.012637 | 0.025336 | 0.03819 | 0.047289 | 0.056193 | 0.066786 | 0.080532 | 0.092028 | 0.10509 | 0.11832 | 0.13225 | 0.14208 | 0.153 | 0.16407 | 0.17695 | 0.18682 | 0.1987 | 0.20961 | 0.22177 | 0.2303 | 0.24044
WA | Industrial | Lumber Wood Products | New | Motors | Compressed Air | 0 | 0.0084483 | 0.016938 | 0.025531 | 0.031614 | 0.037567 | 0.044648 | 0.053838 | 0.061523 | 0.070257 | 0.079097 | 0.088416 | 0.094982 | 0.10229 | 0.10969 | 0.1183 | 0.12489 | 0.13283 | 0.14013 | 0.14826 | 0.15396 | 0.16074
WA | Industrial | Lumber Wood Products | New | Motors | Material Handling | 0 | 0.10029 | 0.20107 | 0.30309 | 0.37529 | 0.44596 | 0.53003 | 0.63912 | 0.73035 | 0.83404 | 0.93898 | 1.0496 | 1.1276 | 1.2143 | 1.3021 | 1.4043 | 1.4826 | 1.5769 | 1.6635 | 1.76 | 1.8277 | 1.9082
WA | Industrial | Lumber Wood Products | New | Motors | Other Motors | 0 | 0.00057443 | 0.0011517 | 0.001736 | 0.0021495 | 0.0025543 | 0.0030358 | 0.0036606 | 0.0041831 | 0.004777 | 0.0053781 | 0.0060117 | 0.0064581 | 0.0069547 | 0.0074579 | 0.0080433 | 0.008492 | 0.0090318 | 0.0095281 | 0.010081 | 0.010469 | 0.010929
WA | Industrial | Lumber Wood Products | New | Process | Process Heating | 0 | 0 | 0 | 0 | 0 | 0 | 0 | 0 | 0 | 0 | 0 | 0 | 0 | 0 | 0 | 0 | 0 | 0 | 0 | 0 | 0 | 0
WA | Industrial | Lumber Wood Products | New | Process | Process Cooling | 0 | 0 | 0 | 0 | 0 | 0 | 0 | 0 | 0 | 0 | 0 | 0 | 0 | 0 | 0 | 0 | 0 | 0 | 0 | 0 | 0 | 0
WA | Industrial | Lumber Wood Products | New | Process | Process Refrigeration | 0 | 0 | 0 | 0 | 0 | 0 | 0 | 0 | 0 | 0 | 0 | 0 | 0 | 0 | 0 | 0 | 0 | 0 | 0 | 0 | 0 | 0
WA | Industrial | Lumber Wood Products | New | Process | Process Electrochemical | 0 | 0 | 0 | 0 | 0 | 0 | 0 | 0 | 0 | 0 | 0 | 0 | 0 | 0 | 0 | 0 | 0 | 0 | 0 | 0 | 0 | 0
WA | Industrial | Lumber Wood Products | New | Process | Process Other | 0 | 0 | 0 | 0 | 0 | 0 | 0 | 0 | 0 | 0 | 0 | 0 | 0 | 0 | 0 | 0 | 0 | 0 | 0 | 0 | 0 | 0
WA | Industrial | Lumber Wood Products | New | Miscellaneous | Miscellaneous | 0 | 0 | 0 | 0 | 0 | 0 | 0 | 0 | 0 | 0 | 0 | 0 | 0 | 0 | 0 | 0 | 0 | 0 | 0 | 0 | 0 | 0
WA | Industrial | Metal Mfg | Existing | Cooling | Air-Cooled Chiller | 0.041595 | 0.040872 | 0.040162 | 0.039464 | 0.038616 | 0.038182 | 0.037831 | 0.037481 | 0.037132 | 0.036784 | 0.036437 | 0.036091 | 0.035746 | 0.035403 | 0.035061 | 0.034774 | 0.034487 | 0.034199 | 0.033912 | 0.033624 | 0.033337 | 0.033049
WA | Industrial | Metal Mfg | Existing | Cooling | Water-Cooled Chiller | 0.048185 | 0.047354 | 0.046538 | 0.045735 | 0.04476 | 0.044264 | 0.043864 | 0.043465 | 0.043067 | 0.042669 | 0.042273 | 0.041877 | 0.041483 | 0.041089 | 0.040697 | 0.040369 | 0.040039 | 0.039709 | 0.039379 | 0.039048 | 0.038717 | 0.038385
WA | Industrial | Metal Mfg | Existing | Cooling | RTU | 0.29391 | 0.28885 | 0.28264 | 0.27642 | 0.2691 | 0.26461 | 0.26064 | 0.25662 | 0.25257 | 0.24849 | 0.2444 | 0.2403 | 0.2362 | 0.23224 | 0.22851 | 0.22532 | 0.22231 | 0.21943 | 0.21669 | 0.21406 | 0.21154 | 0.2091
WA | Industrial | Metal Mfg | Existing | Cooling | Air-Source Heat Pump | 0.040502 | 0.039674 | 0.038742 | 0.037816 | 0.036745 | 0.036069 | 0.035472 | 0.034878 | 0.034289 | 0.033707 | 0.033134 | 0.032572 | 0.03203 | 0.031514 | 0.031022 | 0.0306 | 0.030195 | 0.029806 | 0.029432 | 0.029071 | 0.028722 | 0.028383
WA | Industrial | Metal Mfg | Existing | Cooling | Geothermal Heat Pump | 0 | 0 | 0 | 0 | 0 | 0 | 0 | 0 | 0 | 0 | 0 | 0 | 0 | 0 | 0 | 0 | 0 | 0 | 0 | 0 | 0 | 0
WA | Industrial | Metal Mfg | Existing | Space Heating | Electric Furnace | 0.041643 | 0.040925 | 0.04022 | 0.039702 | 0.038683 | 0.037785 | 0.036986 | 0.036365 | 0.035438 | 0.034687 | 0.033952 | 0.03338 | 0.032526 | 0.031835 | 0.031158 | 0.03064 | 0.029862 | 0.029233 | 0.028618 | 0.02814 | 0.027424 | 0.026845
WA | Industrial | Metal Mfg | Existing | Space Heating | Electric Room Heat | 0.21452 | 0.21082 | 0.20719 | 0.20452 | 0.19927 | 0.19465 | 0.19053 | 0.18733 | 0.18256 | 0.17869 | 0.1749 | 0.17195 | 0.16756 | 0.164 | 0.16051 | 0.15784 | 0.15383 | 0.15059 | 0.14742 | 0.14496 | 0.14127 | 0.13829
WA | Industrial | Metal Mfg | Existing | Space Heating | Air-Source Heat Pump | 0.055006 | 0.054058 | 0.053073 | 0.052333 | 0.050932 | 0.049688 | 0.048574 | 0.047693 | 0.046411 | 0.045361 | 0.044331 | 0.043517 | 0.042339 | 0.041383 | 0.040452 | 0.039734 | 0.038685 | 0.037835 | 0.037006 | 0.03636 | 0.03541 | 0.03464
WA | Industrial | Metal Mfg | Existing | Space Heating | Geothermal Heat Pump | 0 | 0 | 0 | 0 | 0 | 0 | 0 | 0 | 0 | 0 | 0 | 0 | 0 | 0 | 0 | 0 | 0 | 0 | 0 | 0 | 0 | 0
WA | Industrial | Metal Mfg | Existing | Ventilation | Ventilation | 0.91782 | 0.89221 | 0.86654 | 0.841 | 0.81248 | 0.78456 | 0.75895 | 0.734 | 0.70981 | 0.68653 | 0.66414 | 0.64271 | 0.62227 | 0.60284 | 0.58444 | 0.56708 | 0.55077 | 0.53536 | 0.52076 | 0.50686 | 0.49362 | 0.48109
WA | Industrial | Metal Mfg | Existing | Interior Lighting | General Service Lighting | 0.083061 | 0.079292 | 0.074672 | 0.069481 | 0.062512 | 0.05544 | 0.050058 | 0.045797 | 0.042346 | 0.039394 | 0.036987 | 0.034975 | 0.033349 | 0.03195 | 0.030615 | 0.029418 | 0.028332 | 0.02734 | 0.026442 | 0.025482 | 0.024546 | 0.023643
WA | Industrial | Metal Mfg | Existing | Interior Lighting | High-Bay Lighting | 0.50425 | 0.49556 | 0.48701 | 0.47862 | 0.46841 | 0.45935 | 0.45143 | 0.44364 | 0.43599 | 0.42848 | 0.42109 | 0.41383 | 0.40669 | 0.39943 | 0.39198 | 0.38447 | 0.37695 | 0.36974 | 0.36281 | 0.35612 | 0.34964 | 0.34334
WA | Industrial | Metal Mfg | Existing | Interior Lighting | Linear Lighting | 0.27236 | 0.26747 | 0.26262 | 0.25781 | 0.25176 | 0.2463 | 0.24144 | 0.23664 | 0.23191 | 0.22707 | 0.22232 | 0.21764 | 0.21305 | 0.20854 | 0.20399 | 0.19953 | 0.19516 | 0.19087 | 0.18667 | 0.18256 | 0.17866 | 0.17494
WA | Industrial | Metal Mfg | Existing | Exterior Lighting | General Service Lighting | 0.088133 | 0.082573 | 0.07453 | 0.065006 | 0.056819 | 0.051273 | 0.047296 | 0.044159 | 0.041509 | 0.039259 | 0.037388 | 0.035741 | 0.034447 | 0.03329 | 0.032109 | 0.031016 | 0.029995 | 0.029034 | 0.02814 | 0.027062 | 0.025913 | 0.024755
WA | Industrial | Metal Mfg | Existing | Exterior Lighting | Area Lighting | 0.2061 | 0.20255 | 0.19906 | 0.19562 | 0.19145 | 0.18775 | 0.18451 | 0.18133 | 0.1782 | 0.17513 | 0.17211 | 0.169 | 0.1657 | 0.16227 | 0.15853 | 0.15473 | 0.15088 | 0.14735 | 0.14408 | 0.14102 | 0.13814 | 0.1354
WA | Industrial | Metal Mfg | Existing | Exterior Lighting | Linear Lighting | 0.21629 | 0.21241 | 0.20856 | 0.20474 | 0.19993 | 0.1956 | 0.19173 | 0.18792 | 0.18417 | 0.18033 | 0.17655 | 0.17284 | 0.16919 | 0.16561 | 0.162 | 0.15846 | 0.15498 | 0.15158 | 0.14824 | 0.14498 | 0.14188 | 0.13893
WA | Industrial | Metal Mfg | Existing | Motors | Pumps | 1.6084 | 1.5807 | 1.5535 | 1.5267 | 1.4941 | 1.4652 | 1.4399 | 1.4151 | 1.3907 | 1.3667 | 1.3432 | 1.32 | 1.2973 | 1.2749 | 1.2529 | 1.2313 | 1.2101 | 1.1892 | 1.1687 | 1.1486 | 1.1288 | 1.1093
WA | Industrial | Metal Mfg | Existing | Motors | Fans & Blowers | 0.85166 | 0.83698 | 0.82254 | 0.80836 | 0.79112 | 0.77581 | 0.76244 | 0.74929 | 0.73637 | 0.72368 | 0.7112 | 0.69894 | 0.68689 | 0.67504 | 0.6634 | 0.65197 | 0.64073 | 0.62968 | 0.61882 | 0.60815 | 0.59767 | 0.58736
WA | Industrial | Metal Mfg | Existing | Motors | Compressed Air | 1.0867 | 1.0679 | 1.0495 | 1.0314 | 1.0094 | 0.9899 | 0.97283 | 0.95606 | 0.93957 | 0.92337 | 0.90745 | 0.89181 | 0.87643 | 0.86132 | 0.84647 | 0.83188 | 0.81753 | 0.80344 | 0.78959 | 0.77597 | 0.76259 | 0.74945
WA | Industrial | Metal Mfg | Existing | Motors | Material Handling | 4.2955 | 4.2214 | 4.1486 | 4.0771 | 3.9902 | 3.9129 | 3.8455 | 3.7792 | 3.714 | 3.65 | 3.5871 | 3.5252 | 3.4644 | 3.4047 | 3.346 | 3.2883 | 3.2316 | 3.1759 | 3.1211 | 3.0673 | 3.0144 | 2.9625
WA | Industrial | Metal Mfg | Existing | Motors | Other Motors | 1.2759 | 1.2539 | 1.2323 | 1.211 | 1.1852 | 1.1622 | 1.1422 | 1.1225 | 1.1032 | 1.0841 | 1.0654 | 1.0471 | 1.029 | 1.0113 | 0.99385 | 0.97671 | 0.95987 | 0.94332 | 0.92706 | 0.91108 | 0.89537 | 0.87993
WA | Industrial | Metal Mfg | Existing | Process | Process Heating | 1.4678 | 1.4425 | 1.4176 | 1.3931 | 1.3634 | 1.337 | 1.314 | 1.2913 | 1.2691 | 1.2472 | 1.2257 | 1.2046 | 1.1838 | 1.1634 | 1.1433 | 1.1236 | 1.1042 | 1.0852 | 1.0665 | 1.0481 | 1.03 | 1.0123
WA | Industrial | Metal Mfg | Existing | Process | Process Cooling | 0 | 0 | 0 | 0 | 0 | 0 | 0 | 0 | 0 | 0 | 0 | 0 | 0 | 0 | 0 | 0 | 0 | 0 | 0 | 0 | 0 | 0
WA | Industrial | Metal Mfg | Existing | Process | Process Refrigeration | 0 | 0 | 0 | 0 | 0 | 0 | 0 | 0 | 0 | 0 | 0 | 0 | 0 | 0 | 0 | 0 | 0 | 0 | 0 | 0 | 0 | 0
WA | Industrial | Metal Mfg | Existing | Process | Process Electrochemical | 0.29359 | 0.28853 | 0.28356 | 0.27867 | 0.27272 | 0.26745 | 0.26283 | 0.2583 | 0.25385 | 0.24947 | 0.24517 | 0.24094 | 0.23679 | 0.23271 | 0.2287 | 0.22475 | 0.22088 | 0.21707 | 0.21333 | 0.20965 | 0.20603 | 0.20248
WA | Industrial | Metal Mfg | Existing | Process | Process Other | 0.27346 | 0.26875 | 0.26411 | 0.25956 | 0.25402 | 0.24911 | 0.24481 | 0.24059 | 0.23644 | 0.23237 | 0.22836 | 0.22442 | 0.22055 | 0.21675 | 0.21301 | 0.20934 | 0.20573 | 0.20219 | 0.1987 | 0.19527 | 0.19191 | 0.1886
WA | Industrial | Metal Mfg | Existing | Miscellaneous | Miscellaneous | 0 | 0 | 0 | 0 | 0 | 0 | 0 | 0 | 0 | 0 | 0 | 0 | 0 | 0 | 0 | 0 | 0 | 0 | 0 | 0 | 0 | 0
WA | Industrial | Metal Mfg | New | Cooling | Air-Cooled Chiller | 0 | 0.00094242 | 0.0018894 | 0.002848 | 0.0035265 | 0.0042259 | 0.0050645 | 0.0061575 | 0.0070943 | 0.0081675 | 0.0092695 | 0.010445 | 0.01131 | 0.012275 | 0.013267 | 0.014442 | 0.015388 | 0.016516 | 0.017582 | 0.018769 | 0.019665 | 0.020711
WA | Industrial | Metal Mfg | New | Cooling | Water-Cooled Chiller | 0 | 0.0010952 | 0.0021958 | 0.0033099 | 0.0040984 | 0.0049112 | 0.0058858 | 0.0071561 | 0.0082448 | 0.009492 | 0.010773 | 0.012139 | 0.013144 | 0.014266 | 0.015418 | 0.016784 | 0.017884 | 0.019195 | 0.020433 | 0.021813 | 0.022854 | 0.02407
WA | Industrial | Metal Mfg | New | Cooling | RTU | 0 | 0.0066807 | 0.012532 | 0.018455 | 0.022648 | 0.026976 | 0.032165 | 0.038925 | 0.044721 | 0.051359 | 0.058176 | 0.065444 | 0.070796 | 0.076668 | 0.082708 | 0.089892 | 0.095672 | 0.10258 | 0.10911 | 0.1164 | 0.12189 | 0.12831
WA | Industrial | Metal Mfg | New | Cooling | Air-Source Heat Pump | 0 | 0.00086308 | 0.0016504 | 0.0024474 | 0.0030115 | 0.0035936 | 0.0042914 | 0.0052008 | 0.0059803 | 0.0068732 | 0.00779 | 0.0087678 | 0.0094798 | 0.010276 | 0.011095 | 0.012066 | 0.012848 | 0.013781 | 0.014663 | 0.015646 | 0.016387 | 0.017254
WA | Industrial | Metal Mfg | New | Cooling | Geothermal Heat Pump | 0 | 0 | 0 | 0 | 0 | 0 | 0 | 0 | 0 | 0 | 0 | 0 | 0 | 0 | 0 | 0 | 0 | 0 | 0 | 0 | 0 | 0
WA | Industrial | Metal Mfg | New | Space Heating | Electric Furnace | 0 | 0.00094656 | 0.0018977 | 0.0028733 | 0.003542 | 0.0041924 | 0.0049629 | 0.0059872 | 0.0067843 | 0.0077164 | 0.0086523 | 0.0096756 | 0.010306 | 0.011053 | 0.011804 | 0.012739 | 0.013338 | 0.014131 | 0.014849 | 0.015719 | 0.016188 | 0.016833
WA | Industrial | Metal Mfg | New | Space Heating | Electric Room Heat | 0 | 0.0048761 | 0.009776 | 0.014801 | 0.018247 | 0.021597 | 0.025566 | 0.030842 | 0.034949 | 0.03975 | 0.044571 | 0.049843 | 0.05309 | 0.056939 | 0.060809 | 0.065623 | 0.068708 | 0.072793 | 0.076495 | 0.080976 | 0.083389 | 0.086716
WA | Industrial | Metal Mfg | New | Space Heating | Air-Source Heat Pump | 0 | 0.0012503 | 0.0024697 | 0.0037206 | 0.0045778 | 0.0054114 | 0.0063991 | 0.0077123 | 0.0087339 | 0.0099287 | 0.011128 | 0.01244 | 0.013245 | 0.0142 | 0.01516 | 0.016356 | 0.017121 | 0.018136 | 0.019055 | 0.020169 | 0.020768 | 0.021594
WA | Industrial | Metal Mfg | New | Space Heating | Geothermal Heat Pump | 0 | 0 | 0 | 0 | 0 | 0 | 0 | 0 | 0 | 0 | 0 | 0 | 0 | 0 | 0 | 0 | 0 | 0 | 0 | 0 | 0 | 0
WA | Industrial | Metal Mfg | New | Ventilation | Ventilation | 0 | 0.015743 | 0.031563 | 0.047577 | 0.058965 | 0.06918 | 0.081332 | 0.097101 | 0.11029 | 0.12533 | 0.14055 | 0.15659 | 0.1679 | 0.18047 | 0.19321 | 0.20804 | 0.2194 | 0.23296 | 0.24532 | 0.25899 | 0.26844 | 0.27976
WA | Industrial | Metal Mfg | New | Interior Lighting | General Service Lighting | 0 | 0.0010953 | 0.0021958 | 0.0033099 | 0.0039471 | 0.0045708 | 0.0052738 | 0.0061717 | 0.0068941 | 0.0076255 | 0.0083744 | 0.0091677 | 0.0097169 | 0.010335 | 0.010891 | 0.011547 | 0.012017 | 0.012601 | 0.013134 | 0.01368 | 0.014022 | 0.014467
WA | Industrial | Metal Mfg | New | Interior Lighting | High-Bay Lighting | 0 | 0.010805 | 0.021663 | 0.032654 | 0.040296 | 0.047775 | 0.056672 | 0.068218 | 0.077874 | 0.088731 | 0.09972 | 0.1113 | 0.11944 | 0.12846 | 0.13749 | 0.148 | 0.15602 | 0.1657 | 0.17457 | 0.18447 | 0.19137 | 0.1996
WA | Industrial | Metal Mfg | New | Interior Lighting | Linear Lighting | 0 | 0.0059714 | 0.011972 | 0.018046 | 0.022222 | 0.02631 | 0.031173 | 0.037483 | 0.04276 | 0.048645 | 0.054601 | 0.06088 | 0.065304 | 0.070224 | 0.075143 | 0.080865 | 0.08525 | 0.090527 | 0.095377 | 0.10078 | 0.1045 | 0.10887
WA | Industrial | Metal Mfg | New | Exterior Lighting | General Service Lighting | 0 | 0.0011621 | 0.0023299 | 0.0035121 | 0.0041882 | 0.0048498 | 0.0055958 | 0.0065485 | 0.0073151 | 0.0080911 | 0.0088858 | 0.0097275 | 0.01031 | 0.010967 | 0.011556 | 0.012252 | 0.01275 | 0.013371 | 0.013936 | 0.014515 | 0.014878 | 0.01535
WA | Industrial | Metal Mfg | New | Exterior Lighting | Area Lighting | 0 | 0.0046847 | 0.0093922 | 0.014157 | 0.017434 | 0.020642 | 0.024457 | 0.029408 | 0.033549 | 0.03817 | 0.042847 | 0.047778 | 0.051232 | 0.055059 | 0.05885 | 0.063268 | 0.066634 | 0.070695 | 0.074415 | 0.078564 | 0.08145 | 0.084897
WA | Industrial | Metal Mfg | New | Exterior Lighting | Linear Lighting | 0 | 0.0047421 | 0.0095073 | 0.014331 | 0.017648 | 0.020894 | 0.024756 | 0.029767 | 0.033958 | 0.038631 | 0.043361 | 0.048347 | 0.05186 | 0.055768 | 0.059674 | 0.064218 | 0.0677 | 0.071891 | 0.075743 | 0.080032 | 0.082986 | 0.086459
WA | Industrial | Metal Mfg | New | Motors | Pumps | 0 | 0.03656 | 0.073298 | 0.11049 | 0.13681 | 0.16257 | 0.19322 | 0.23298 | 0.26624 | 0.30404 | 0.34229 | 0.38262 | 0.41104 | 0.44264 | 0.47467 | 0.51193 | 0.54048 | 0.57484 | 0.60643 | 0.6416 | 0.66629 | 0.6956
WA | Industrial | Metal Mfg | New | Motors | Fans & Blowers | 0 | 0.019358 | 0.038811 | 0.058502 | 0.072439 | 0.086079 | 0.10231 | 0.12336 | 0.14097 | 0.16099 | 0.18124 | 0.20259 | 0.21764 | 0.23437 | 0.25133 | 0.27106 | 0.28618 | 0.30437 | 0.3211 | 0.33972 | 0.35279 | 0.36831
WA | Industrial | Metal Mfg | New | Motors | Compressed Air | 0 | 0.0247 | 0.049521 | 0.074645 | 0.092429 | 0.10983 | 0.13054 | 0.1574 | 0.17987 | 0.20541 | 0.23125 | 0.2585 | 0.2777 | 0.29905 | 0.32069 | 0.34586 | 0.36515 | 0.38836 | 0.4097 | 0.43347 | 0.45014 | 0.46995
WA | Industrial | Metal Mfg | New | Motors | Material Handling | 0 | 0.097637 | 0.19575 | 0.29506 | 0.36536 | 0.43416 | 0.516 | 0.6222 | 0.71102 | 0.81196 | 0.91412 | 1.0218 | 1.0977 | 1.1821 | 1.2676 | 1.3671 | 1.4434 | 1.5352 | 1.6195 | 1.7134 | 1.7794 | 1.8577
WA | Industrial | Metal Mfg | New | Motors | Other Motors | 0 | 0.029001 | 0.058142 | 0.087642 | 0.10852 | 0.12896 | 0.15326 | 0.18481 | 0.21119 | 0.24117 | 0.27152 | 0.30351 | 0.32605 | 0.35112 | 0.37652 | 0.40608 | 0.42873 | 0.45598 | 0.48104 | 0.50894 | 0.52852 | 0.55177
WA | Industrial | Metal Mfg | New | Process | Process Heating | 0 | 0.033362 | 0.066887 | 0.10082 | 0.12484 | 0.14835 | 0.17632 | 0.21261 | 0.24295 | 0.27745 | 0.31235 | 0.34915 | 0.37508 | 0.40392 | 0.43315 | 0.46715 | 0.49321 | 0.52456 | 0.55338 | 0.58548 | 0.60801 | 0.63476
WA | Industrial | Metal Mfg | New | Process | Process Cooling | 0 | 0 | 0 | 0 | 0 | 0 | 0 | 0 | 0 | 0 | 0 | 0 | 0 | 0 | 0 | 0 | 0 | 0 | 0 | 0 | 0 | 0
WA | Industrial | Metal Mfg | New | Process | Process Refrigeration | 0 | 0 | 0 | 0 | 0 | 0 | 0 | 0 | 0 | 0 | 0 | 0 | 0 | 0 | 0 | 0 | 0 | 0 | 0 | 0 | 0 | 0
WA | Industrial | Metal Mfg | New | Process | Process Electrochemical | 0 | 0.0066734 | 0.013379 | 0.020167 | 0.024972 | 0.029674 | 0.035268 | 0.042527 | 0.048597 | 0.055497 | 0.062479 | 0.06984 | 0.075027 | 0.080796 | 0.086642 | 0.093443 | 0.098655 | 0.10493 | 0.11069 | 0.11711 | 0.12162 | 0.12697
WA | Industrial | Metal Mfg | New | Process | Process Other | 0 | 0.0062158 | 0.012462 | 0.018785 | 0.02326 | 0.027639 | 0.03285 | 0.039611 | 0.045265 | 0.051691 | 0.058195 | 0.065051 | 0.069883 | 0.075256 | 0.080701 | 0.087036 | 0.09189 | 0.097732 | 0.1031 | 0.10908 | 0.11328 | 0.11826
WA | Industrial | Metal Mfg | New | Miscellaneous | Miscellaneous | 0 | 0 | 0 | 0 | 0 | 0 | 0 | 0 | 0 | 0 | 0 | 0 | 0 | 0 | 0 | 0 | 0 | 0 | 0 | 0 | 0 | 0
WA | Industrial | Misc. Mfg | Existing | Cooling | Air-Cooled Chiller | 0.33275 | 0.32697 | 0.32129 | 0.3157 | 0.30892 | 0.30545 | 0.30264 | 0.29984 | 0.29705 | 0.29426 | 0.29149 | 0.28872 | 0.28596 | 0.28321 | 0.28048 | 0.27818 | 0.27588 | 0.27359 | 0.27129 | 0.26899 | 0.26669 | 0.26439
WA | Industrial | Misc. Mfg | Existing | Cooling | Water-Cooled Chiller | 0.38547 | 0.37882 | 0.37229 | 0.36587 | 0.35807 | 0.3541 | 0.3509 | 0.34771 | 0.34452 | 0.34135 | 0.33817 | 0.33501 | 0.33185 | 0.32871 | 0.32557 | 0.32294 | 0.32031 | 0.31767 | 0.31502 | 0.31238 | 0.30973 | 0.30707
WA | Industrial | Misc. Mfg | Existing | Cooling | RTU | 2.3512 | 2.3107 | 2.261 | 2.2113 | 2.1528 | 2.1168 | 2.085 | 2.0529 | 2.0205 | 1.9879 | 1.9551 | 1.9223 | 1.8896 | 1.8579 | 1.828 | 1.8025 | 1.7784 | 1.7554 | 1.7335 | 1.7125 | 1.6922 | 1.6727
WA | Industrial | Misc. Mfg | Existing | Cooling | Air-Source Heat Pump | 0.32401 | 0.31739 | 0.30993 | 0.30252 | 0.29395 | 0.28854 | 0.28377 | 0.27901 | 0.2743 | 0.26965 | 0.26506 | 0.26057 | 0.25623 | 0.2521 | 0.24817 | 0.24479 | 0.24155 | 0.23844 | 0.23545 | 0.23256 | 0.22977 | 0.22706
WA | Industrial | Misc. Mfg | Existing | Cooling | Geothermal Heat Pump | 0 | 0 | 0 | 0 | 0 | 0 | 0 | 0 | 0 | 0 | 0 | 0 | 0 | 0 | 0 | 0 | 0 | 0 | 0 | 0 | 0 | 0
WA | Industrial | Misc. Mfg | Existing | Space Heating | Electric Furnace | 0.33314 | 0.32739 | 0.32175 | 0.31761 | 0.30946 | 0.30227 | 0.29588 | 0.29091 | 0.28349 | 0.27749 | 0.27161 | 0.26703 | 0.2602 | 0.25467 | 0.24926 | 0.24511 | 0.23889 | 0.23386 | 0.22893 | 0.22511 | 0.21938 | 0.21475
WA | Industrial | Misc. Mfg | Existing | Space Heating | Electric Room Heat | 1.7161 | 1.6865 | 1.6575 | 1.6361 | 1.5941 | 1.5571 | 1.5242 | 1.4986 | 1.4604 | 1.4295 | 1.3992 | 1.3756 | 1.3404 | 1.3119 | 1.284 | 1.2627 | 1.2306 | 1.2047 | 1.1793 | 1.1596 | 1.1301 | 1.1063
WA | Industrial | Misc. Mfg | Existing | Space Heating | Air-Source Heat Pump | 0.44004 | 0.43245 | 0.42457 | 0.41866 | 0.40744 | 0.39749 | 0.38858 | 0.38153 | 0.37127 | 0.36287 | 0.35464 | 0.34812 | 0.3387 | 0.33105 | 0.32361 | 0.31786 | 0.30947 | 0.30267 | 0.29604 | 0.29087 | 0.28327 | 0.27711
WA | Industrial | Misc. Mfg | Existing | Space Heating | Geothermal Heat Pump | 0 | 0 | 0 | 0 | 0 | 0 | 0 | 0 | 0 | 0 | 0 | 0 | 0 | 0 | 0 | 0 | 0 | 0 | 0 | 0 | 0 | 0
WA | Industrial | Misc. Mfg | Existing | Ventilation | Ventilation | 7.3424 | 7.1375 | 6.9321 | 6.7278 | 6.4997 | 6.2763 | 6.0714 | 5.8718 | 5.6783 | 5.492 | 5.313 | 5.1415 | 4.978 | 4.8226 | 4.6754 | 4.5365 | 4.4061 | 4.2828 | 4.166 | 4.0548 | 3.9489 | 3.8486
WA | Industrial | Misc. Mfg | Existing | Interior Lighting | General Service Lighting | 0.51875 | 0.49521 | 0.46635 | 0.43394 | 0.39041 | 0.34624 | 0.31263 | 0.28602 | 0.26447 | 0.24603 | 0.231 | 0.21844 | 0.20828 | 0.19954 | 0.1912 | 0.18372 | 0.17695 | 0.17075 | 0.16514 | 0.15914 | 0.1533 | 0.14766
WA | Industrial | Misc. Mfg | Existing | Interior Lighting | High-Bay Lighting | 3.1493 | 3.095 | 3.0416 | 2.9892 | 2.9254 | 2.8688 | 2.8193 | 2.7707 | 2.7229 | 2.676 | 2.6299 | 2.5845 | 2.54 | 2.4946 | 2.4481 | 2.4012 | 2.3542 | 2.3092 | 2.2659 | 2.2241 | 2.1836 | 2.1443
WA | Industrial | Misc. Mfg | Existing | Interior Lighting | Linear Lighting | 1.701 | 1.6705 | 1.6402 | 1.6101 | 1.5723 | 1.5382 | 1.5079 | 1.4779 | 1.4484 | 1.4182 | 1.3885 | 1.3593 | 1.3306 | 1.3024 | 1.274 | 1.2462 | 1.2188 | 1.1921 | 1.1658 | 1.1402 | 1.1158 | 1.0926
WA | Industrial | Misc. Mfg | Existing | Exterior Lighting | General Service Lighting | 0.55042 | 0.5157 | 0.46547 | 0.40599 | 0.35486 | 0.32022 | 0.29538 | 0.27579 | 0.25924 | 0.24519 | 0.2335 | 0.22322 | 0.21514 | 0.20791 | 0.20053 | 0.19371 | 0.18733 | 0.18133 | 0.17574 | 0.16902 | 0.16183 | 0.15461
WA | Industrial | Misc. Mfg | Existing | Exterior Lighting | Area Lighting | 1.2872 | 1.265 | 1.2432 | 1.2217 | 1.1957 | 1.1725 | 1.1523 | 1.1325 | 1.1129 | 1.0937 | 1.0749 | 1.0555 | 1.0349 | 1.0134 | 0.9901 | 0.96632 | 0.94229 | 0.92025 | 0.89982 | 0.88073 | 0.86273 | 0.84564
WA | Industrial | Misc. Mfg | Existing | Exterior Lighting | Linear Lighting | 1.3508 | 1.3266 | 1.3025 | 1.2787 | 1.2487 | 1.2216 | 1.1975 | 1.1737 | 1.1502 | 1.1262 | 1.1026 | 1.0794 | 1.0567 | 1.0343 | 1.0117 | 0.98962 | 0.96793 | 0.94667 | 0.92584 | 0.90544 | 0.88612 | 0.86765
WA | Industrial | Misc. Mfg | Existing | Motors | Pumps | 7.7795 | 7.6454 | 7.5135 | 7.384 | 7.2265 | 7.0867 | 6.9645 | 6.8444 | 6.7264 | 6.6104 | 6.4965 | 6.3844 | 6.2744 | 6.1662 | 6.0599 | 5.9554 | 5.8527 | 5.7518 | 5.6526 | 5.5552 | 5.4594 | 5.3653
WA | Industrial | Misc. Mfg | Existing | Motors | Fans & Blowers | 5.4456 | 5.3517 | 5.2595 | 5.1688 | 5.0586 | 4.9607 | 4.8751 | 4.7911 | 4.7085 | 4.6273 | 4.5475 | 4.4691 | 4.3921 | 4.3163 | 4.2419 | 4.1688 | 4.0969 | 4.0263 | 3.9568 | 3.8886 | 3.8216 | 3.7557
WA | Industrial | Misc. Mfg | Existing | Motors | Compressed Air | 5.4456 | 5.3517 | 5.2595 | 5.1688 | 5.0586 | 4.9607 | 4.8751 | 4.7911 | 4.7085 | 4.6273 | 4.5475 | 4.4691 | 4.3921 | 4.3163 | 4.2419 | 4.1688 | 4.0969 | 4.0263 | 3.9568 | 3.8886 | 3.8216 | 3.7557
WA | Industrial | Misc. Mfg | Existing | Motors | Material Handling | 15.559 | 15.2907 | 15.0271 | 14.768 | 14.453 | 14.1733 | 13.929 | 13.6888 | 13.4528 | 13.2209 | 12.9929 | 12.7689 | 12.5487 | 12.3324 | 12.1198 | 11.9108 | 11.7054 | 11.5036 | 11.3053 | 11.1104 | 10.9188 | 10.7305
WA | Industrial | Misc. Mfg | Existing | Motors | Other Motors | 2.3338 | 2.2936 | 2.2541 | 2.2152 | 2.168 | 2.126 | 2.0893 | 2.0533 | 2.0179 | 1.9831 | 1.9489 | 1.9153 | 1.8823 | 1.8499 | 1.818 | 1.7866 | 1.7558 | 1.7255 | 1.6958 | 1.6666 | 1.6378 | 1.6096
WA | Industrial | Misc. Mfg | Existing | Process | Process Heating | 8.5574 | 8.4099 | 8.2649 | 8.1224 | 7.9492 | 7.7953 | 7.6609 | 7.5288 | 7.399 | 7.2715 | 7.1461 | 7.0229 | 6.9018 | 6.7828 | 6.6659 | 6.5509 | 6.438 | 6.327 | 6.2179 | 6.1107 | 6.0053 | 5.9018
WA | Industrial | Misc. Mfg | Existing | Process | Process Cooling | 2.3338 | 2.2936 | 2.2541 | 2.2152 | 2.168 | 2.126 | 2.0893 | 2.0533 | 2.0179 | 1.9831 | 1.9489 | 1.9153 | 1.8823 | 1.8499 | 1.818 | 1.7866 | 1.7558 | 1.7255 | 1.6958 | 1.6666 | 1.6378 | 1.6096
WA | Industrial | Misc. Mfg | Existing | Process | Process Refrigeration | 2.3338 | 2.2936 | 2.2541 | 2.2152 | 2.168 | 2.126 | 2.0893 | 2.0533 | 2.0179 | 1.9831 | 1.9489 | 1.9153 | 1.8823 | 1.8499 | 1.818 | 1.7866 | 1.7558 | 1.7255 | 1.6958 | 1.6666 | 1.6378 | 1.6096
WA | Industrial | Misc. Mfg | Existing | Process | Process Electrochemical | 0.5442 | 0.53482 | 0.5256 | 0.51654 | 0.50552 | 0.49574 | 0.48719 | 0.47879 | 0.47054 | 0.46242 | 0.45445 | 0.44662 | 0.43892 | 0.43135 | 0.42391 | 0.4166 | 0.40942 | 0.40236 | 0.39542 | 0.38861 | 0.38191 | 0.37532
WA | Industrial | Misc. Mfg | Existing | Process | Process Other | 1.4658 | 1.4406 | 1.4157 | 1.3913 | 1.3616 | 1.3353 | 1.3123 | 1.2896 | 1.2674 | 1.2456 | 1.2241 | 1.203 | 1.1822 | 1.1619 | 1.1418 | 1.1221 | 1.1028 | 1.0838 | 1.0651 | 1.0467 | 1.0287 | 1.0109
WA | Industrial | Misc. Mfg | Existing | Miscellaneous | Miscellaneous | 4.2135 | 4.1409 | 4.0695 | 3.9993 | 3.914 | 3.8383 | 3.7721 | 3.7071 | 3.6432 | 3.5804 | 3.5186 | 3.458 | 3.3983 | 3.3397 | 3.2822 | 3.2256 | 3.17 | 3.1153 | 3.0616 | 3.0088 | 2.9569 | 2.906
WA | Industrial | Misc. Mfg | New | Cooling | Air-Cooled Chiller | 0 | 0.0075391 | 0.015115 | 0.022784 | 0.028212 | 0.033806 | 0.040515 | 0.049258 | 0.056753 | 0.065338 | 0.074154 | 0.083555 | 0.090475 | 0.098201 | 0.10613 | 0.11553 | 0.1231 | 0.13213 | 0.14065 | 0.15015 | 0.15731 | 0.16569
WA | Industrial | Misc. Mfg | New | Cooling | Water-Cooled Chiller | 0 | 0.0087617 | 0.017566 | 0.026478 | 0.032787 | 0.039289 | 0.047085 | 0.057247 | 0.065956 | 0.075934 | 0.086179 | 0.097106 | 0.10515 | 0.11413 | 0.12334 | 0.13427 | 0.14306 | 0.15355 | 0.16346 | 0.1745 | 0.18282 | 0.19255
WA | Industrial | Misc. Mfg | New | Cooling | RTU | 0 | 0.053444 | 0.10025 | 0.14764 | 0.18117 | 0.2158 | 0.25731 | 0.31139 | 0.35776 | 0.41086 | 0.46539 | 0.52354 | 0.56635 | 0.61333 | 0.66164 | 0.71911 | 0.76535 | 0.82063 | 0.87286 | 0.93114 | 0.97507 | 1.0265
WA | Industrial | Misc. Mfg | New | Cooling | Air-Source Heat Pump | 0 | 0.0069044 | 0.013203 | 0.019578 | 0.024091 | 0.028748 | 0.03433 | 0.041605 | 0.047841 | 0.054984 | 0.062318 | 0.07014 | 0.075837 | 0.082208 | 0.088754 | 0.096525 | 0.10278 | 0.11025 | 0.1173 | 0.12517 | 0.1311 | 0.13803
WA | Industrial | Misc. Mfg | New | Cooling | Geothermal Heat Pump | 0 | 0 | 0 | 0 | 0 | 0 | 0 | 0 | 0 | 0 | 0 | 0 | 0 | 0 | 0 | 0 | 0 | 0 | 0 | 0 | 0 | 0
WA | Industrial | Misc. Mfg | New | Space Heating | Electric Furnace | 0 | 0.0075722 | 0.015181 | 0.022985 | 0.028336 | 0.033538 | 0.039702 | 0.047896 | 0.054273 | 0.061729 | 0.069216 | 0.077402 | 0.082445 | 0.088422 | 0.094432 | 0.10191 | 0.1067 | 0.11304 | 0.11879 | 0.12575 | 0.1295 | 0.13466
WA | Industrial | Misc. Mfg | New | Space Heating | Electric Room Heat | 0 | 0.039008 | 0.078205 | 0.11841 | 0.14597 | 0.17277 | 0.20452 | 0.24673 | 0.27958 | 0.31799 | 0.35656 | 0.39873 | 0.42471 | 0.4555 | 0.48646 | 0.52497 | 0.54965 | 0.58233 | 0.61194 | 0.64779 | 0.66709 | 0.6937
WA | Industrial | Misc. Mfg | New | Space Heating | Air-Source Heat Pump | 0 | 0.010002 | 0.019757 | 0.029764 | 0.036621 | 0.04329 | 0.051192 | 0.061696 | 0.069869 | 0.079427 | 0.089025 | 0.09952 | 0.10596 | 0.1136 | 0.12128 | 0.13084 | 0.13697 | 0.14508 | 0.15244 | 0.16135 | 0.16614 | 0.17275
WA | Industrial | Misc. Mfg | New | Space Heating | Geothermal Heat Pump | 0 | 0 | 0 | 0 | 0 | 0 | 0 | 0 | 0 | 0 | 0 | 0 | 0 | 0 | 0 | 0 | 0 | 0 | 0 | 0 | 0 | 0
WA | Industrial | Misc. Mfg | New | Ventilation | Ventilation | 0 | 0.12594 | 0.2525 | 0.38061 | 0.47171 | 0.55342 | 0.65063 | 0.77679 | 0.88228 | 1.0026 | 1.1243 | 1.2527 | 1.3431 | 1.4437 | 1.5457 | 1.6643 | 1.7551 | 1.8636 | 1.9625 | 2.0719 | 2.1474 | 2.238
WA | Industrial | Misc. Mfg | New | Interior Lighting | General Service Lighting | 0 | 0.0068403 | 0.013714 | 0.020672 | 0.024651 | 0.028546 | 0.032937 | 0.038545 | 0.043056 | 0.047624 | 0.052302 | 0.057256 | 0.060686 | 0.064549 | 0.068021 | 0.072113 | 0.075049 | 0.078699 | 0.082027 | 0.085434 | 0.087572 | 0.090352
WA | Industrial | Misc. Mfg | New | Interior Lighting | High-Bay Lighting | 0 | 0.067482 | 0.13529 | 0.20393 | 0.25166 | 0.29837 | 0.35394 | 0.42605 | 0.48635 | 0.55416 | 0.62279 | 0.69513 | 0.74594 | 0.80231 | 0.85866 | 0.9243 | 0.97444 | 1.0349 | 1.0903 | 1.1521 | 1.1952 | 1.2466
WA | Industrial | Misc. Mfg | New | Interior Lighting | Linear Lighting | 0 | 0.037293 | 0.074768 | 0.1127 | 0.13879 | 0.16432 | 0.19469 | 0.2341 | 0.26705 | 0.30381 | 0.341 | 0.38022 | 0.40785 | 0.43858 | 0.4693 | 0.50503 | 0.53242 | 0.56537 | 0.59567 | 0.6294 | 0.65263 | 0.67994
WA | Industrial | Misc. Mfg | New | Exterior Lighting | General Service Lighting | 0 | 0.007258 | 0.014551 | 0.021934 | 0.026157 | 0.030289 | 0.034948 | 0.040898 | 0.045686 | 0.050532 | 0.055495 | 0.060752 | 0.064392 | 0.06849 | 0.072175 | 0.076517 | 0.079632 | 0.083504 | 0.087036 | 0.090651 | 0.092919 | 0.095868
WA | Industrial | Misc. Mfg | New | Exterior Lighting | Area Lighting | 0 | 0.029258 | 0.058658 | 0.088419 | 0.10889 | 0.12891 | 0.15274 | 0.18366 | 0.20952 | 0.23839 | 0.2676 | 0.29839 | 0.31997 | 0.34387 | 0.36754 | 0.39513 | 0.41615 | 0.44152 | 0.46475 | 0.49066 | 0.50869 | 0.53021
WA | Industrial | Misc. Mfg | New | Exterior Lighting | Linear Lighting | 0 | 0.029616 | 0.059376 | 0.089502 | 0.11022 | 0.13049 | 0.15461 | 0.1859 | 0.21208 | 0.24127 | 0.2708 | 0.30195 | 0.32389 | 0.34829 | 0.37269 | 0.40107 | 0.42281 | 0.44899 | 0.47304 | 0.49983 | 0.51828 | 0.53997
WA | Industrial | Misc. Mfg | New | Motors | Pumps | 0 | 0.17683 | 0.35452 | 0.53439 | 0.6617 | 0.78629 | 0.93451 | 1.1269 | 1.2877 | 1.4705 | 1.6555 | 1.8506 | 1.988 | 2.1409 | 2.2958 | 2.476 | 2.6141 | 2.7803 | 2.9331 | 3.1032 | 3.2226 | 3.3644
WA | Industrial | Misc. Mfg | New | Motors | Fans & Blowers | 0 | 0.12378 | 0.24816 | 0.37407 | 0.46319 | 0.5504 | 0.65416 | 0.7888 | 0.9014 | 1.0294 | 1.1589 | 1.2954 | 1.3916 | 1.4986 | 1.6071 | 1.7332 | 1.8299 | 1.9462 | 2.0531 | 2.1722 | 2.2558 | 2.3551
WA | Industrial | Misc. Mfg | New | Motors | Compressed Air | 0 | 0.12378 | 0.24816 | 0.37407 | 0.46319 | 0.5504 | 0.65416 | 0.7888 | 0.9014 | 1.0294 | 1.1589 | 1.2954 | 1.3916 | 1.4986 | 1.6071 | 1.7332 | 1.8299 | 1.9462 | 2.0531 | 2.1722 | 2.2558 | 2.3551
WA | Industrial | Misc. Mfg | New | Motors | Material Handling | 0 | 0.35366 | 0.70903 | 1.0688 | 1.3234 | 1.5726 | 1.869 | 2.2537 | 2.5754 | 2.9411 | 3.3111 | 3.7012 | 3.9761 | 4.2818 | 4.5916 | 4.952 | 5.2282 | 5.5606 | 5.8661 | 6.2064 | 6.4452 | 6.7287
WA | Industrial | Misc. Mfg | New | Motors | Other Motors | 0 | 0.053049 | 0.10636 | 0.16032 | 0.19851 | 0.23589 | 0.28035 | 0.33806 | 0.38631 | 0.44116 | 0.49666 | 0.55518 | 0.59641 | 0.64227 | 0.68874 | 0.7428 | 0.78423 | 0.83409 | 0.87992 | 0.93096 | 0.96677 | 1.0093
WA | Industrial | Misc. Mfg | New | Process | Process Heating | 0 | 0.19451 | 0.38997 | 0.58782 | 0.72787 | 0.86492 | 1.028 | 1.2395 | 1.4165 | 1.6176 | 1.8211 | 2.0357 | 2.1868 | 2.355 | 2.5254 | 2.7236 | 2.8755 | 3.0583 | 3.2264 | 3.4135 | 3.5448 | 3.7008
WA | Industrial | Misc. Mfg | New | Process | Process Cooling | 0 | 0.053049 | 0.10636 | 0.16032 | 0.19851 | 0.23589 | 0.28035 | 0.33806 | 0.38631 | 0.44116 | 0.49666 | 0.55518 | 0.59641 | 0.64227 | 0.68874 | 0.7428 | 0.78423 | 0.83409 | 0.87992 | 0.93096 | 0.96677 | 1.0093
WA | Industrial | Misc. Mfg | New | Process | Process Refrigeration | 0 | 0.053049 | 0.10636 | 0.16032 | 0.19851 | 0.23589 | 0.28035 | 0.33806 | 0.38631 | 0.44116 | 0.49666 | 0.55518 | 0.59641 | 0.64227 | 0.68874 | 0.7428 | 0.78423 | 0.83409 | 0.87992 | 0.93096 | 0.96677 | 1.0093
WA | Industrial | Misc. Mfg | New | Process | Process Electrochemical | 0 | 0.01237 | 0.0248 | 0.037382 | 0.046288 | 0.055004 | 0.065373 | 0.078828 | 0.09008 | 0.10287 | 0.11581 | 0.12946 | 0.13907 | 0.14976 | 0.1606 | 0.17321 | 0.18287 | 0.19449 | 0.20518 | 0.21708 | 0.22543 | 0.23535
WA | Industrial | Misc. Mfg | New | Process | Process Other | 0 | 0.033319 | 0.066799 | 0.10069 | 0.12468 | 0.14816 | 0.17608 | 0.21233 | 0.24264 | 0.27708 | 0.31194 | 0.3487 | 0.37459 | 0.4034 | 0.43258 | 0.46654 | 0.49256 | 0.52387 | 0.55266 | 0.58471 | 0.60721 | 0.63393
WA | Industrial | Misc. Mfg | New | Miscellaneous | Miscellaneous | 0 | 0.095774 | 0.19201 | 0.28944 | 0.35839 | 0.42587 | 0.50615 | 0.61033 | 0.69745 | 0.79647 | 0.89668 | 1.0023 | 1.0768 | 1.1596 | 1.2435 | 1.3411 | 1.4159 | 1.5059 | 1.5886 | 1.6808 | 1.7454 | 1.8222
WY | Industrial | Agriculture | Existing | Cooling | Air-Cooled Chiller | 0.00023668 | 0.00023257 | 0.00022852 | 0.00022455 | 0.00022064 | 0.00021878 | 0.00021689 | 0.00021502 | 0.00021315 | 0.00021128 | 0.00020941 | 0.00020754 | 0.00020568 | 0.00020382 | 0.00020196 | 0.00019966 | 0.00019739 | 0.00019513 | 0.00019289 | 0.00019068 | 0.00018848 | 0.00018631
WY | Industrial | Agriculture | Existing | Cooling | Water-Cooled Chiller | 0 | 0 | 0 | 0 | 0 | 0 | 0 | 0 | 0 | 0 | 0 | 0 | 0 | 0 | 0 | 0 | 0 | 0 | 0 | 0 | 0 | 0
WY | Industrial | Agriculture | Existing | Cooling | RTU | 0.25719 | 0.25276 | 0.24732 | 0.24189 | 0.23646 | 0.23317 | 0.22979 | 0.22639 | 0.22296 | 0.21949 | 0.21601 | 0.21251 | 0.20901 | 0.20562 | 0.20243 | 0.19897 | 0.19568 | 0.19255 | 0.18956 | 0.18669 | 0.18393 | 0.18128
WY | Industrial | Agriculture | Existing | Cooling | Air-Source Heat Pump | 0.029858 | 0.029248 | 0.028561 | 0.027878 | 0.027202 | 0.026776 | 0.026347 | 0.025922 | 0.0255 | 0.025083 | 0.024672 | 0.024267 | 0.023877 | 0.023506 | 0.023152 | 0.022763 | 0.022391 | 0.022034 | 0.02169 | 0.021359 | 0.021039 | 0.02073
WY | Industrial | Agriculture | Existing | Cooling | Geothermal Heat Pump | 0 | 0 | 0 | 0 | 0 | 0 | 0 | 0 | 0 | 0 | 0 | 0 | 0 | 0 | 0 | 0 | 0 | 0 | 0 | 0 | 0 | 0
WY | Industrial | Agriculture | Existing | Space Heating | Electric Furnace | 0.050415 | 0.049546 | 0.048691 | 0.048088 | 0.047027 | 0.046027 | 0.045044 | 0.044302 | 0.043146 | 0.042226 | 0.041325 | 0.040641 | 0.039579 | 0.038732 | 0.037903 | 0.037261 | 0.036273 | 0.035483 | 0.03471 | 0.03412 | 0.033212 | 0.032486
WY | Industrial | Agriculture | Existing | Space Heating | Electric Room Heat | 0.0074838 | 0.0073548 | 0.007228 | 0.0071384 | 0.0069809 | 0.0068325 | 0.0066865 | 0.0065764 | 0.0064048 | 0.0062683 | 0.0061345 | 0.006033 | 0.0058752 | 0.0057496 | 0.0056265 | 0.0055312 | 0.0053845 | 0.0052673 | 0.0051525 | 0.0050649 | 0.0049301 | 0.0048224
WY | Industrial | Agriculture | Existing | Space Heating | Air-Source Heat Pump | 0.014102 | 0.013859 | 0.013606 | 0.013423 | 0.013112 | 0.012817 | 0.012527 | 0.012304 | 0.011966 | 0.011693 | 0.011427 | 0.01122 | 0.01091 | 0.010662 | 0.010421 | 0.010232 | 0.0099508 | 0.009725 | 0.009505 | 0.0093361 | 0.0090811 | 0.0088769
WY | Industrial | Agriculture | Existing | Space Heating | Geothermal Heat Pump | 0 | 0 | 0 | 0 | 0 | 0 | 0 | 0 | 0 | 0 | 0 | 0 | 0 | 0 | 0 | 0 | 0 | 0 | 0 | 0 | 0 | 0
WY | Industrial | Agriculture | Existing | Ventilation | Ventilation | 0.74945 | 0.72853 | 0.70757 | 0.68672 | 0.6662 | 0.64469 | 0.62358 | 0.60308 | 0.58321 | 0.56408 | 0.54569 | 0.52808 | 0.51128 | 0.49531 | 0.4802 | 0.46594 | 0.45254 | 0.43988 | 0.42788 | 0.41646 | 0.40558 | 0.39528
WY | Industrial | Agriculture | Existing | Interior Lighting | General Service Lighting | 0.059187 | 0.056859 | 0.054058 | 0.050345 | 0.045481 | 0.04035 | 0.036329 | 0.033055 | 0.030423 | 0.028217 | 0.026425 | 0.024998 | 0.023844 | 0.022851 | 0.021903 | 0.021051 | 0.020278 | 0.019571 | 0.018931 | 0.018266 | 0.017624 | 0.016974
WY | Industrial | Agriculture | Existing | Interior Lighting | High-Bay Lighting | 0.35931 | 0.35312 | 0.34703 | 0.34105 | 0.33517 | 0.32939 | 0.32368 | 0.3181 | 0.31261 | 0.30722 | 0.30193 | 0.29672 | 0.2916 | 0.2864 | 0.28106 | 0.27567 | 0.27027 | 0.26511 | 0.26014 | 0.25534 | 0.2507 | 0.24618
WY | Industrial | Agriculture | Existing | Interior Lighting | Linear Lighting | 0.19408 | 0.19073 | 0.18744 | 0.18421 | 0.18091 | 0.17765 | 0.17443 | 0.17128 | 0.16818 | 0.16503 | 0.16194 | 0.1589 | 0.15592 | 0.15298 | 0.15004 | 0.14714 | 0.1443 | 0.14152 | 0.13878 | 0.1361 | 0.1335 | 0.13097
WY | Industrial | Agriculture | Existing | Exterior Lighting | General Service Lighting | 0.062801 | 0.059457 | 0.05473 | 0.047915 | 0.042102 | 0.03791 | 0.034761 | 0.032096 | 0.029882 | 0.028102 | 0.026625 | 0.025474 | 0.024568 | 0.023757 | 0.022929 | 0.022159 | 0.021437 | 0.020756 | 0.020122 | 0.019392 | 0.018626 | 0.017791
WY | Industrial | Agriculture | Existing | Exterior Lighting | Area Lighting | 0.14686 | 0.14433 | 0.14184 | 0.13939 | 0.13699 | 0.13463 | 0.1323 | 0.13001 | 0.12777 | 0.12557 | 0.1234 | 0.12118 | 0.11881 | 0.11635 | 0.11367 | 0.11094 | 0.10818 | 0.10565 | 0.10331 | 0.10111 | 0.099047 | 0.097085
WY | Industrial | Agriculture | Existing | Exterior Lighting | Linear Lighting | 0.15412 | 0.15147 | 0.14885 | 0.14629 | 0.14367 | 0.14108 | 0.13852 | 0.13602 | 0.13356 | 0.13106 | 0.1286 | 0.12619 | 0.12382 | 0.12149 | 0.11915 | 0.11685 | 0.1146 | 0.11239 | 0.11021 | 0.10808 | 0.10602 | 0.10401
WY | Industrial | Agriculture | Existing | Motors | Pumps | 0.147 | 0.14446 | 0.14197 | 0.13952 | 0.13712 | 0.13475 | 0.13242 | 0.13013 | 0.12789 | 0.12568 | 0.12352 | 0.12139 | 0.11929 | 0.11724 | 0.11522 | 0.11323 | 0.11128 | 0.10936 | 0.10747 | 0.10562 | 0.1038 | 0.10201
WY | Industrial | Agriculture | Existing | Motors | Fans & Blowers | 0.0094497 | 0.0092868 | 0.0091266 | 0.0089693 | 0.0088146 | 0.0086627 | 0.0085125 | 0.0083657 | 0.0082215 | 0.0080797 | 0.0079404 | 0.0078035 | 0.007669 | 0.0075367 | 0.0074068 | 0.0072791 | 0.0071536 | 0.0070303 | 0.006909 | 0.0067899 | 0.0066729 | 0.0065578
WY | Industrial | Agriculture | Existing | Motors | Compressed Air | 1.7345 | 1.7046 | 1.6752 | 1.6464 | 1.618 | 1.5901 | 1.5625 | 1.5356 | 1.5091 | 1.4831 | 1.4575 | 1.4324 | 1.4077 | 1.3834 | 1.3596 | 1.3361 | 1.3131 | 1.2904 | 1.2682 | 1.2463 | 1.2248 | 1.2037
WY | Industrial | Agriculture | Existing | Motors | Material Handling | 3.8481 | 3.7818 | 3.7166 | 3.6525 | 3.5895 | 3.5276 | 3.4665 | 3.4067 | 3.348 | 3.2902 | 3.2335 | 3.1778 | 3.123 | 3.0691 | 3.0162 | 2.9642 | 2.9131 | 2.8629 | 2.8135 | 2.765 | 2.7173 | 2.6705
WY | Industrial | Agriculture | Existing | Motors | Other Motors | 0 | 0 | 0 | 0 | 0 | 0 | 0 | 0 | 0 | 0 | 0 | 0 | 0 | 0 | 0 | 0 | 0 | 0 | 0 | 0 | 0 | 0
WY | Industrial | Agriculture | Existing | Process | Process Heating | 0.56802 | 0.55822 | 0.5486 | 0.53914 | 0.52985 | 0.52071 | 0.51168 | 0.50286 | 0.49419 | 0.48567 | 0.4773 | 0.46907 | 0.46098 | 0.45303 | 0.44522 | 0.43754 | 0.43 | 0.42259 | 0.4153 | 0.40814 | 0.4011 | 0.39419
WY | Industrial | Agriculture | Existing | Process | Process Cooling | 0 | 0 | 0 | 0 | 0 | 0 | 0 | 0 | 0 | 0 | 0 | 0 | 0 | 0 | 0 | 0 | 0 | 0 | 0 | 0 | 0 | 0
WY | Industrial | Agriculture | Existing | Process | Process Refrigeration | 3.4551 | 3.3955 | 3.337 | 3.2795 | 3.2229 | 3.1674 | 3.1124 | 3.0588 | 3.006 | 2.9542 | 2.9033 | 2.8532 | 2.804 | 2.7557 | 2.7082 | 2.6615 | 2.6156 | 2.5705 | 2.5262 | 2.4826 | 2.4398 | 2.3977
WY | Industrial | Agriculture | Existing | Process | Process Electrochemical | 0.029377 | 0.028871 | 0.028373 | 0.027884 | 0.027403 | 0.026931 | 0.026464 | 0.026007 | 0.025559 | 0.025118 | 0.024685 | 0.02426 | 0.023841 | 0.02343 | 0.023026 | 0.022629 | 0.022239 | 0.021856 | 0.021479 | 0.021109 | 0.020745 | 0.020387
WY | Industrial | Agriculture | Existing | Process | Process Other | 0.23865 | 0.23453 | 0.23049 | 0.22651 | 0.22261 | 0.21877 | 0.21498 | 0.21127 | 0.20763 | 0.20405 | 0.20053 | 0.19707 | 0.19368 | 0.19034 | 0.18705 | 0.18383 | 0.18066 | 0.17755 | 0.17448 | 0.17148 | 0.16852 | 0.16561
WY | Industrial | Agriculture | Existing | Miscellaneous | Miscellaneous | 1.1391 | 1.1195 | 1.1002 | 1.0812 | 1.0626 | 1.0443 | 1.0262 | 1.0085 | 0.99109 | 0.974 | 0.95721 | 0.9407 | 0.92448 | 0.90854 | 0.89288 | 0.87748 | 0.86236 | 0.84749 | 0.83288 | 0.81852 | 0.8044 | 0.79053
WY | Industrial | Agriculture | New | Cooling | Air-Cooled Chiller | 0 | 6.0829e-06 | 1.3165e-05 | 2.0779e-05 | 3.5532e-05 | 4.0929e-05 | 4.5094e-05 | 5.2653e-05 | 5.7186e-05 | 6.4339e-05 | 6.934e-05 | 7.7014e-05 | 8.238e-05 | 8.8172e-05 | 9.398e-05 | 0.00010022 | 0.00010533 | 0.00011104 | 0.00011675 | 0.00012303 | 0.00012807 | 0.00013481
WY | Industrial | Agriculture | New | Cooling | Water-Cooled Chiller | 0 | 0 | 0 | 0 | 0 | 0 | 0 | 0 | 0 | 0 | 0 | 0 | 0 | 0 | 0 | 0 | 0 | 0 | 0 | 0 | 0 | 0
WY | Industrial | Agriculture | New | Cooling | RTU | 0 | 0.0066315 | 0.013361 | 0.020596 | 0.034615 | 0.039751 | 0.043717 | 0.050907 | 0.055222 | 0.062027 | 0.066787 | 0.074086 | 0.079194 | 0.084602 | 0.090037 | 0.095887 | 0.10067 | 0.10604 | 0.1114 | 0.11732 | 0.12207 | 0.12843
WY | Industrial | Agriculture | New | Cooling | Air-Source Heat Pump | 0 | 0.00072175 | 0.0014845 | 0.0023047 | 0.0038938 | 0.0044758 | 0.004925 | 0.0057398 | 0.0062286 | 0.0069997 | 0.007539 | 0.0083662 | 0.0089383 | 0.0095567 | 0.010177 | 0.010845 | 0.011391 | 0.012002 | 0.012613 | 0.013286 | 0.013827 | 0.014549
WY | Industrial | Agriculture | New | Cooling | Geothermal Heat Pump | 0 | 0 | 0 | 0 | 0 | 0 | 0 | 0 | 0 | 0 | 0 | 0 | 0 | 0 | 0 | 0 | 0 | 0 | 0 | 0 | 0 | 0
WY | Industrial | Agriculture | New | Space Heating | Electric Furnace | 0 | 0.0012999 | 0.0028133 | 0.0044624 | 0.0075931 | 0.0086324 | 0.0093873 | 0.010872 | 0.011599 | 0.012883 | 0.013708 | 0.015105 | 0.015875 | 0.016778 | 0.017659 | 0.018723 | 0.019375 | 0.02021 | 0.021025 | 0.022031 | 0.022582 | 0.02352
WY | Industrial | Agriculture | New | Space Heating | Electric Room Heat | 0 | 0.00019296 | 0.00041762 | 0.00066242 | 0.0011272 | 0.0012814 | 0.0013935 | 0.0016139 | 0.0017219 | 0.0019124 | 0.0020348 | 0.0022422 | 0.0023566 | 0.0024905 | 0.0026213 | 0.0027793 | 0.0028761 | 0.0030001 | 0.003121 | 0.0032704 | 0.0033521 | 0.0034914
WY | Industrial | Agriculture | New | Space Heating | Air-Source Heat Pump | 0 | 0.0003636 | 0.00077447 | 0.0012222 | 0.0020721 | 0.0023542 | 0.0025591 | 0.0029623 | 0.0031596 | 0.0035081 | 0.0037319 | 0.0041112 | 0.0043194 | 0.0045634 | 0.0048018 | 0.0050901 | 0.0052664 | 0.0054926 | 0.0057132 | 0.0059858 | 0.0061349 | 0.0063893
WY | Industrial | Agriculture | New | Space Heating | Geothermal Heat Pump | 0 | 0 | 0 | 0 | 0 | 0 | 0 | 0 | 0 | 0 | 0 | 0 | 0 | 0 | 0 | 0 | 0 | 0 | 0 | 0 | 0 | 0
WY | Industrial | Agriculture | New | Ventilation | Ventilation | 0 | 0.014582 | 0.031559 | 0.049814 | 0.085346 | 0.096447 | 0.10468 | 0.12006 | 0.12872 | 0.14281 | 0.15214 | 0.16688 | 0.1766 | 0.18703 | 0.19732 | 0.20876 | 0.21779 | 0.22782 | 0.23761 | 0.24829 | 0.25618 | 0.26731
WY | Industrial | Agriculture | New | Interior Lighting | General Service Lighting | 0 | 0.001023 | 0.002214 | 0.0033223 | 0.0050289 | 0.0055685 | 0.0059184 | 0.0065991 | 0.0069262 | 0.007469 | 0.0078043 | 0.0084309 | 0.0088274 | 0.0092597 | 0.0096252 | 0.01004 | 0.010343 | 0.010692 | 0.011041 | 0.011397 | 0.011641 | 0.012019
WY | Industrial | Agriculture | New | Interior Lighting | High-Bay Lighting | 0 | 0.0092165 | 0.019947 | 0.031484 | 0.053643 | 0.061197 | 0.066798 | 0.077262 | 0.083157 | 0.092664 | 0.098959 | 0.1089 | 0.11545 | 0.12246 | 0.12933 | 0.13695 | 0.14296 | 0.14971 | 0.15636 | 0.1637 | 0.16932 | 0.17709
WY | Industrial | Agriculture | New | Interior Lighting | Linear Lighting | 0 | 0.0050041 | 0.01083 | 0.017094 | 0.028987 | 0.033041 | 0.036047 | 0.041663 | 0.044826 | 0.049888 | 0.053239 | 0.058531 | 0.062023 | 0.065769 | 0.06943 | 0.073499 | 0.076715 | 0.080319 | 0.083874 | 0.087793 | 0.09076 | 0.094825
WY | Industrial | Agriculture | New | Exterior Lighting | General Service Lighting | 0 | 0.0010855 | 0.0023492 | 0.0035251 | 0.005336 | 0.0059085 | 0.0062798 | 0.0070021 | 0.0073491 | 0.0079251 | 0.0082808 | 0.0089457 | 0.0093665 | 0.0098251 | 0.010213 | 0.010653 | 0.010974 | 0.011345 | 0.011716 | 0.012093 | 0.012352 | 0.012753
WY | Industrial | Agriculture | New | Exterior Lighting | Area Lighting | 0 | 0.0037867 | 0.0081952 | 0.012935 | 0.021858 | 0.0249 | 0.027155 | 0.031369 | 0.033742 | 0.037522 | 0.040024 | 0.043975 | 0.046567 | 0.04933 | 0.051987 | 0.054926 | 0.05723 | 0.059824 | 0.062378 | 0.065202 | 0.067353 | 0.070355
WY | Industrial | Agriculture | New | Exterior Lighting | Linear Lighting | 0 | 0.0039739 | 0.0086004 | 0.013575 | 0.023019 | 0.026239 | 0.028626 | 0.033086 | 0.035598 | 0.039618 | 0.042279 | 0.046482 | 0.049255 | 0.05223 | 0.055137 | 0.058369 | 0.060922 | 0.063784 | 0.066608 | 0.06972 | 0.072076 | 0.075304
WY | Industrial | Agriculture | New | Motors | Pumps | 0 | 0.0037902 | 0.0082027 | 0.012947 | 0.022139 | 0.025273 | 0.027596 | 0.031937 | 0.034382 | 0.038346 | 0.040971 | 0.045116 | 0.047851 | 0.050784 | 0.053679 | 0.056896 | 0.059439 | 0.062288 | 0.0651 | 0.068198 | 0.070577 | 0.073856
WY | Industrial | Agriculture | New | Motors | Fans & Blowers | 0 | 0.00024365 | 0.00052732 | 0.00083232 | 0.0014232 | 0.0016247 | 0.001774 | 0.0020531 | 0.0022103 | 0.0024651 | 0.0026338 | 0.0029003 | 0.0030761 | 0.0032647 | 0.0034508 | 0.0036576 | 0.0038211 | 0.0040042 | 0.004185 | 0.0043842 | 0.0045371 | 0.0047479
WY | Industrial | Agriculture | New | Motors | Compressed Air | 0 | 0.044724 | 0.096792 | 0.15278 | 0.26124 | 0.29822 | 0.32563 | 0.37685 | 0.4057 | 0.45248 | 0.48345 | 0.53236 | 0.56464 | 0.59925 | 0.63341 | 0.67138 | 0.70138 | 0.735 | 0.76818 | 0.80474 | 0.83281 | 0.87151
WY | Industrial | Agriculture | New | Motors | Material Handling | 0 | 0.099221 | 0.21473 | 0.33894 | 0.57957 | 0.6616 | 0.72242 | 0.83606 | 0.90006 | 1.0038 | 1.0726 | 1.1811 | 1.2527 | 1.3295 | 1.4052 | 1.4895 | 1.556 | 1.6306 | 1.7042 | 1.7853 | 1.8476 | 1.9335
WY | Industrial | Agriculture | New | Motors | Other Motors | 0 | 0 | 0 | 0 | 0 | 0 | 0 | 0 | 0 | 0 | 0 | 0 | 0 | 0 | 0 | 0 | 0 | 0 | 0 | 0 | 0 | 0
WY | Industrial | Agriculture | New | Process | Process Heating | 0 | 0.014646 | 0.031697 | 0.050031 | 0.08555 | 0.097658 | 0.10664 | 0.12341 | 0.13286 | 0.14818 | 0.15832 | 0.17434 | 0.1849 | 0.19624 | 0.20743 | 0.21986 | 0.22968 | 0.24069 | 0.25156 | 0.26353 | 0.27272 | 0.2854
WY | Industrial | Agriculture | New | Process | Process Cooling | 0 | 0 | 0 | 0 | 0 | 0 | 0 | 0 | 0 | 0 | 0 | 0 | 0 | 0 | 0 | 0 | 0 | 0 | 0 | 0 | 0 | 0
WY | Industrial | Agriculture | New | Process | Process Refrigeration | 0 | 0.089087 | 0.1928 | 0.30432 | 0.52038 | 0.59403 | 0.64864 | 0.75067 | 0.80814 | 0.90132 | 0.96301 | 1.0604 | 1.1247 | 1.1937 | 1.2617 | 1.3373 | 1.3971 | 1.4641 | 1.5302 | 1.603 | 1.6589 | 1.736
WY | Industrial | Agriculture | New | Process | Process Electrochemical | 0 | 0.00075747 | 0.0016393 | 0.0025875 | 0.0044246 | 0.0050508 | 0.0055151 | 0.0063826 | 0.0068713 | 0.0076635 | 0.0081881 | 0.0090165 | 0.0095631 | 0.010149 | 0.010728 | 0.011371 | 0.011879 | 0.012448 | 0.01301 | 0.01363 | 0.014105 | 0.01476
WY | Industrial | Agriculture | New | Process | Process Other | 0 | 0.0061533 | 0.013317 | 0.02102 | 0.035943 | 0.04103 | 0.044802 | 0.051849 | 0.055819 | 0.062255 | 0.066516 | 0.073245 | 0.077686 | 0.082448 | 0.087148 | 0.092371 | 0.096499 | 0.10113 | 0.10569 | 0.11072 | 0.11458 | 0.11991
WY | Industrial | Agriculture | New | Miscellaneous | Miscellaneous | 0 | 0.029372 | 0.063567 | 0.10034 | 0.17157 | 0.19585 | 0.21386 | 0.24749 | 0.26644 | 0.29716 | 0.3175 | 0.34963 | 0.37082 | 0.39355 | 0.41599 | 0.44092 | 0.46062 | 0.48271 | 0.50449 | 0.52851 | 0.54694 | 0.57235
WY | Industrial | Mining | Existing | Cooling | Air-Cooled Chiller | 0.032376 | 0.031813 | 0.03126 | 0.030717 | 0.030183 | 0.029927 | 0.029669 | 0.029413 | 0.029157 | 0.028901 | 0.028646 | 0.02839 | 0.028135 | 0.027881 | 0.027627 | 0.027313 | 0.027001 | 0.026693 | 0.026387 | 0.026084 | 0.025783 | 0.025486
WY | Industrial | Mining | Existing | Cooling | Water-Cooled Chiller | 0 | 0 | 0 | 0 | 0 | 0 | 0 | 0 | 0 | 0 | 0 | 0 | 0 | 0 | 0 | 0 | 0 | 0 | 0 | 0 | 0 | 0
WY | Industrial | Mining | Existing | Cooling | RTU | 35.1821 | 34.5755 | 33.8322 | 33.0885 | 32.3468 | 31.8961 | 31.4343 | 30.9693 | 30.4993 | 30.0254 | 29.5488 | 29.0704 | 28.591 | 28.1275 | 27.691 | 27.2174 | 26.7676 | 26.3392 | 25.9299 | 25.5376 | 25.1606 | 24.7974
WY | Industrial | Mining | Existing | Cooling | Air-Source Heat Pump | 4.0844 | 4.0009 | 3.9069 | 3.8135 | 3.721 | 3.6628 | 3.6041 | 3.546 | 3.4883 | 3.4312 | 3.3749 | 3.3196 | 3.2662 | 3.2155 | 3.1671 | 3.1139 | 3.0629 | 3.014 | 2.967 | 2.9217 | 2.878 | 2.8357
WY | Industrial | Mining | Existing | Cooling | Geothermal Heat Pump | 0 | 0 | 0 | 0 | 0 | 0 | 0 | 0 | 0 | 0 | 0 | 0 | 0 | 0 | 0 | 0 | 0 | 0 | 0 | 0 | 0 | 0
WY | Industrial | Mining | Existing | Space Heating | Electric Furnace | 6.8964 | 6.7775 | 6.6607 | 6.5781 | 6.433 | 6.2963 | 6.1617 | 6.0602 | 5.9021 | 5.7763 | 5.653 | 5.5594 | 5.4141 | 5.2983 | 5.1849 | 5.0971 | 4.9619 | 4.8539 | 4.7481 | 4.6674 | 4.5431 | 4.4439
WY | Industrial | Mining | Existing | Space Heating | Electric Room Heat | 1.0237 | 1.0061 | 0.98874 | 0.97648 | 0.95494 | 0.93464 | 0.91467 | 0.89961 | 0.87613 | 0.85746 | 0.83916 | 0.82527 | 0.80369 | 0.7865 | 0.76966 | 0.75663 | 0.73657 | 0.72053 | 0.70483 | 0.69285 | 0.67441 | 0.65967
WY | Industrial | Mining | Existing | Space Heating | Air-Source Heat Pump | 1.929 | 1.8958 | 1.8612 | 1.8362 | 1.7936 | 1.7533 | 1.7136 | 1.6831 | 1.6368 | 1.5996 | 1.5631 | 1.5348 | 1.4924 | 1.4585 | 1.4255 | 1.3997 | 1.3612 | 1.3303 | 1.3002 | 1.2771 | 1.2422 | 1.2143
WY | Industrial | Mining | Existing | Space Heating | Geothermal Heat Pump | 0 | 0 | 0 | 0 | 0 | 0 | 0 | 0 | 0 | 0 | 0 | 0 | 0 | 0 | 0 | 0 | 0 | 0 | 0 | 0 | 0 | 0
WY | Industrial | Mining | Existing | Ventilation | Ventilation | 102.5191 | 99.6586 | 96.7909 | 93.9387 | 91.1316 | 88.1898 | 85.3017 | 82.4974 | 79.7787 | 77.1619 | 74.6464 | 72.2376 | 69.9397 | 67.7558 | 65.6879 | 63.7372 | 61.9042 | 60.172 | 58.5307 | 56.9687 | 55.4806 | 54.0723
WY | Industrial | Mining | Existing | Interior Lighting | General Service Lighting | 11.8209 | 11.356 | 10.7967 | 10.0551 | 9.0836 | 8.0587 | 7.2558 | 6.6019 | 6.0761 | 5.6354 | 5.2777 | 4.9927 | 4.7621 | 4.5637 | 4.3745 | 4.2044 | 4.05 | 3.9088 | 3.781 | 3.6482 | 3.5198 | 3.3901
WY | Industrial | Mining | Existing | Interior Lighting | High-Bay Lighting | 71.763 | 70.5257 | 69.3097 | 68.1147 | 66.9403 | 65.7862 | 64.6455 | 63.531 | 62.4356 | 61.3591 | 60.3012 | 59.2615 | 58.2398 | 57.2002 | 56.133 | 55.0573 | 53.9797 | 52.9482 | 51.956 | 50.9979 | 50.0696 | 49.1678
WY | Industrial | Mining | Existing | Interior Lighting | Linear Lighting | 38.7611 | 38.0928 | 37.436 | 36.7906 | 36.1311 | 35.4813 | 34.838 | 34.2083 | 33.5889 | 32.9608 | 32.3432 | 31.7362 | 31.1399 | 30.5542 | 29.9657 | 29.3879 | 28.8208 | 28.2642 | 27.7181 | 27.1823 | 26.6635 | 26.1584
WY | Industrial | Mining | Existing | Exterior Lighting | General Service Lighting | 12.5427 | 11.8749 | 10.9307 | 9.5697 | 8.4086 | 7.5715 | 6.9425 | 6.4103 | 5.9681 | 5.6126 | 5.3176 | 5.0876 | 4.9069 | 4.7448 | 4.5794 | 4.4256 | 4.2814 | 4.1455 | 4.0188 | 3.873 | 3.72 | 3.5533
WY | Industrial | Mining | Existing | Exterior Lighting | Area Lighting | 29.3313 | 28.8256 | 28.3286 | 27.8402 | 27.3602 | 26.8885 | 26.4223 | 25.9667 | 25.519 | 25.079 | 24.6466 | 24.2015 | 23.7287 | 23.2369 | 22.7025 | 22.1571 | 21.6061 | 21.1007 | 20.6324 | 20.1946 | 19.7818 | 19.39
WY | Industrial | Mining | Existing | Exterior Lighting | Linear Lighting | 30.7817 | 30.251 | 29.7294 | 29.2168 | 28.6932 | 28.1771 | 27.6662 | 27.1662 | 26.6743 | 26.1754 | 25.685 | 25.203 | 24.7294 | 24.2643 | 23.7969 | 23.3381 | 22.8877 | 22.4457 | 22.012 | 21.5865 | 21.1745 | 20.7734
WY | Industrial | Mining | Existing | Motors | Pumps | 2185.3986 | 2147.7193 | 2110.6896 | 2074.2984 | 2038.5347 | 2003.3875 | 1968.6517 | 1934.7095 | 1901.3524 | 1868.5705 | 1836.3537 | 1804.6925 | 1773.5771 | 1742.9982 | 1712.9465 | 1683.4129 | 1654.3885 | 1625.8646 | 1597.8325 | 1570.2836 | 1543.2098 | 1516.6027
WY | Industrial | Mining | Existing | Motors | Fans & Blowers | 406.5858 | 399.5757 | 392.6864 | 385.916 | 379.2623 | 372.7233 | 366.2608 | 359.9459 | 353.74 | 347.641 | 341.6472 | 335.7567 | 329.9678 | 324.2787 | 318.6877 | 313.1931 | 307.7932 | 302.4864 | 297.2712 | 292.1458 | 287.1088 | 282.1586
WY | Industrial | Mining | Existing | Motors | Compressed Air | 660.7019 | 649.3105 | 638.1155 | 627.1135 | 616.3012 | 605.6753 | 595.1738 | 584.9122 | 574.8275 | 564.9166 | 555.1767 | 545.6047 | 536.1977 | 526.9529 | 517.8675 | 508.9388 | 500.164 | 491.5405 | 483.0656 | 474.7369 | 466.5518 | 458.5078
WY | Industrial | Mining | Existing | Motors | Material Handling | 609.8787 | 599.3635 | 589.0297 | 578.874 | 568.8934 | 559.0849 | 549.3912 | 539.9189 | 530.61 | 521.4615 | 512.4708 | 503.6351 | 494.9517 | 486.4181 | 478.0316 | 469.7896 | 461.6898 | 453.7297 | 445.9067 | 438.2187 | 430.6632 | 423.238
WY | Industrial | Mining | Existing | Motors | Other Motors | 254.1161 | 249.7348 | 245.429 | 241.1975 | 237.0389 | 232.952 | 228.913 | 224.9662 | 221.0875 | 217.2756 | 213.5295 | 209.848 | 206.2299 | 202.6742 | 199.1798 | 195.7457 | 192.3708 | 189.054 | 185.7945 | 182.5911 | 179.443 | 176.3492
WY | Industrial | Mining | Existing | Process | Process Heating | 43.3335 | 42.5864 | 41.8521 | 41.1305 | 40.4214 | 39.7245 | 39.0357 | 38.3627 | 37.7012 | 37.0512 | 36.4124 | 35.7846 | 35.1676 | 34.5613 | 33.9654 | 33.3798 | 32.8043 | 32.2387 | 31.6828 | 31.1366 | 30.5998 | 30.0722
WY | Industrial | Mining | Existing | Process | Process Cooling | 0 | 0 | 0 | 0 | 0 | 0 | 0 | 0 | 0 | 0 | 0 | 0 | 0 | 0 | 0 | 0 | 0 | 0 | 0 | 0 | 0 | 0
WY | Industrial | Mining | Existing | Process | Process Refrigeration | 0 | 0 | 0 | 0 | 0 | 0 | 0 | 0 | 0 | 0 | 0 | 0 | 0 | 0 | 0 | 0 | 0 | 0 | 0 | 0 | 0 | 0
WY | Industrial | Mining | Existing | Process | Process Electrochemical | 43.3335 | 42.5864 | 41.8521 | 41.1305 | 40.4214 | 39.7245 | 39.0357 | 38.3627 | 37.7012 | 37.0512 | 36.4124 | 35.7846 | 35.1676 | 34.5613 | 33.9654 | 33.3798 | 32.8043 | 32.2387 | 31.6828 | 31.1366 | 30.5998 | 30.0722
WY | Industrial | Mining | Existing | Process | Process Other | 238.3342 | 234.225 | 230.1866 | 226.2179 | 222.3176 | 218.4845 | 214.6963 | 210.9946 | 207.3568 | 203.7817 | 200.2682 | 196.8153 | 193.4219 | 190.0871 | 186.8097 | 183.5888 | 180.4235 | 177.3128 | 174.2557 | 171.2512 | 168.2986 | 165.3969
WY | Industrial | Mining | Existing | Miscellaneous | Miscellaneous | 43.3335 | 42.5864 | 41.8521 | 41.1305 | 40.4214 | 39.7245 | 39.0357 | 38.3627 | 37.7012 | 37.0512 | 36.4124 | 35.7846 | 35.1676 | 34.5613 | 33.9654 | 33.3798 | 32.8043 | 32.2387 | 31.6828 | 31.1366 | 30.5998 | 30.0722
WY | Industrial | Mining | New | Cooling | Air-Cooled Chiller | 0 | 0.0008321 | 0.0018008 | 0.0028425 | 0.0048605 | 0.0055988 | 0.0061686 | 0.0072026 | 0.0078227 | 0.0088012 | 0.0094853 | 0.010535 | 0.011269 | 0.012061 | 0.012856 | 0.013709 | 0.014408 | 0.01519 | 0.01597 | 0.016829 | 0.017519 | 0.01844
WY | Industrial | Mining | New | Cooling | Water-Cooled Chiller | 0 | 0 | 0 | 0 | 0 | 0 | 0 | 0 | 0 | 0 | 0 | 0 | 0 | 0 | 0 | 0 | 0 | 0 | 0 | 0 | 0 | 0
WY | Industrial | Mining | New | Cooling | RTU | 0 | 0.90714 | 1.8277 | 2.8175 | 4.735 | 5.4377 | 5.9802 | 6.9638 | 7.554 | 8.4849 | 9.136 | 10.1345 | 10.8332 | 11.573 | 12.3164 | 13.1167 | 13.7715 | 14.5055 | 15.2393 | 16.0491 | 16.6984 | 17.5686
WY | Industrial | Mining | New | Cooling | Air-Source Heat Pump | 0 | 0.098731 | 0.20308 | 0.31527 | 0.53264 | 0.61225 | 0.67371 | 0.78517 | 0.85204 | 0.95752 | 1.0313 | 1.1444 | 1.2227 | 1.3073 | 1.3922 | 1.4835 | 1.5582 | 1.6418 | 1.7254 | 1.8175 | 1.8914 | 1.9903
WY | Industrial | Mining | New | Cooling | Geothermal Heat Pump | 0 | 0 | 0 | 0 | 0 | 0 | 0 | 0 | 0 | 0 | 0 | 0 | 0 | 0 | 0 | 0 | 0 | 0 | 0 | 0 | 0 | 0
WY | Industrial | Mining | New | Space Heating | Electric Furnace | 0 | 0.17782 | 0.38484 | 0.61043 | 1.0387 | 1.1809 | 1.2841 | 1.4873 | 1.5867 | 1.7623 | 1.8751 | 2.0663 | 2.1717 | 2.2951 | 2.4156 | 2.5612 | 2.6504 | 2.7646 | 2.8761 | 3.0137 | 3.089 | 3.2174
WY | Industrial | Mining | New | Space Heating | Electric Room Heat | 0 | 0.026396 | 0.057127 | 0.090615 | 0.15419 | 0.17529 | 0.19062 | 0.22078 | 0.23554 | 0.26161 | 0.27835 | 0.30672 | 0.32237 | 0.34069 | 0.35858 | 0.38019 | 0.39343 | 0.4104 | 0.42693 | 0.44736 | 0.45855 | 0.47761
WY | Industrial | Mining | New | Space Heating | Air-Source Heat Pump | 0 | 0.049739 | 0.10594 | 0.16719 | 0.28345 | 0.32204 | 0.35007 | 0.40523 | 0.43221 | 0.47988 | 0.51049 | 0.56239 | 0.59086 | 0.62425 | 0.65686 | 0.69629 | 0.72041 | 0.75135 | 0.78152 | 0.81882 | 0.83922 | 0.87401
WY | Industrial | Mining | New | Space Heating | Geothermal Heat Pump | 0 | 0 | 0 | 0 | 0 | 0 | 0 | 0 | 0 | 0 | 0 | 0 | 0 | 0 | 0 | 0 | 0 | 0 | 0 | 0 | 0 | 0
WY | Industrial | Mining | New | Ventilation | Ventilation | 0 | 1.9948 | 4.3171 | 6.8142 | 11.6747 | 13.1933 | 14.3193 | 16.423 | 17.6081 | 19.5358 | 20.8121 | 22.8277 | 24.1578 | 25.5843 | 26.9919 | 28.5565 | 29.7928 | 31.1647 | 32.5033 | 33.9639 | 35.0431 | 36.5668
WY | Industrial | Mining | New | Interior Lighting | General Service Lighting | 0 | 0.20432 | 0.44219 | 0.66353 | 1.0044 | 1.1121 | 1.182 | 1.318 | 1.3833 | 1.4917 | 1.5587 | 1.6838 | 1.763 | 1.8494 | 1.9224 | 2.0052 | 2.0656 | 2.1354 | 2.2052 | 2.2763 | 2.325 | 2.4004
WY | Industrial | Mining | New | Interior Lighting | High-Bay Lighting | 0 | 1.8407 | 3.9838 | 6.288 | 10.7137 | 12.2224 | 13.341 | 15.431 | 16.6082 | 18.5071 | 19.7643 | 21.7497 | 23.0575 | 24.4578 | 25.8295 | 27.3522 | 28.5527 | 29.8999 | 31.2284 | 32.6938 | 33.8166 | 35.3695
WY | Industrial | Mining | New | Interior Lighting | Linear Lighting | 0 | 0.99943 | 2.163 | 3.4141 | 5.7892 | 6.5989 | 7.1993 | 8.3209 | 8.9527 | 9.9637 | 10.6329 | 11.69 | 12.3874 | 13.1355 | 13.8667 | 14.6794 | 15.3216 | 16.0414 | 16.7516 | 17.5342 | 18.1267 | 18.9386
WY | Industrial | Mining | New | Exterior Lighting | General Service Lighting | 0 | 0.21679 | 0.46919 | 0.70404 | 1.0657 | 1.1801 | 1.2542 | 1.3985 | 1.4678 | 1.5828 | 1.6539 | 1.7866 | 1.8707 | 1.9623 | 2.0397 | 2.1277 | 2.1918 | 2.2658 | 2.3399 | 2.4153 | 2.4669 | 2.547
WY | Industrial | Mining | New | Exterior Lighting | Area Lighting | 0 | 0.75629 | 1.6368 | 2.5835 | 4.3656 | 4.9731 | 5.4235 | 6.265 | 6.7391 | 7.4939 | 7.9936 | 8.7828 | 9.3004 | 9.8523 | 10.3829 | 10.97 | 11.4301 | 11.9482 | 12.4581 | 13.0222 | 13.4519 | 14.0514
WY | Industrial | Mining | New | Exterior Lighting | Linear Lighting | 0 | 0.79368 | 1.7177 | 2.7112 | 4.5975 | 5.2405 | 5.7172 | 6.608 | 7.1097 | 7.9125 | 8.444 | 9.2835 | 9.8373 | 10.4314 | 11.0121 | 11.6575 | 12.1675 | 12.7391 | 13.3031 | 13.9246 | 14.3951 | 15.0399
WY | Industrial | Mining | New | Motors | Pumps | 0 | 56.3488 | 121.9507 | 192.4888 | 329.1464 | 375.7317 | 410.2729 | 474.8072 | 511.1586 | 570.0966 | 609.1171 | 670.7412 | 711.4042 | 755.0161 | 798.0526 | 845.8869 | 883.6861 | 926.0497 | 967.8481 | 1013.912 | 1049.2809 | 1098.0353
WY | Industrial | Mining | New | Motors | Fans & Blowers | 0 | 10.4835 | 22.6885 | 35.8119 | 61.2365 | 69.9036 | 76.3298 | 88.3362 | 95.0993 | 106.0645 | 113.3241 | 124.7891 | 132.3543 | 140.4681 | 148.4749 | 157.3743 | 164.4067 | 172.2883 | 180.0648 | 188.6348 | 195.2151 | 204.2856
WY | Industrial | Mining | New | Motors | Compressed Air | 0 | 17.0357 | 36.8688 | 58.1943 | 99.5094 | 113.5933 | 124.036 | 143.5464 | 154.5363 | 172.3548 | 184.1517 | 202.7822 | 215.0757 | 228.2607 | 241.2717 | 255.7333 | 267.1609 | 279.9685 | 292.6052 | 306.5315 | 317.2245 | 331.9641
WY | Industrial | Mining | New | Motors | Material Handling | 0 | 15.7253 | 34.0327 | 53.7178 | 91.8548 | 104.8554 | 114.4948 | 132.5043 | 142.6489 | 159.0967 | 169.9862 | 187.1836 | 198.5314 | 210.7022 | 222.7123 | 236.0615 | 246.6101 | 258.4325 | 270.0971 | 282.9522 | 292.8226 | 306.4284
WY | Industrial | Mining | New | Motors | Other Motors | 0 | 6.5522 | 14.1803 | 22.3824 | 38.2728 | 43.6897 | 47.7061 | 55.2101 | 59.437 | 66.2903 | 70.8276 | 77.9932 | 82.7214 | 87.7926 | 92.7968 | 98.3589 | 102.7542 | 107.6802 | 112.5405 | 117.8967 | 122.0094 | 127.6785
WY | Industrial | Mining | New | Process | Process Heating | 0 | 1.1173 | 2.4181 | 3.8168 | 6.5265 | 7.4502 | 8.1352 | 9.4148 | 10.1356 | 11.3042 | 12.078 | 13.2999 | 14.1062 | 14.9709 | 15.8243 | 16.7728 | 17.5223 | 18.3623 | 19.1911 | 20.1045 | 20.8058 | 21.7725
WY | Industrial | Mining | New | Process | Process Cooling | 0 | 0 | 0 | 0 | 0 | 0 | 0 | 0 | 0 | 0 | 0 | 0 | 0 | 0 | 0 | 0 | 0 | 0 | 0 | 0 | 0 | 0
WY | Industrial | Mining | New | Process | Process Refrigeration | 0 | 0 | 0 | 0 | 0 | 0 | 0 | 0 | 0 | 0 | 0 | 0 | 0 | 0 | 0 | 0 | 0 | 0 | 0 | 0 | 0 | 0
WY | Industrial | Mining | New | Process | Process Electrochemical | 0 | 1.1173 | 2.4181 | 3.8168 | 6.5265 | 7.4502 | 8.1352 | 9.4148 | 10.1356 | 11.3042 | 12.078 | 13.2999 | 14.1062 | 14.9709 | 15.8243 | 16.7728 | 17.5223 | 18.3623 | 19.1911 | 20.1045 | 20.8058 | 21.7725
WY | Industrial | Mining | New | Process | Process Other | 0 | 6.1453 | 13.2996 | 20.9923 | 35.8959 | 40.9764 | 44.7433 | 51.7813 | 55.7457 | 62.1733 | 66.4288 | 73.1494 | 77.584 | 82.3402 | 87.0336 | 92.2503 | 96.3726 | 100.9927 | 105.5511 | 110.5747 | 114.432 | 119.749
WY | Industrial | Mining | New | Miscellaneous | Miscellaneous | 0 | 1.1173 | 2.4181 | 3.8168 | 6.5265 | 7.4502 | 8.1352 | 9.4148 | 10.1356 | 11.3042 | 12.078 | 13.2999 | 14.1062 | 14.9709 | 15.8243 | 16.7728 | 17.5223 | 18.3623 | 19.1911 | 20.1045 | 20.8058 | 21.7725
WY | Industrial | Food Mfg | Existing | Cooling | Air-Cooled Chiller | 0.12362 | 0.12147 | 0.11936 | 0.11728 | 0.11524 | 0.11427 | 0.11328 | 0.1123 | 0.11133 | 0.11035 | 0.10937 | 0.1084 | 0.10743 | 0.10646 | 0.10549 | 0.10429 | 0.1031 | 0.10192 | 0.10075 | 0.099593 | 0.098446 | 0.09731
WY | Industrial | Food Mfg | Existing | Cooling | Water-Cooled Chiller | 0.13143 | 0.12917 | 0.12694 | 0.12475 | 0.1226 | 0.12158 | 0.12055 | 0.11953 | 0.11851 | 0.11748 | 0.11646 | 0.11544 | 0.11442 | 0.1134 | 0.11238 | 0.11111 | 0.10986 | 0.10861 | 0.10738 | 0.10615 | 0.10494 | 0.10373
WY | Industrial | Food Mfg | Existing | Cooling | RTU | 0.28025 | 0.27542 | 0.2695 | 0.26358 | 0.25767 | 0.25408 | 0.2504 | 0.24669 | 0.24295 | 0.23918 | 0.23538 | 0.23157 | 0.22775 | 0.22406 | 0.22058 | 0.21681 | 0.21322 | 0.20981 | 0.20655 | 0.20343 | 0.20042 | 0.19753
WY | Industrial | Food Mfg | Existing | Cooling | Air-Source Heat Pump | 0.062087 | 0.060819 | 0.05939 | 0.05797 | 0.056564 | 0.055679 | 0.054787 | 0.053903 | 0.053026 | 0.052158 | 0.051302 | 0.050462 | 0.04965 | 0.048879 | 0.048144 | 0.047335 | 0.04656 | 0.045817 | 0.045102 | 0.044414 | 0.043749 | 0.043107
WY | Industrial | Food Mfg | Existing | Cooling | Geothermal Heat Pump | 0 | 0 | 0 | 0 | 0 | 0 | 0 | 0 | 0 | 0 | 0 | 0 | 0 | 0 | 0 | 0 | 0 | 0 | 0 | 0 | 0 | 0
WY | Industrial | Food Mfg | Existing | Space Heating | Electric Furnace | 0.10483 | 0.10303 | 0.10125 | 0.099995 | 0.097789 | 0.09571 | 0.093665 | 0.092123 | 0.089719 | 0.087806 | 0.085933 | 0.08451 | 0.0823 | 0.08054 | 0.078816 | 0.077481 | 0.075427 | 0.073785 | 0.072177 | 0.07095 | 0.069061 | 0.067552
WY | Industrial | Food Mfg | Existing | Space Heating | Electric Room Heat | 0.015562 | 0.015294 | 0.01503 | 0.014844 | 0.014516 | 0.014208 | 0.013904 | 0.013675 | 0.013318 | 0.013034 | 0.012756 | 0.012545 | 0.012217 | 0.011956 | 0.0117 | 0.011502 | 0.011197 | 0.010953 | 0.010714 | 0.010532 | 0.010252 | 0.010028
WY | Industrial | Food Mfg | Existing | Space Heating | Air-Source Heat Pump | 0.029324 | 0.028818 | 0.028293 | 0.027912 | 0.027265 | 0.026652 | 0.026049 | 0.025585 | 0.024882 | 0.024316 | 0.02376 | 0.023331 | 0.022686 | 0.022171 | 0.021669 | 0.021278 | 0.020692 | 0.020222 | 0.019765 | 0.019414 | 0.018883 | 0.018459
WY | Industrial | Food Mfg | Existing | Space Heating | Geothermal Heat Pump | 0 | 0 | 0 | 0 | 0 | 0 | 0 | 0 | 0 | 0 | 0 | 0 | 0 | 0 | 0 | 0 | 0 | 0 | 0 | 0 | 0 | 0
WY | Industrial | Food Mfg | Existing | Ventilation | Ventilation | 1.5584 | 1.5149 | 1.4713 | 1.428 | 1.3853 | 1.3406 | 1.2967 | 1.2541 | 1.2127 | 1.173 | 1.1347 | 1.0981 | 1.0632 | 1.03 | 0.99853 | 0.96888 | 0.94102 | 0.91468 | 0.88973 | 0.86599 | 0.84337 | 0.82196
WY | Industrial | Food Mfg | Existing | Interior Lighting | General Service Lighting | 0.12307 | 0.11823 | 0.11241 | 0.10469 | 0.094574 | 0.083904 | 0.075544 | 0.068736 | 0.063262 | 0.058674 | 0.054949 | 0.051982 | 0.049581 | 0.047516 | 0.045545 | 0.043774 | 0.042167 | 0.040697 | 0.039366 | 0.037983 | 0.036647 | 0.035296
WY | Industrial | Food Mfg | Existing | Interior Lighting | High-Bay Lighting | 0.74717 | 0.73428 | 0.72162 | 0.70918 | 0.69695 | 0.68494 | 0.67306 | 0.66146 | 0.65005 | 0.63885 | 0.62783 | 0.61701 | 0.60637 | 0.59554 | 0.58443 | 0.57323 | 0.56201 | 0.55127 | 0.54094 | 0.53097 | 0.5213 | 0.51191
WY | Industrial | Food Mfg | Existing | Interior Lighting | Linear Lighting | 0.40356 | 0.39661 | 0.38977 | 0.38305 | 0.37618 | 0.36942 | 0.36272 | 0.35616 | 0.34971 | 0.34317 | 0.33674 | 0.33042 | 0.32422 | 0.31812 | 0.31199 | 0.30597 | 0.30007 | 0.29428 | 0.28859 | 0.28301 | 0.27761 | 0.27235
WY | Industrial | Food Mfg | Existing | Exterior Lighting | General Service Lighting | 0.13059 | 0.12364 | 0.11381 | 0.099636 | 0.087547 | 0.078832 | 0.072282 | 0.066742 | 0.062138 | 0.058436 | 0.055365 | 0.05297 | 0.051088 | 0.049401 | 0.047679 | 0.046078 | 0.044577 | 0.043161 | 0.041842 | 0.040324 | 0.038731 | 0.036995
WY | Industrial | Food Mfg | Existing | Exterior Lighting | Area Lighting | 0.30539 | 0.30012 | 0.29495 | 0.28986 | 0.28486 | 0.27995 | 0.2751 | 0.27035 | 0.26569 | 0.26111 | 0.25661 | 0.25198 | 0.24705 | 0.24193 | 0.23637 | 0.23069 | 0.22495 | 0.21969 | 0.21482 | 0.21026 | 0.20596 | 0.20188
WY | Industrial | Food Mfg | Existing | Exterior Lighting | Linear Lighting | 0.32049 | 0.31496 | 0.30953 | 0.30419 | 0.29874 | 0.29337 | 0.28805 | 0.28284 | 0.27772 | 0.27253 | 0.26742 | 0.2624 | 0.25747 | 0.25263 | 0.24776 | 0.24299 | 0.2383 | 0.2337 | 0.22918 | 0.22475 | 0.22046 | 0.21628
WY | Industrial | Food Mfg | Existing | Motors | Pumps | 2.3621 | 2.3214 | 2.2814 | 2.2421 | 2.2034 | 2.1654 | 2.1279 | 2.0912 | 2.0551 | 2.0197 | 1.9849 | 1.9506 | 1.917 | 1.884 | 1.8515 | 1.8196 | 1.7882 | 1.7574 | 1.7271 | 1.6973 | 1.668 | 1.6393
WY | Industrial | Food Mfg | Existing | Motors | Fans & Blowers | 1.0957 | 1.0768 | 1.0582 | 1.04 | 1.022 | 1.0044 | 0.98701 | 0.96999 | 0.95327 | 0.93683 | 0.92068 | 0.90481 | 0.88921 | 0.87387 | 0.85881 | 0.844 | 0.82945 | 0.81515 | 0.80109 | 0.78728 | 0.77371 | 0.76037
WY | Industrial | Food Mfg | Existing | Motors | Compressed Air | 3.2065 | 3.1512 | 3.0968 | 3.0435 | 2.991 | 2.9394 | 2.8884 | 2.8386 | 2.7897 | 2.7416 | 2.6943 | 2.6479 | 2.6022 | 2.5574 | 2.5133 | 2.4699 | 2.4274 | 2.3855 | 2.3444 | 2.304 | 2.2642 | 2.2252
WY | Industrial | Food Mfg | Existing | Motors | Material Handling | 4.7646 | 4.6824 | 4.6017 | 4.5224 | 4.4444 | 4.3678 | 4.292 | 4.218 | 4.1453 | 4.0738 | 4.0036 | 3.9346 | 3.8667 | 3.8001 | 3.7345 | 3.6702 | 3.6069 | 3.5447 | 3.4836 | 3.4235 | 3.3645 | 3.3065
WY | Industrial | Food Mfg | Existing | Motors | Other Motors | 0.50514 | 0.49643 | 0.48787 | 0.47946 | 0.47119 | 0.46307 | 0.45504 | 0.4472 | 0.43949 | 0.43191 | 0.42446 | 0.41714 | 0.40995 | 0.40288 | 0.39594 | 0.38911 | 0.3824 | 0.37581 | 0.36933 | 0.36296 | 0.3567 | 0.35055
WY | Industrial | Food Mfg | Existing | Process | Process Heating | 1.1811 | 1.1608 | 1.1408 | 1.1211 | 1.1018 | 1.0828 | 1.064 | 1.0457 | 1.0276 | 1.0099 | 0.9925 | 0.97539 | 0.95857 | 0.94204 | 0.9258 | 0.90984 | 0.89415 | 0.87873 | 0.86358 | 0.84869 | 0.83406 | 0.81968
WY | Industrial | Food Mfg | Existing | Process | Process Cooling | 4.7885 | 4.7059 | 4.6248 | 4.545 | 4.4667 | 4.3897 | 4.3136 | 4.2392 | 4.1661 | 4.0943 | 4.0237 | 3.9543 | 3.8861 | 3.8191 | 3.7533 | 3.6886 | 3.625 | 3.5625 | 3.501 | 3.4407 | 3.3814 | 3.3231
WY | Industrial | Food Mfg | Existing | Process | Process Refrigeration | 2.3961 | 2.3548 | 2.3142 | 2.2743 | 2.2351 | 2.1966 | 2.1585 | 2.1213 | 2.0847 | 2.0488 | 2.0134 | 1.9787 | 1.9446 | 1.9111 | 1.8781 | 1.8457 | 1.8139 | 1.7827 | 1.7519 | 1.7217 | 1.692 | 1.6629
WY | Industrial | Food Mfg | Existing | Process | Process Electrochemical | 0.061088 | 0.060034 | 0.058999 | 0.057982 | 0.056982 | 0.056 | 0.055029 | 0.05408 | 0.053148 | 0.052231 | 0.051331 | 0.050446 | 0.049576 | 0.048721 | 0.047881 | 0.047056 | 0.046244 | 0.045447 | 0.044664 | 0.043894 | 0.043137 | 0.042393
WY | Industrial | Food Mfg | Existing | Process | Process Other | 0.49625 | 0.48769 | 0.47928 | 0.47102 | 0.4629 | 0.45492 | 0.44703 | 0.43932 | 0.43175 | 0.4243 | 0.41699 | 0.4098 | 0.40273 | 0.39579 | 0.38897 | 0.38226 | 0.37567 | 0.36919 | 0.36283 | 0.35657 | 0.35042 | 0.34438
WY | Industrial | Food Mfg | Existing | Miscellaneous | Miscellaneous | 2.3688 | 2.3279 | 2.2878 | 2.2483 | 2.2096 | 2.1715 | 2.1338 | 2.097 | 2.0609 | 2.0254 | 1.9904 | 1.9561 | 1.9224 | 1.8892 | 1.8567 | 1.8247 | 1.7932 | 1.7623 | 1.7319 | 1.702 | 1.6727 | 1.6439
WY | Industrial | Food Mfg | New | Cooling | Air-Cooled Chiller | 0 | 0.0031771 | 0.006876 | 0.010853 | 0.018558 | 0.021378 | 0.023553 | 0.027501 | 0.029869 | 0.033605 | 0.036217 | 0.040225 | 0.043028 | 0.046053 | 0.049087 | 0.052345 | 0.055014 | 0.057997 | 0.060977 | 0.064258 | 0.066891 | 0.07041
WY | Industrial | Food Mfg | New | Cooling | Water-Cooled Chiller | 0 | 0.0033889 | 0.0073342 | 0.011576 | 0.019795 | 0.022802 | 0.025123 | 0.029334 | 0.031859 | 0.035844 | 0.03863 | 0.042905 | 0.045895 | 0.049121 | 0.052358 | 0.055833 | 0.05868 | 0.061862 | 0.06504 | 0.06854 | 0.071349 | 0.075102
WY | Industrial | Food Mfg | New | Cooling | RTU | 0 | 0.0072261 | 0.014559 | 0.022443 | 0.037718 | 0.043315 | 0.047637 | 0.055472 | 0.060174 | 0.067588 | 0.072775 | 0.080729 | 0.086294 | 0.092188 | 0.09811 | 0.10448 | 0.1097 | 0.11555 | 0.12139 | 0.12784 | 0.13302 | 0.13995
WY | Industrial | Food Mfg | New | Cooling | Air-Source Heat Pump | 0 | 0.0015008 | 0.003087 | 0.0047925 | 0.0080968 | 0.009307 | 0.010241 | 0.011935 | 0.012952 | 0.014555 | 0.015677 | 0.017397 | 0.018587 | 0.019872 | 0.021163 | 0.022551 | 0.023687 | 0.024958 | 0.026228 | 0.027628 | 0.028751 | 0.030254
WY | Industrial | Food Mfg | New | Cooling | Geothermal Heat Pump | 0 | 0 | 0 | 0 | 0 | 0 | 0 | 0 | 0 | 0 | 0 | 0 | 0 | 0 | 0 | 0 | 0 | 0 | 0 | 0 | 0 | 0
WY | Industrial | Food Mfg | New | Space Heating | Electric Furnace | 0 | 0.0027031 | 0.00585 | 0.0092792 | 0.015789 | 0.01795 | 0.01952 | 0.022608 | 0.02412 | 0.026789 | 0.028504 | 0.031409 | 0.033012 | 0.034888 | 0.03672 | 0.038933 | 0.040289 | 0.042026 | 0.043719 | 0.045811 | 0.046957 | 0.048908
WY | Industrial | Food Mfg | New | Space Heating | Electric Room Heat | 0 | 0.00040125 | 0.0008684 | 0.0013774 | 0.0023438 | 0.0026646 | 0.0028977 | 0.0033561 | 0.0035805 | 0.0039767 | 0.0042312 | 0.0046626 | 0.0049004 | 0.0051789 | 0.0054509 | 0.0057794 | 0.0059807 | 0.0062385 | 0.0064899 | 0.0068005 | 0.0069705 | 0.0072602
WY | Industrial | Food Mfg | New | Space Heating | Air-Source Heat Pump | 0 | 0.00075609 | 0.0016104 | 0.0025415 | 0.0043088 | 0.0048954 | 0.0053215 | 0.0061599 | 0.0065701 | 0.0072948 | 0.0077601 | 0.008549 | 0.0089818 | 0.0094893 | 0.009985 | 0.010584 | 0.010951 | 0.011421 | 0.01188 | 0.012447 | 0.012757 | 0.013286
WY | Industrial | Food Mfg | New | Space Heating | Geothermal Heat Pump | 0 | 0 | 0 | 0 | 0 | 0 | 0 | 0 | 0 | 0 | 0 | 0 | 0 | 0 | 0 | 0 | 0 | 0 | 0 | 0 | 0 | 0
WY | Industrial | Food Mfg | New | Ventilation | Ventilation | 0 | 0.030323 | 0.065625 | 0.10358 | 0.17747 | 0.20055 | 0.21767 | 0.24965 | 0.26766 | 0.29697 | 0.31637 | 0.34701 | 0.36723 | 0.38891 | 0.41031 | 0.43409 | 0.45289 | 0.47374 | 0.49409 | 0.51629 | 0.5327 | 0.55586
WY | Industrial | Food Mfg | New | Interior Lighting | General Service Lighting | 0 | 0.0021273 | 0.0046039 | 0.0069084 | 0.010457 | 0.011579 | 0.012307 | 0.013722 | 0.014402 | 0.015531 | 0.016228 | 0.017531 | 0.018356 | 0.019255 | 0.020015 | 0.020878 | 0.021506 | 0.022233 | 0.02296 | 0.0237 | 0.024207 | 0.024992
WY | Industrial | Food Mfg | New | Interior Lighting | High-Bay Lighting | 0 | 0.019165 | 0.041477 | 0.065468 | 0.11155 | 0.12725 | 0.1389 | 0.16066 | 0.17292 | 0.19269 | 0.20578 | 0.22645 | 0.24006 | 0.25464 | 0.26893 | 0.28478 | 0.29728 | 0.31131 | 0.32514 | 0.34039 | 0.35208 | 0.36825
WY | Industrial | Food Mfg | New | Interior Lighting | Linear Lighting | 0 | 0.010406 | 0.02252 | 0.035546 | 0.060275 | 0.068705 | 0.074956 | 0.086634 | 0.093212 | 0.10374 | 0.11071 | 0.12171 | 0.12897 | 0.13676 | 0.14437 | 0.15284 | 0.15952 | 0.16702 | 0.17441 | 0.18256 | 0.18873 | 0.19718
WY | Industrial | Food Mfg | New | Exterior Lighting | General Service Lighting | 0 | 0.0022572 | 0.004885 | 0.0073302 | 0.011096 | 0.012286 | 0.013058 | 0.01456 | 0.015282 | 0.01648 | 0.017219 | 0.018602 | 0.019477 | 0.020431 | 0.021237 | 0.022152 | 0.02282 | 0.023591 | 0.024362 | 0.025147 | 0.025685 | 0.026518
WY | Industrial | Food Mfg | New | Exterior Lighting | Area Lighting | 0 | 0.0078741 | 0.017041 | 0.026898 | 0.045452 | 0.051777 | 0.056467 | 0.065229 | 0.070164 | 0.078023 | 0.083226 | 0.091442 | 0.096831 | 0.10258 | 0.1081 | 0.11421 | 0.11901 | 0.1244 | 0.12971 | 0.13558 | 0.14006 | 0.1463
WY | Industrial | Food Mfg | New | Exterior Lighting | Linear Lighting | 0 | 0.0082635 | 0.017884 | 0.028228 | 0.047867 | 0.054562 | 0.059525 | 0.068799 | 0.074023 | 0.082382 | 0.087916 | 0.096655 | 0.10242 | 0.10861 | 0.11465 | 0.12137 | 0.12668 | 0.13263 | 0.13851 | 0.14498 | 0.14988 | 0.15659
WY | Industrial | Food Mfg | New | Motors | Pumps | 0 | 0.060906 | 0.13181 | 0.20806 | 0.35577 | 0.40612 | 0.44345 | 0.51321 | 0.5525 | 0.6162 | 0.65838 | 0.72499 | 0.76894 | 0.81608 | 0.8626 | 0.9143 | 0.95516 | 1.0009 | 1.0461 | 1.0959 | 1.1341 | 1.1868
WY | Industrial | Food Mfg | New | Motors | Fans & Blowers | 0 | 0.028251 | 0.061142 | 0.096507 | 0.16502 | 0.18838 | 0.2057 | 0.23805 | 0.25628 | 0.28583 | 0.30539 | 0.33628 | 0.35667 | 0.37854 | 0.40011 | 0.4241 | 0.44305 | 0.46429 | 0.48524 | 0.50834 | 0.52607 | 0.55051
WY | Industrial | Food Mfg | New | Motors | Compressed Air | 0 | 0.082676 | 0.17893 | 0.28242 | 0.48293 | 0.55128 | 0.60196 | 0.69665 | 0.74998 | 0.83646 | 0.89371 | 0.98412 | 1.0438 | 1.1078 | 1.1709 | 1.2411 | 1.2966 | 1.3587 | 1.42 | 1.4876 | 1.5395 | 1.6111
WY | Industrial | Food Mfg | New | Motors | Material Handling | 0 | 0.12285 | 0.26588 | 0.41966 | 0.7176 | 0.81917 | 0.89447 | 1.0352 | 1.1144 | 1.2429 | 1.328 | 1.4623 | 1.551 | 1.6461 | 1.7399 | 1.8442 | 1.9266 | 2.019 | 2.1101 | 2.2105 | 2.2876 | 2.3939
WY | Industrial | Food Mfg | New | Motors | Other Motors | 0 | 0.013025 | 0.028188 | 0.044493 | 0.07608 | 0.086848 | 0.094832 | 0.10975 | 0.11815 | 0.13177 | 0.14079 | 0.15504 | 0.16444 | 0.17452 | 0.18446 | 0.19552 | 0.20426 | 0.21405 | 0.22371 | 0.23436 | 0.24253 | 0.2538
WY | Industrial | Food Mfg | New | Process | Process Heating | 0 | 0.030455 | 0.065911 | 0.10403 | 0.17789 | 0.20307 | 0.22174 | 0.25662 | 0.27627 | 0.30812 | 0.32921 | 0.36252 | 0.38449 | 0.40807 | 0.43133 | 0.45718 | 0.47761 | 0.5005 | 0.52309 | 0.54799 | 0.56711 | 0.59346
WY | Industrial | Food Mfg | New | Process | Process Cooling | 0 | 0.12347 | 0.26721 | 0.42177 | 0.7212 | 0.82327 | 0.89896 | 1.0404 | 1.12 | 1.2492 | 1.3347 | 1.4697 | 1.5588 | 1.6543 | 1.7486 | 1.8534 | 1.9363 | 2.0291 | 2.1207 | 2.2216 | 2.2991 | 2.4059
WY | Industrial | Food Mfg | New | Process | Process Refrigeration | 0 | 0.061783 | 0.13371 | 0.21105 | 0.36089 | 0.41196 | 0.44984 | 0.52059 | 0.56045 | 0.62507 | 0.66786 | 0.73542 | 0.78001 | 0.82782 | 0.87501 | 0.92746 | 0.9689 | 1.0154 | 1.0612 | 1.1117 | 1.1505 | 1.2039
WY | Industrial | Food Mfg | New | Process | Process Electrochemical | 0 | 0.0015751 | 0.0034088 | 0.0053806 | 0.0092005 | 0.010503 | 0.011468 | 0.013272 | 0.014288 | 0.015936 | 0.017026 | 0.018749 | 0.019886 | 0.021105 | 0.022308 | 0.023645 | 0.024701 | 0.025886 | 0.027054 | 0.028341 | 0.02933 | 0.030693