## Annual GHG Impacts of Actions
Instructions
For each of the portfolios listed on the "Portfolios" tab, list the annual GHG emissions based on the DEQ methodology over the study period under Reference Case assumptions
For each year, break out the contributions of individual fossil fuel resources, market purchases, and market sales to the total GHG emissions per the DEQ methodology
UM 2225 Order Summary/Rubric references: C.4(a)
1 | CEP Portfolio-Pathway 1
Contribution from…
Year | Total GHG Emissions (metric tons) | Market Purchases (metric tons) | Market sales (metric tons) | Natural Gas (metric ton) | Gas Conv (metric ton) | Coal (metric ton) | Biogas (metric ton) | Geothermal (metric ton)
2023 | 10826667.189 | 550442.1465 | 0 | 1957541.0667 | 0 | 8658283.9408 | 210842.1814 | 0
2024 | 10140040.4204 | 872854.2822 | 0 | 2154639.1634 | 371992.2284 | 7444796.2015 | 168612.827 | 0
2025 | 8271222.5229 | 620539.3192 | 0 | 2260272.9355 | 531352.6468 | 5479596.9406 | 0 | 0
2026 | 5474643.862 | 925692.3682 | 0 | 1911639.7562 | 260706.3773 | 3302297.7285 | 0 | 0
2027 | 6107264.2925 | 958671.9288 | 0 | 1838912.2541 | 441041.1761 | 3827310.8624 | 0 | 0
2028 | 5924199.9845 | 594802.8136 | 0 | 1893633.4192 | 672334.4498 | 3358232.1154 | 0 | 0
2029 | 3860539.3935 | 663678.2739 | 0 | 1696874.3154 | 526731.224 | 1636933.8542 | 0 | 0
2030 | 1260193.6646 | 626959.3718 | 0 | 886908.4482 | 373285.2164 | 0 | 0 | 0
2031 | 1165369.2354 | 673834.8787 | 0 | 817402.8165 | 347966.419 | 0 | 0 | 0
2032 | 651133.5119 | 471873.8646 | 0 | 549551.7006 | 101581.8113 | 0 | 0 | 0
2033 | 527487.5283 | 341925.2907 | 0 | 419858.1663 | 107629.362 | 0 | 0 | 0
2034 | 476871.4796 | 424141.8979 | 0 | 419505.8966 | 57365.583 | 0 | 0 | 0
2035 | 466898.0973 | 413019.4274 | 0 | 413955.6381 | 52942.4592 | 0 | 0 | 0
2036 | 469532.961 | 448840.7584 | 0 | 408276.377 | 61256.584 | 0 | 0 | 0
2037 | 419883.3201 | 452133.3636 | 0 | 360234.9649 | 59648.3552 | 0 | 0 | 0
2038 | 374376.0826 | 495082.3485 | 0 | 374376.0826 | 0 | 0 | 0 | 0
2039 | 386071.13 | 526280.9116 | 0 | 386071.13 | 0 | 0 | 0 | 0
2040 | 0 | 0 | 0 | 0 | 0 | 0 | 0 | 0
2041 | 0 | 0 | 0 | 0 | 0 | 0 | 0 | 0
2042 | 0 | 0 | 0 | 0 | 0 | 0 | 0 | 0
2 | CEP Portfolio-Pathway 2
Contribution from…
Year | Total GHG Emissions (metric tons) | Market Purchases (metric tons) | Market sales (metric tons) | Natural Gas (metric ton) | Gas Conv (metric ton) | Coal (metric ton) | Biogas (metric ton) | Geothermal (metric ton)
2023 | 10451566.9628 | 550442.1465 | 0 | 1889720.1867 | 0 | 8358309.4235 | 203537.3526 | 0
2024 | 9324372.2694 | 872854.2822 | 0 | 1981319.288 | 342069.0525 | 6845934.3725 | 155049.5564 | 0
2025 | 7427471.2108 | 620539.3192 | 0 | 2029701.4269 | 477149.1126 | 4920620.6713 | 0 | 0
2026 | 4861525.6099 | 925692.3682 | 0 | 1697550.7204 | 231509.2565 | 2932465.633 | 0 | 0
2027 | 5236986.4315 | 958671.9288 | 0 | 1576869.4561 | 378193.3357 | 3281923.6396 | 0 | 0
2028 | 4923788.2138 | 594802.8136 | 0 | 1573858.0627 | 558798.2257 | 2791131.9254 | 0 | 0
2029 | 3192571.8615 | 663678.2739 | 0 | 1403273.6464 | 435593.8673 | 1353704.3478 | 0 | 0
2030 | 1789092.9423 | 626959.3718 | 0 | 1259141.1065 | 529951.8358 | 0 | 0 | 0
2031 | 1724912.9717 | 673834.8787 | 0 | 1209872.9556 | 515040.0161 | 0 | 0 | 0
2032 | 963770.629 | 471873.8646 | 0 | 813415.0347 | 150355.5943 | 0 | 0 | 0
2033 | 780756.9072 | 341925.2907 | 0 | 621450.0738 | 159306.8334 | 0 | 0 | 0
2034 | 705837.9233 | 424141.8979 | 0 | 620928.6643 | 84909.259 | 0 | 0 | 0
2035 | 691075.8925 | 413019.4274 | 0 | 612713.4887 | 78362.4038 | 0 | 0 | 0
2036 | 694975.8673 | 448840.7584 | 0 | 604307.3709 | 90668.4964 | 0 | 0 | 0
2037 | 621487.305 | 452133.3636 | 0 | 533199.2169 | 88288.088 | 0 | 0 | 0
2038 | 554130.0916 | 495082.3485 | 0 | 554130.0916 | 0 | 0 | 0 | 0
2039 | 571440.4327 | 526280.9116 | 0 | 571440.4327 | 0 | 0 | 0 | 0
2040 | 0 | 0 | 0 | 0 | 0 | 0 | 0 | 0
2041 | 0 | 0 | 0 | 0 | 0 | 0 | 0 | 0
2042 | 0 | 0 | 0 | 0 | 0 | 0 | 0 | 0
3 | CEP Portfolio 2020 protocol
Contribution from…
Year | Total GHG Emissions (metric tons) | Market Purchases (metric tons) | Market sales (metric tons) | Natural Gas (metric ton) | Gas Conv (metric ton) | Coal (metric ton) | Biogas (metric ton) | Geothermal (metric ton)
2023 | 10826667.189 | 550442.1465 | 0 | 1957541.0667 | 0 | 8658283.9408 | 210842.1814 | 0
2024 | 10140040.4204 | 872854.2822 | 0 | 2154639.1634 | 371992.2284 | 7444796.2015 | 168612.827 | 0
2025 | 8271222.5229 | 620539.3192 | 0 | 2260272.9355 | 531352.6468 | 5479596.9406 | 0 | 0
2026 | 5474643.862 | 925692.3682 | 0 | 1911639.7562 | 260706.3773 | 3302297.7285 | 0 | 0
2027 | 6107264.2925 | 958671.9288 | 0 | 1838912.2541 | 441041.1761 | 3827310.8624 | 0 | 0
2028 | 5924199.9845 | 594802.8136 | 0 | 1893633.4192 | 672334.4498 | 3358232.1154 | 0 | 0
2029 | 3860539.3935 | 663678.2739 | 0 | 1696874.3154 | 526731.224 | 1636933.8542 | 0 | 0
2030 | 2250345.8296 | 626959.3718 | 0 | 1583765.0861 | 666580.7435 | 0 | 0 | 0
2031 | 2378304.5621 | 673834.8787 | 0 | 1668169.0132 | 710135.5489 | 0 | 0 | 0
2032 | 1339918.3658 | 471873.8646 | 0 | 1130880.8457 | 209037.5201 | 0 | 0 | 0
2033 | 1072239.7106 | 341925.2907 | 0 | 853458.2802 | 218781.4304 | 0 | 0 | 0
2034 | 971466.6073 | 424141.8979 | 0 | 854603.3629 | 116863.2444 | 0 | 0 | 0
2035 | 953468.6091 | 413019.4274 | 0 | 845352.9984 | 108115.6107 | 0 | 0 | 0
2036 | 959004.0602 | 448840.7584 | 0 | 833889.7069 | 125114.3533 | 0 | 0 | 0
2037 | 855984.0592 | 452133.3636 | 0 | 734383.5126 | 121600.5466 | 0 | 0 | 0
2038 | 763763.5405 | 495082.3485 | 0 | 763763.5405 | 0 | 0 | 0 | 0
2039 | 787905.4212 | 526280.9116 | 0 | 787905.4212 | 0 | 0 | 0 | 0
2040 | 0 | 0 | 0 | 0 | 0 | 0 | 0 | 0
2041 | 0 | 0 | 0 | 0 | 0 | 0 | 0 | 0
2042 | 0 | 0 | 0 | 0 | 0 | 0 | 0 | 0
4 | 2023 IRP Preferred Portfolio (May) 2020 Protocol
Contribution from…
Year | Total GHG Emissions (metric tons) | Market Purchases (metric tons) | Market sales (metric tons) | Natural Gas (metric ton) | Gas Conv (metric ton) | Coal (metric ton) | Biogas (metric ton) | Geothermal (metric ton)
2023 | 10885535.8088 | 575371.4265 | 0 | 1983247.1448 | 0 | 8691446.4826 | 210842.1814
2024 | 10206482.8429 | 918582.6472 | 0 | 2164053.4591 | 373947.8009 | 7499868.7558 | 168612.827
2025 | 8350711.9836 | 643303.4688 | 0 | 2282426.4965 | 535158.4684 | 5533127.0188 | 0
2026 | 5533529.5324 | 998362.4688 | 0 | 1930133.3001 | 283115.8533 | 3320280.379 | 0
2027 | 6181776.8712 | 1049727.0178 | 0 | 1854157.475 | 451570.7425 | 3876048.6538 | 0
2028 | 6112207.145 | 647695.0558 | 0 | 1989654.5685 | 651265.9113 | 3471286.6652 | 0
2029 | 3930518.6867 | 735833.0034 | 0 | 1711845.1804 | 561160.7573 | 1657512.749 | 0
2030 | 2396317.601 | 781518.8506 | 0 | 1637441.8246 | 758875.7763 | 0 | 0
2031 | 2551334.2148 | 821780.7285 | 0 | 1714971.4169 | 836362.7979 | 0 | 0
2032 | 1443126.038 | 674952.5746 | 0 | 1217639.8284 | 225486.2096 | 0 | 0
2033 | 1176723.1735 | 514055.7495 | 0 | 912129.1953 | 264593.9782 | 0 | 0
2034 | 1095549.0846 | 610611.0209 | 0 | 915931.9814 | 179617.1032 | 0 | 0
2035 | 1069782.4564 | 594161.4645 | 0 | 924552.8403 | 145229.6161 | 0 | 0
2036 | 1097879.8547 | 619758.2163 | 0 | 936502.6949 | 161377.1599 | 0 | 0
2037 | 956220.6099 | 642532.5176 | 0 | 796170.4748 | 160050.135 | 0 | 0
2038 | 844104.3692 | 691466.1541 | 0 | 844104.3692 | 0 | 0 | 0
2039 | 856975.6841 | 729648.2016 | 0 | 856975.6841 | 0 | 0 | 0
2040 | 0 | 0 | 0 | 0 | 0 | 0 | 0
2041 | 0 | 0 | 0 | 0 | 0 | 0 | 0
2042 | 0 | 0 | 0 | 0 | 0 | 0 | 0
5 | CBRE Scenario-Pathway 1
Contribution from…
Year | Total GHG Emissions (metric tons) | Market Purchases (metric tons) | Market sales (metric tons) | Natural Gas (metric ton) | Gas Conv (metric ton) | Coal (metric ton) | Biogas (metric ton) | Geothermal (metric ton)
2023 | 10825997.1641 | 549764.2117 | 0 | 1957769.9969 |  | 8657384.9858 | 210842.1814 | 0
2024 | 10135207.7918 | 869625.9652 | 0 | 2147120.3568 | 372848.7371 | 7446625.8709 | 168612.827 | 0
2025 | 8275306.6957 | 608282.478 | 0 | 2262379.8569 | 531924.9038 | 5481001.935 | 0 | 0
2026 | 5466547.1263 | 911799.0488 | 0 | 1910246.0923 | 262418.3101 | 3293882.7239 | 0 | 0
2027 | 6109605.8579 | 933115.1262 | 0 | 1835527.7975 | 433037.0375 | 3841041.0228 | 0 | 0
2028 | 5966956.8496 | 566383.2664 | 0 | 1933479.0019 | 654452.8256 | 3379025.0221 | 0 | 0
2029 | 3849222.0743 | 645538.1885 | 0 | 1696066.046 | 520566.4239 | 1632589.6044 | 0 | 0
2030 | 1259931.675 | 625002.8547 | 0 | 886815.5562 | 373116.1187 | 0 | 0 | 0
2031 | 1163187.8139 | 678825.5043 | 0 | 818679.4051 | 344508.4088 | 0 | 0 | 0
2032 | 648709.9972 | 473099.7268 | 0 | 547351.231 | 101358.7662 | 0 | 0 | 0
2033 | 524593.3845 | 341755.7792 | 0 | 417869.241 | 106724.1435 | 0 | 0 | 0
2034 | 475319.5642 | 422745.4879 | 0 | 419294.675 | 56024.8892 | 0 | 0 | 0
2035 | 466211.2915 | 412185.4681 | 0 | 412686.8653 | 53524.4261 | 0 | 0 | 0
2036 | 467458.8064 | 449446.8003 | 0 | 407262.2657 | 60196.5407 | 0 | 0 | 0
2037 | 419886.9898 | 450387.6289 | 0 | 360621.1716 | 59265.8181 | 0 | 0 | 0
2038 | 376045.0867 | 493061.0039 | 0 | 376045.0867 | 0 | 0 | 0 | 0
2039 | 384432.225 | 525738.3926 | 0 | 384432.225 | 0 | 0 | 0 | 0
2040 | 0 | 0 | 0 | 0 | 0 | 0 | 0 | 0
2041 | 0 | 0 | 0 | 0 | 0 | 0 | 0 | 0
2042 | 0 | 0 | 0 | 0 | 0 | 0 | 0 | 0
6 | CBRE Scenario-Pathway 2
Contribution from…
Year | Total GHG Emissions (metric tons) | Market Purchases (metric tons) | Market sales (metric tons) | Natural Gas (metric ton) | Gas Conv (metric ton) | Coal (metric ton) | Biogas (metric ton) | Geothermal (metric ton)
2023 | 10451566.9628 | 549764.2117 | 0 | 1889720.1867 | 0 | 8358309.4235 | 203537.3526 | 0
2024 | 9324372.2694 | 869625.9652 | 0 | 1981319.288 | 342069.0525 | 6845934.3725 | 155049.5564 | 0
2025 | 7427471.2108 | 608282.478 | 0 | 2029701.4269 | 477149.1126 | 4920620.6713 | 0 | 0
2026 | 4861525.6099 | 911799.0488 | 0 | 1697550.7204 | 231509.2565 | 2932465.633 | 0 | 0
2027 | 5236986.4315 | 933115.1262 | 0 | 1576869.4561 | 378193.3357 | 3281923.6396 | 0 | 0
2028 | 4923788.2138 | 566383.2664 | 0 | 1573858.0627 | 558798.2257 | 2791131.9254 | 0 | 0
2029 | 3192571.8615 | 645538.1885 | 0 | 1403273.6464 | 435593.8673 | 1353704.3478 | 0 | 0
2030 | 1789092.9423 | 625002.8547 | 0 | 1259141.1065 | 529951.8358 | 0 | 0 | 0
2031 | 1724912.9717 | 678825.5043 | 0 | 1209872.9556 | 515040.0161 | 0 | 0 | 0
2032 | 963770.629 | 473099.7268 | 0 | 813415.0347 | 150355.5943 | 0 | 0 | 0
2033 | 780756.9072 | 341755.7792 | 0 | 621450.0738 | 159306.8334 | 0 | 0 | 0
2034 | 705837.9233 | 422745.4879 | 0 | 620928.6643 | 84909.259 | 0 | 0 | 0
2035 | 691075.8925 | 412185.4681 | 0 | 612713.4887 | 78362.4038 | 0 | 0 | 0
2036 | 694975.8673 | 449446.8003 | 0 | 604307.3709 | 90668.4964 | 0 | 0 | 0
2037 | 621487.305 | 450387.6289 | 0 | 533199.2169 | 88288.088 | 0 | 0 | 0
2038 | 554130.0916 | 493061.0039 | 0 | 554130.0916 | 0 | 0 | 0 | 0
2039 | 571440.4327 | 525738.3926 | 0 | 571440.4327 | 0 | 0 | 0 | 0
2040 | 0 | 0 | 0 | 0 | 0 | 0 | 0 | 0
2041 | 0 | 0 | 0 | 0 | 0 | 0 | 0 | 0
2042 | 0 | 0 | 0 | 0 | 0 | 0 | 0 | 0
7 | CBRE Scenario
Contribution from…
Year | Total GHG Emissions (metric tons) | Market Purchases (metric tons) | Market sales (metric tons) | Natural Gas (metric ton) | Gas Conv (metric ton) | Coal (metric ton) | Biogas (metric ton) | Geothermal (metric ton)
2023 | 10825997.1641 | 549764.2117 | 0 | 1957769.9969 | 0 | 8657384.9858 | 210842.1814 | 0
2024 | 10135207.7918 | 869625.9652 | 0 | 2147120.3568 | 372848.7371 | 7446625.8709 | 168612.827 | 0
2025 | 8275306.6957 | 608282.478 | 0 | 2262379.8569 | 531924.9038 | 5481001.935 | 0 | 0
2026 | 5466547.1263 | 911799.0488 | 0 | 1910246.0923 | 262418.3101 | 3293882.7239 | 0 | 0
2027 | 6109605.8579 | 933115.1262 | 0 | 1835527.7975 | 433037.0375 | 3841041.0228 | 0 | 0
2028 | 5966956.8496 | 566383.2664 | 0 | 1933479.0019 | 654452.8256 | 3379025.0221 | 0 | 0
2029 | 3849222.0743 | 645538.1885 | 0 | 1696066.046 | 520566.4239 | 1632589.6044 | 0 | 0
2030 | 2249877.991 | 625002.8547 | 0 | 1583599.2076 | 666278.7834 | 0 | 0 | 0
2031 | 2373852.6815 | 678825.5043 | 0 | 1670774.2962 | 703078.3853 | 0 | 0 | 0
2032 | 1334931.1982 | 473099.7268 | 0 | 1126352.6658 | 208578.5324 | 0 | 0 | 0
2033 | 1066356.6977 | 341755.7792 | 0 | 849415.3321 | 216941.3656 | 0 | 0 | 0
2034 | 968305.0972 | 422745.4879 | 0 | 854173.0693 | 114132.0279 | 0 | 0 | 0
2035 | 952066.0594 | 412185.4681 | 0 | 842761.9941 | 109304.0653 | 0 | 0 | 0
2036 | 954767.6745 | 449446.8003 | 0 | 831818.4213 | 122949.2532 | 0 | 0 | 0
2037 | 855991.5403 | 450387.6289 | 0 | 735170.8428 | 120820.6974 | 0 | 0 | 0
2038 | 767168.4708 | 493061.0039 | 0 | 767168.4708 | 0 | 0 | 0 | 0
2039 | 784560.6952 | 525738.3926 | 0 | 784560.6952 | 0 | 0 | 0 | 0
2040 | 0 | 0 | 0 | 0 | 0 | 0 | 0 | 0
2041 | 0 | 0 | 0 | 0 | 0 | 0 | 0 | 0
2042 | 0 | 0 | 0 | 0 | 0 | 0 | 0 | 0
8 | 15% SSR Target Scenario-Pathway 1
Contribution from…
Year | Total GHG Emissions (metric tons) | Market Purchases (metric tons) | Market sales (metric tons) | Natural Gas (metric ton) | Gas Conv (metric ton) | Coal (metric ton) | Biogas (metric ton) | Geothermal (metric ton)
2023 | 10825539.0386 | 549955.2412 | 0 | 1956523.5648 |  | 8658173.2924 | 210842.1814 | 0
2024 | 10136573.1163 | 875685.8876 | 0 | 2145060.7789 | 373785.1432 | 7449114.3672 | 168612.827 | 0
2025 | 8271222.5229 | 620539.3192 | 0 | 2260272.9355 | 531352.6468 | 5479596.9406 | 0 | 0
2026 | 5469686.4323 | 926499.9978 | 0 | 1909992.1625 | 261056.5344 | 3298637.7355 | 0 | 0
2027 | 6153784.3577 | 935335.5815 | 0 | 1838212.4026 | 467165.5206 | 3848406.4344 | 0 | 0
2028 | 5965414.8585 | 587115.016 | 0 | 1944004.1967 | 650197.6861 | 3371212.9757 | 0 | 0
2029 | 3862138.6111 | 664016.0052 | 0 | 1696951.3108 | 524148.3616 | 1641038.9386 | 0 | 0
2030 | 1242779.3138 | 584470.0358 | 0 | 874627.3268 | 368151.987 | 0 | 0 | 0
2031 | 1148574.7583 | 634229.9661 | 0 | 807675.4956 | 340899.2627 | 0 | 0 | 0
2032 | 633743.5928 | 420943.7467 | 0 | 533559.4521 | 100184.1407 | 0 | 0 | 0
2033 | 497488.4966 | 306107.4316 | 0 | 403417.3059 | 94071.1907 | 0 | 0 | 0
2034 | 462798.8384 | 383621.8122 | 0 | 405675.782 | 57123.0564 | 0 | 0 | 0
2035 | 442767.7389 | 381880.3673 | 0 | 392512.4347 | 50255.3042 | 0 | 0 | 0
2036 | 449601.3596 | 410713.2178 | 0 | 390538.9543 | 59062.4053 | 0 | 0 | 0
2037 | 403506.5327 | 404999.752 | 0 | 344896.0164 | 58610.5163 | 0 | 0 | 0
2038 | 360671.5452 | 448937.6021 | 0 | 360671.5452 | 0 | 0 | 0 | 0
2039 | 365754.4411 | 483621.6915 | 0 | 365754.4411 | 0 | 0 | 0 | 0
2040 | 0 | 0 | 0 | 0 | 0 | 0 | 0 | 0
2041 | 0 | 0 | 0 | 0 | 0 | 0 | 0 | 0
2042 | 0 | 0 | 0 | 0 | 0 | 0 | 0 | 0
9 | 15% SSR Target Scenario-Pathway 2
Contribution from…
Year | Total GHG Emissions (metric tons) | Market Purchases (metric tons) | Market sales (metric tons) | Natural Gas (metric ton) | Gas Conv (metric ton) | Coal (metric ton) | Biogas (metric ton) | Geothermal (metric ton)
2023 | 10451566.9628 | 549955.2412 | 0 | 1889720.1867 |  | 8358309.4235 | 203537.3526 | 0
2024 | 9324372.2694 | 875685.8876 | 0 | 1981319.288 | 342069.0525 | 6845934.3725 | 155049.5564 | 0
2025 | 7427471.2108 | 620539.3192 | 0 | 2029701.4269 | 477149.1126 | 4920620.6713 | 0 | 0
2026 | 4861525.6099 | 926499.9978 | 0 | 1697550.7204 | 231509.2565 | 2932465.633 | 0 | 0
2027 | 5236986.4315 | 935335.5815 | 0 | 1576869.4561 | 378193.3357 | 3281923.6396 | 0 | 0
2028 | 4923788.2138 | 587115.016 | 0 | 1573858.0627 | 558798.2257 | 2791131.9254 | 0 | 0
2029 | 3192571.8615 | 664016.0052 | 0 | 1403273.6464 | 435593.8673 | 1353704.3478 | 0 | 0
2030 | 1789092.9423 | 584470.0358 | 0 | 1259141.1065 | 529951.8358 | 0 | 0 | 0
2031 | 1724912.9717 | 634229.9661 | 0 | 1209872.9556 | 515040.0161 | 0 | 0 | 0
2032 | 963770.629 | 420943.7467 | 0 | 813415.0347 | 150355.5943 | 0 | 0 | 0
2033 | 780756.9072 | 306107.4316 | 0 | 621450.0738 | 159306.8334 | 0 | 0 | 0
2034 | 705837.9233 | 383621.8122 | 0 | 620928.6643 | 84909.259 | 0 | 0 | 0
2035 | 691075.8925 | 381880.3673 | 0 | 612713.4887 | 78362.4038 | 0 | 0 | 0
2036 | 694975.8673 | 410713.2178 | 0 | 604307.3709 | 90668.4964 | 0 | 0 | 0
2037 | 621487.305 | 404999.752 | 0 | 533199.2169 | 88288.088 | 0 | 0 | 0
2038 | 554130.0916 | 448937.6021 | 0 | 554130.0916 | 0 | 0 | 0 | 0
2039 | 571440.4327 | 483621.6915 | 0 | 571440.4327 | 0 | 0 | 0 | 0
2040 | 0 | 0 | 0 | 0 | 0 | 0 | 0 | 0
2041 | 0 | 0 | 0 | 0 | 0 | 0 | 0 | 0
2042 | 0 | 0 | 0 | 0 | 0 | 0 | 0 | 0
10 | 15% SSR Target Scenario
Contribution from…
Year | Total GHG Emissions (metric tons) | Market Purchases (metric tons) | Market sales (metric tons) | Natural Gas (metric ton) | Gas Conv (metric ton) | Coal (metric ton) | Biogas (metric ton) | Geothermal (metric ton)
2023 | 10825539.0386 | 549955.2412 | 0 | 1956523.5648 | 0 | 8658173.2924 | 210842.1814 | 0
2024 | 10136573.1163 | 875685.8876 | 0 | 2145060.7789 | 373785.1432 | 7449114.3672 | 168612.827 | 0
2025 | 8271222.5229 | 620539.3192 | 0 | 2260272.9355 | 531352.6468 | 5479596.9406 | 0 | 0
2026 | 5469686.4323 | 926499.9978 | 0 | 1909992.1625 | 261056.5344 | 3298637.7355 | 0 | 0
2027 | 6153784.3577 | 935335.5815 | 0 | 1838212.4026 | 467165.5206 | 3848406.4344 | 0 | 0
2028 | 5965414.8585 | 587115.016 | 0 | 1944004.1967 | 650197.6861 | 3371212.9757 | 0 | 0
2029 | 3862138.6111 | 664016.0052 | 0 | 1696951.3108 | 524148.3616 | 1641038.9386 | 0 | 0
2030 | 2219248.7747 | 584470.0358 | 0 | 1561834.5122 | 657414.2625 | 0 | 0 | 0
2031 | 2344030.119 | 634229.9661 | 0 | 1648317.338 | 695712.781 | 0 | 0 | 0
2032 | 1304132.9675 | 420943.7467 | 0 | 1097971.608 | 206161.3596 | 0 | 0 | 0
2033 | 1011259.7795 | 306107.4316 | 0 | 820038.4503 | 191221.3292 | 0 | 0 | 0
2034 | 942798.294 | 383621.8122 | 0 | 826429.1166 | 116369.1775 | 0 | 0 | 0
2035 | 904191.177 | 381880.3673 | 0 | 801563.0976 | 102628.0794 | 0 | 0 | 0
2036 | 918294.4864 | 410713.2178 | 0 | 797661.6636 | 120632.8228 | 0 | 0 | 0
2037 | 822597.9534 | 404999.752 | 0 | 703113.1698 | 119484.7836 | 0 | 0 | 0
2038 | 735804.9542 | 448937.6021 | 0 | 735804.9542 | 0 | 0 | 0 | 0
2039 | 746442.5193 | 483621.6915 | 0 | 746442.5193 | 0 | 0 | 0 | 0
2040 | 0 | 0 | 0 | 0 | 0 | 0 | 0 | 0
2041 | 0 | 0 | 0 | 0 | 0 | 0 | 0 | 0
2042 | 0 | 0 | 0 | 0 | 0 | 0 | 0 | 0
11 | Accelerated SSR 2028 Target Scenario-Pathway 1
Contribution from…
Year | Total GHG Emissions (metric tons) | Market Purchases (metric tons) | Market sales (metric tons) | Natural Gas (metric ton) | Gas Conv (metric ton) | Coal (metric ton) | Biogas (metric ton) | Geothermal (metric ton)
2023 | 10825539.0386 | 549955.2412 | 0 | 1956523.5648 | 0 | 8658173.2924 | 210842.1814 | 0
2024 | 10136573.1163 | 875685.8876 | 0 | 2145060.7789 | 373785.1432 | 7449114.3672 | 168612.827 | 0
2025 | 8271222.5229 | 620539.3192 | 0 | 2260272.9355 | 531352.6468 | 5479596.9406 | 0 | 0
2026 | 5474643.862 | 925692.3682 | 0 | 1911639.7562 | 260706.3773 | 3302297.7285 | 0 | 0
2027 | 6106938.7998 | 961612.0797 | 0 | 1838309.4138 | 433754.0664 | 3834875.3196 | 0 | 0
2028 | 5801467.3476 | 470366.3894 | 0 | 1840474.6171 | 643394.1767 | 3317598.5538 | 0 | 0
2029 | 3753642.2142 | 516456.7841 | 0 | 1634830.2607 | 494772.4197 | 1624039.5338 | 0 | 0
2030 | 1233476.6503 | 570881.8486 | 0 | 869522.238 | 363954.4122 | 0 | 0 | 0
2031 | 1140696.6264 | 621334.5153 | 0 | 804500.2855 | 336196.341 | 0 | 0 | 0
2032 | 643544.5478 | 451428.7895 | 0 | 542244.454 | 101300.0938 | 0 | 0 | 0
2033 | 521131.6601 | 337262.08 | 0 | 417403.477 | 103728.1831 | 0 | 0 | 0
2034 | 473813.3864 | 419179.3048 | 0 | 418020.2267 | 55793.1597 | 0 | 0 | 0
2035 | 463562.13 | 409660.3717 | 0 | 410446.6977 | 53115.4322 | 0 | 0 | 0
2036 | 467946.79 | 445540.8333 | 0 | 407320.1556 | 60626.6344 | 0 | 0 | 0
2037 | 419481.1126 | 451787.1706 | 0 | 360183.7032 | 59297.4095 | 0 | 0 | 0
2038 | 375679.3974 | 495651.1864 | 0 | 375679.3974 | 0 | 0 | 0 | 0
2039 | 385220.8465 | 526132.6765 | 0 | 385220.8465 | 0 | 0 | 0 | 0
2040 | 0 | 0 | 0 | 0 | 0 | 0 | 0 | 0
2041 | 0 | 0 | 0 | 0 | 0 | 0 | 0 | 0
2042 | 0 | 0 | 0 | 0 | 0 | 0 | 0 | 0
12 | Accelerated SSR 2028 Target Scenario-Pathway 2
Contribution from…
Year | Total GHG Emissions (metric tons) | Market Purchases (metric tons) | Market sales (metric tons) | Natural Gas (metric ton) | Gas Conv (metric ton) | Coal (metric ton) | Biogas (metric ton) | Geothermal (metric ton)
2023 | 10450477.8983 | 549955.2412 | 0 | 1888737.937 | 0 | 8358202.6086 | 203537.3526 | 0
2024 | 9321183.8764 | 875685.8876 | 0 | 1972511.3918 | 343717.7446 | 6849905.1836 | 155049.5564 | 0
2025 | 7427471.2108 | 620539.3192 | 0 | 2029701.4269 | 477149.1126 | 4920620.6713 | 0 | 0
2026 | 4861525.6099 | 925692.3682 | 0 | 1697550.7204 | 231509.2565 | 2932465.633 | 0 | 0
2027 | 5236707.3211 | 961612.0797 | 0 | 1576352.5198 | 371944.6305 | 3288410.1708 | 0 | 0
2028 | 4821781.274 | 470366.3894 | 0 | 1529676.1168 | 534745.058 | 2757360.0992 | 0 | 0
2029 | 3104170.5031 | 516456.7841 | 0 | 1351964.7274 | 409164.7161 | 1343041.0596 | 0 | 0
2030 | 1751162.8819 | 570881.8486 | 0 | 1234457.9591 | 516704.9229 | 0 | 0 | 0
2031 | 1688393.9853 | 621334.5153 | 0 | 1190775.3663 | 497618.619 | 0 | 0 | 0
2032 | 952537.8778 | 451428.7895 | 0 | 802599.2657 | 149938.6121 | 0 | 0 | 0
2033 | 771349.3142 | 337262.08 | 0 | 617816.7828 | 153532.5313 | 0 | 0 | 0
2034 | 701311.5085 | 419179.3048 | 0 | 618729.6606 | 82581.8478 | 0 | 0 | 0
2035 | 686138.1842 | 409660.3717 | 0 | 607519.7556 | 78618.4286 | 0 | 0 | 0
2036 | 692628.1076 | 445540.8333 | 0 | 602892.0266 | 89736.081 | 0 | 0 | 0
2037 | 620891.9805 | 451787.1706 | 0 | 533123.3423 | 87768.6382 | 0 | 0 | 0
2038 | 556059.1838 | 495651.1864 | 0 | 556059.1838 | 0 | 0 | 0 | 0
2039 | 570181.8916 | 526132.6765 | 0 | 570181.8916 | 0 | 0 | 0 | 0
2040 | 0 | 0 | 0 | 0 | 0 | 0 | 0 | 0
2041 | 0 | 0 | 0 | 0 | 0 | 0 | 0 | 0
2042 | 0 | 0 | 0 | 0 | 0 | 0 | 0 | 0
13 | Accelerated SSR 2028 Target Scenario
Contribution from…
Year | Total GHG Emissions (metric tons) | Market Purchases (metric tons) | Market sales (metric tons) | Natural Gas (metric ton) | Gas Conv (metric ton) | Coal (metric ton) | Biogas (metric ton) | Geothermal (metric ton)
2023 | 10825539.0386 | 549955.2412 | 0 | 1956523.5648 | 0 | 8658173.2924 | 210842.1814 | 0
2024 | 10136573.1163 | 875685.8876 | 0 | 2145060.7789 | 373785.1432 | 7449114.3672 | 168612.827 | 0
2025 | 8271222.5229 | 620539.3192 | 0 | 2260272.9355 | 531352.6468 | 5479596.9406 | 0 | 0
2026 | 5474643.862 | 925692.3682 | 0 | 1911639.7562 | 260706.3773 | 3302297.7285 | 0 | 0
2027 | 6106938.7998 | 961612.0797 | 0 | 1838309.4138 | 433754.0664 | 3834875.3196 | 0 | 0
2028 | 5801467.3476 | 470366.3894 | 0 | 1840474.6171 | 643394.1767 | 3317598.5538 | 0 | 0
2029 | 3753642.2142 | 516456.7841 | 0 | 1634830.2607 | 494772.4197 | 1624039.5338 | 0 | 0
2030 | 2202636.8755 | 570881.8486 | 0 | 1552718.2822 | 649918.5933 | 0 | 0 | 0
2031 | 2327952.2989 | 621334.5153 | 0 | 1641837.3173 | 686114.9816 | 0 | 0 | 0
2032 | 1324301.6109 | 451428.7895 | 0 | 1115843.816 | 208457.7949 | 0 | 0 | 0
2033 | 1059319.9467 | 337262.08 | 0 | 848468.5595 | 210851.3872 | 0 | 0 | 0
2034 | 965236.7623 | 419179.3048 | 0 | 851576.806 | 113659.9564 | 0 | 0 | 0
2035 | 946656.1159 | 409660.3717 | 0 | 838187.271 | 108468.8449 | 0 | 0 | 0
2036 | 955764.3633 | 445540.8333 | 0 | 831936.6592 | 123827.7041 | 0 | 0 | 0
2037 | 855164.1096 | 451787.1706 | 0 | 734279.0093 | 120885.1003 | 0 | 0 | 0
2038 | 766422.4292 | 495651.1864 | 0 | 766422.4292 | 0 | 0 | 0 | 0
2039 | 786170.1373 | 526132.6765 | 0 | 786170.1373 | 0 | 0 | 0 | 0
2040 | 0 | 0 | 0 | 0 | 0 | 0 | 0 | 0
2041 | 0 | 0 | 0 | 0 | 0 | 0 | 0 | 0
2042 | 0 | 0 | 0 | 0 | 0 | 0 | 0 | 0
14 | No Purchases 2040 Scenario-Pathway 1
Contribution from…
Year | Total GHG Emissions (metric tons) | Market Purchases (metric tons) | Market sales (metric tons) | Natural Gas (metric ton) | Gas Conv (metric ton) | Coal (metric ton) | Biogas (metric ton) | Geothermal (metric ton)
2023 | 10825470.3056 | 550018.4791 | 0 | 1958596.6799 | 0 | 8656031.4443 | 210842.1814 | 0
2024 | 10134702.1174 | 876150.4019 | 0 | 2145137.8345 | 373664.2341 | 7447287.2218 | 168612.827 | 0
2025 | 8272025.1889 | 591850.7954 | 0 | 2237283.007 | 535743.301 | 5498998.8808 | 0 | 0
2026 | 5474835.4258 | 907603.7302 | 0 | 1904611.7421 | 267002.7806 | 3303220.9032 | 0 | 0
2027 | 6098916.32 | 964671.6043 | 0 | 1836367.3863 | 436821.9085 | 3825727.0252 | 0 | 0
2028 | 6141255.9114 | 533278.9263 | 0 | 1907288.2563 | 702899.1461 | 3531068.509 | 0 | 0
2029 | 3986858.6041 | 589008.9085 | 0 | 1734104.0459 | 518103.8348 | 1734650.7233 | 0 | 0
2030 | 1299373.4058 | 571604.3967 | 0 | 911613.9099 | 387759.4959 | 0 | 0 | 0
2031 | 1201502.5764 | 634794.2698 | 0 | 840110.2477 | 361392.3287 | 0 | 0 | 0
2032 | 666508.3086 | 404662.7094 | 0 | 560086.186 | 106422.1227 | 0 | 0 | 0
2033 | 518564.7819 | 305781.6252 | 0 | 404795.9124 | 113768.8695 | 0 | 0 | 0
2034 | 472384.9006 | 397497.2674 | 0 | 403684.9262 | 68699.9744 | 0 | 0 | 0
2035 | 458605.6352 | 388861.8743 | 0 | 391539.4741 | 67066.1611 | 0 | 0 | 0
2036 | 466447.3468 | 414386.6788 | 0 | 393592.5914 | 72854.7554 | 0 | 0 | 0
2037 | 416928.2592 | 414439.1489 | 0 | 346726.3202 | 70201.9389 | 0 | 0 | 0
2038 | 358043.101 | 466016.5963 | 0 | 358043.101 | 0 | 0 | 0 | 0
2039 | 364865.6896 | 502514.0461 | 0 | 364865.6896 | 0 | 0 | 0 | 0
2040 | 0 | 0 | 0 | 0 | 0 | 0 | 0 | 0
2041 | 0 | 0 | 0 | 0 | 0 | 0 | 0 | 0
2042 | 0 | 0 | 0 | 0 | 0 | 0 | 0 | 0
15 | No Purchases 2040 Scenario-Pathway 2
Contribution from…
Year | Total GHG Emissions (metric tons) | Market Purchases (metric tons) | Market sales (metric tons) | Natural Gas (metric ton) | Gas Conv (metric ton) | Coal (metric ton) | Biogas (metric ton) | Geothermal (metric ton)
2023 | 10450411.5466 | 550018.4791 | 0 | 1890739.2271 | 0 | 8356134.9669 | 203537.3526 | 0
2024 | 9319463.3812 | 876150.4019 | 0 | 1972582.249 | 343606.5615 | 6848225.0143 | 155049.5564 | 0
2025 | 7428191.9965 | 591850.7954 | 0 | 2009056.7119 | 481091.8741 | 4938043.4105 | 0 | 0
2026 | 4861695.72 | 907603.7302 | 0 | 1691309.7901 | 237100.5107 | 2933285.4193 | 0 | 0
2027 | 5229828.035 | 964671.6043 | 0 | 1574687.2289 | 374575.3087 | 3280565.4974 | 0 | 0
2028 | 5104190.1951 | 533278.9263 | 0 | 1585207.0256 | 584201.5024 | 2934781.6671 | 0 | 0
2029 | 3297034.7659 | 589008.9085 | 0 | 1434061.725 | 428459.227 | 1434513.8139 | 0 | 0
2030 | 1844716.2964 | 571604.3967 | 0 | 1294215.3719 | 550500.9245 | 0 | 0 | 0
2031 | 1778395.4789 | 634794.2698 | 0 | 1243483.1982 | 534912.2807 | 0 | 0 | 0
2032 | 986527.5248 | 404662.7094 | 0 | 829007.5781 | 157519.9467 | 0 | 0 | 0
2033 | 767549.9677 | 305781.6252 | 0 | 599155.7859 | 168394.1817 | 0 | 0 | 0
2034 | 699197.1454 | 397497.2674 | 0 | 597511.3677 | 101685.7777 | 0 | 0 | 0
2035 | 678801.8638 | 388861.8743 | 0 | 579534.3633 | 99267.5006 | 0 | 0 | 0
2036 | 690408.7173 | 414386.6788 | 0 | 582573.2702 | 107835.4472 | 0 | 0 | 0
2037 | 617113.3926 | 414439.1489 | 0 | 513204.4928 | 103908.8998 | 0 | 0 | 0
2038 | 529954.9452 | 466016.5963 | 0 | 529954.9452 | 0 | 0 | 0 | 0
2039 | 540053.3512 | 502514.0461 | 0 | 540053.3512 | 0 | 0 | 0 | 0
2040 | 0 | 0 | 0 | 0 | 0 | 0 | 0 | 0
2041 | 0 | 0 | 0 | 0 | 0 | 0 | 0 | 0
2042 | 0 | 0 | 0 | 0 | 0 | 0 | 0 | 0
16 | No Purchases 2040 Scenario
Contribution from…
Year | Total GHG Emissions (metric tons) | Market Purchases (metric tons) | Market sales (metric tons) | Natural Gas (metric ton) | Gas Conv (metric ton) | Coal (metric ton) | Biogas (metric ton) | Geothermal (metric ton)
2023 | 10825470.3056 | 550018.4791 | 0 | 1958596.6799 | 0 | 8656031.4443 | 210842.1814 | 0
2024 | 10134702.1174 | 876150.4019 | 0 | 2145137.8345 | 373664.2341 | 7447287.2218 | 168612.827 | 0
2025 | 8272025.1889 | 591850.7954 | 0 | 2237283.007 | 535743.301 | 5498998.8808 | 0 | 0
2026 | 5474835.4258 | 907603.7302 | 0 | 1904611.7421 | 267002.7806 | 3303220.9032 | 0 | 0
2027 | 6098916.32 | 964671.6043 | 0 | 1836367.3863 | 436821.9085 | 3825727.0252 | 0 | 0
2028 | 6141255.9114 | 533278.9263 | 0 | 1907288.2563 | 702899.1461 | 3531068.509 | 0 | 0
2029 | 3986858.6041 | 589008.9085 | 0 | 1734104.0459 | 518103.8348 | 1734650.7233 | 0 | 0
2030 | 2320309.6532 | 571604.3967 | 0 | 1627881.9819 | 692427.6712 | 0 | 0 | 0
2031 | 2452046.0743 | 634794.2698 | 0 | 1714510.7096 | 737535.3647 | 0 | 0 | 0
2032 | 1371556.996 | 404662.7094 | 0 | 1152558.9656 | 218998.0305 | 0 | 0 | 0
2033 | 1054102.1765 | 305781.6252 | 0 | 822840.7851 | 231261.3914 | 0 | 0 | 0
2034 | 962326.6989 | 397497.2674 | 0 | 822373.4119 | 139953.287 | 0 | 0 | 0
2035 | 936534.288 | 388861.8743 | 0 | 799576.1815 | 136958.1066 | 0 | 0 | 0
2036 | 952701.8048 | 414386.6788 | 0 | 803898.6067 | 148803.1981 | 0 | 0 | 0
2037 | 849959.8022 | 414439.1489 | 0 | 706844.4704 | 143115.3318 | 0 | 0 | 0
2038 | 730442.6729 | 466016.5963 | 0 | 730442.6729 | 0 | 0 | 0 | 0
2039 | 744628.7291 | 502514.0461 | 0 | 744628.7291 | 0 | 0 | 0 | 0
2040 | 0 | 0 | 0 | 0 | 0 | 0 | 0 | 0
2041 | 0 | 0 | 0 | 0 | 0 | 0 | 0 | 0
2042 | 0 | 0 | 0 | 0 | 0 | 0 | 0 | 0
Data reported in this section is Oregon allocated.

## Intro
PacifiCorp's 2023 Clean Energy Plan Data Template
Purpose: | This spreadsheet contains supporting data for PacifiCorp's 2023 Clean Energy Plan (CEP). For accessibility and in compliance with OPUC Order 22-446, the data is provided in a standard format provided by Public Utility Commission of Oregon (OPUC) Staff.
Disclaimer: | The information contained in this spreadsheet is based on 20-year projections, for years 2023 through 2042, and includes PacifiCorp’s analysis of the various strategies to comply with the requirements of HB 2021 and other relevant Oregon laws. These projections and compliance strategies are based on current load, sales, economic, financial, technological, operational, and state and federal policy assumptions, and will be revisited each CEP planning cycle. The data included in this spreadsheet also includes several material assumptions or generalizations. PacifiCorp highlights several important examples: - The CEP Portfolio Pathways 1 and 2 are not mutually exclusive, and the Company can pursue both compliance paths concurrently. Accordingly, the information reported for each pathway (for example, regarding greenhouse gas emissions, community benefit indicators, portfolio scoring, fossil fuel operations, annual costs, and RECs) will not reflect accurate information, because the spreadsheet requires portfolio specific information. - The CEP Portfolios are based on assumed proxy resources over the 20-year planning horizon, and the Company’s compliance pathways will differ from these assumptions based on future procurement processes that result in actual resources. These actual resources could differ substantially from the proxy resources that are assumed in each CEP Portfolio, based on which resources are the least-cost, least-risk resource to meet PacifiCorp’s need in a given year. - The CEP Portfolios are based on the Company’s current assumptions regarding forecasted load, and these assumptions could change materially based on increased electrification in PacifiCorp's service territory. - Historical greenhouse gas emissions do not provide a reasonable comparison to projected emissions, as historical emissions include emissions from certain qualifying facilities that are not included for complying with HB 2021 in future years. - The projected annual costs to serve Oregon retail customers provides only general cost information, and does not represent what Oregon customers should expect to pay over the next two decades. Actual Oregon customer rates will be determined in specific OPUC rate proceedings. These examples, among others, indicate that information contained in this spreadsheet is for general informational purposes only, and subject to change based on future developments.
Location: | A portable document format (PDF) version of this document is available on PacifiCorp's website at: https://www.pacificorp.com/energy/oregon-clean-energy-plan.html.
Contact: | For general inquiries or accessibility questions, please contact OregonCEP@PacifiCorp.com.
Based on: | DRAFT CEP/IRP Data Template
Received from OPUC Staff on 2/24/23
X0A0T
X0A0T
X0A0T
X0A0T
X0A0T

## Description
DRAFT CEP/IRP Data Template
Last updated: 2/22/2023
Background
This spreadsheet provides a standard data sharing template for non-confidential information pertaining utility Clean Energy Plans (CEPs) and Integrated Resource Plans (IRPs), as described in OPUC Orders Orders No. 22-206, No. 22-390, and No. 22-446. This template accompanies a complete list of the requirements and expectations from Orders No. 22-206, No. 22-390, and No. 22-446 ("UM 2225 Order Summary/Rubric") and the information requested in this data template is cross-referenced to the items listed in the UM 2225 Order Summary/Rubric at the top of each tab.
Units
Information is requested in the following standard units to enable efficient review by OPUC Staf and stakeholders:
| Data | Units
| Capacity | MW
| Energy | GWh, MWh, or MWa
| GHG Emissions | metric tons CO2e
| Fuel burn | MMBtu
| Costs | nominal $ or million nominal $
For some items, including Community Benefits Indicators (CBIs) and Scoring Metrics, the utility must provide the units that they use in their plans.
Legend
Provide data on a forecasted or planning basis
Provide historical data
Provide units, metric, or resource name
Instructions
Fill in the requested information, with units if not already specified.
If providing information for more than 30 portfolios (see Portfolios tab), copy or expand tables as needed
Email questions to:
Submission instructions:

## Portfolios
Instructions
List the set of portfolios considered in developing the Action Plan, which test different paces of GHG reductions and different levels of community impact.
Identify the Preferred Portfolio in cell B5
Preferred Portfolio | CEP Portfolio-Pathway 1
Preferred Portfolio | CEP Portfolio-Pathway 2
Index | Portfolio list
1 | CEP Portfolio-Pathway 1
2 | CEP Portfolio-Pathway 2
3 | CEP Portfolio 2020 protocol
4 | 2023 IRP Preferred Portfolio (May) 2020 Protocol
5 | CBRE Scenario-Pathway 1
6 | CBRE Scenario-Pathway 2
7 | CBRE Scenario
8 | 15% SSR Target Scenario-Pathway 1
9 | 15% SSR Target Scenario-Pathway 2
10 | 15% SSR Target Scenario
11 | Accelerated SSR 2028 Target Scenario-Pathway 1
12 | Accelerated SSR 2028 Target Scenario-Pathway 2
13 | Accelerated SSR 2028 Target Scenario
14 | No Purchases 2040 Scenario-Pathway 1
15 | No Purchases 2040 Scenario-Pathway 2
16 | No Purchases 2040 Scenario

## Annual Goals for Actions
Instructions
For each of the portfolios listed on the "Portfolios" tab, list the annual goals for actions over the study period
UM 2225 Order Summary/Rubric references: C.2(a)-(i), C.3
1 | CEP Portfolio-Pathway 1
| Clean energy resources (MWa) | Clean energy resources (MWa) | Energy Storage (MW) | Energy Storage (MWh) | Energy Storage (MW) | Energy Storage (MWh) |  |  | CBREs (MW or MWa) | CBREs (MW or MWa)
Year | System resources | Voluntary programs | System resources | System resources | Voluntary programs | Voluntary programs | Energy Efficiency (MWa) | Demand Response (MW) | System resources | Voluntary programs | Retirements (list unit) | Transmission Projects | Operational Changes | Other
2023 | 135.5943 | 532.7133 | 0.33893 | 1.3557 | - | - | 33.1666 | 20 | - | - |  |  | n/a | n/a
2024 | 151.7031 | 559.1759 | 0.35877 | 1.4351 | - | - | 54.3553 | 36.5836 | - | - |  |  | n/a | n/a
2025 | 523.1105 | 574.8244 | 251.9051 | 1007.6205 | - | - | 77.3945 | 107.1154 | - | - | Colstrip 3; Craig 1 |  | n/a | n/a
2026 | 744.26 | 571.4954 | 1111.7777 | 4447.1108 | - | - | 96.0519 | 147.8619 | - | - |  |  | n/a | n/a
2027 | 823.3319 | 589.32 | 1339.2465 | 5356.9861 | - | - | 114.9568 | 201.5036 | - | - | Dave Johnston units 3; Hayden unit 2 |  | n/a | n/a
2028 | 1079.2431 | 604.7288 | 1974.5912 | 7898.3647 | - | - | 132.9437 | 240.7566 | - | - | Dave Johnston units 1-2; Craig unit 2; Hayden unit 1 |  | n/a | n/a
2029 | 1397.2366 | 574.3281 | 2360.1536 | 9440.6145 | - | - | 150.056 | 253.0283 | - | - | Colstrip unit 4 |  | n/a | n/a
2030 | 1598.8279 | 566.6084 | 2431.689 | 9726.756 | - | - | 166.3567 | 257.0612 | - | - |  |  | n/a | n/a
2031 | 1626.3085 | 555.4972 | 2460.0416 | 9840.1662 | - | - | 183.1152 | 262.558 | - | - | Hunter unit 1 |  | n/a | n/a
2032 | 2273.0819 | 389.8533 | 2550.7539 | 10203.0157 | - | - | 194.8062 | 262.558 | - | - | Hunter units 2-3; Huntington units 1-2; Gasdby units 1-6 |  | n/a | n/a
2033 | 2477.4421 | 401.2998 | 2729.1436 | 10916.5743 | - | - | 208.726 | 262.558 | - | - |  |  | n/a | n/a
2034 | 2452.9157 | 404.6997 | 2734.6924 | 10938.7696 | - | - | 222.2855 | 262.558 | - | - |  |  | n/a | n/a
2035 | 2461.5959 | 437.3055 | 2741.3611 | 10965.4446 | - | - | 234.0238 | 266.1208 | - | - |  |  | n/a | n/a
2036 | 2417.027 | 493.0881 | 2741.8034 | 10967.2138 | - | - | 243.8355 | 266.1268 | - | - | Naughton units 1-3; Hermiston |  | n/a | n/a
2037 | 2509.6262 | 482.6947 | 2922.5562 | 11690.2248 | - | - | 256.3238 | 266.1341 | - | - | Jim Bridger units 1-4 |  | n/a | n/a
2038 | 2509.1128 | 488.5811 | 2924.6685 | 11698.6739 | - | - | 266.0838 | 323.4008 | - | - |  |  | n/a | n/a
2039 | 2498.8134 | 489.2037 | 2925.7188 | 11702.8751 | - | - | 275.5429 | 326.6517 | - | - | Wyodak |  | n/a | n/a
2040 | 2466.6577 | 501.2788 | 2925.2512 | 11701.0049 | - | - | 283.9842 | 329.6429 | - | - |  |  | n/a | n/a
2041 | 2468.4324 | 506.0448 | 2924.5487 | 11698.1947 | - | - | 291.2136 | 329.6429 | - | - |  |  | n/a | n/a
2042 | 2516.3129 | 508.0998 | 2925.0468 | 11700.1872 | - | - | 298.625 | 329.6429 | - | - |  |  | n/a | n/a
2 | CEP Portfolio-Pathway 2
| Clean energy resources (MWa) | Clean energy resources (MWa) | Energy Storage (MW) | Energy Storage (MWh) | Energy Storage (MW) | Energy Storage (MWh) |  |  | CBREs (MW or MWa) | CBREs (MW or MWa)
Year | System resources | Voluntary programs | System resources | System resources | Voluntary programs | Voluntary programs | Energy Efficiency (MWa) | Demand Response (MW) | System resources | Voluntary programs | Retirements (list unit) | Transmission Projects | Operational Changes | Other
2023 | 131.7824 | 514.2569 | 0.32719 | 1.3088 | - | - | 33.1666 | 20 | - | - |  |  | n/a | n/a
2024 | 141.6481 | 514.1956 | 0.32991 | 1.3196 | - | - | 54.3553 | 36.5836 | - | - |  |  | n/a | n/a
2025 | 472.4657 | 516.1863 | 226.2082 | 904.8327 | - | - | 77.3945 | 107.1154 | - | - | Colstrip 3; Craig 1 |  | n/a | n/a
2026 | 741.0286 | 507.4923 | 1798.3737 | 7193.4947 | - | - | 96.0519 | 147.8619 | - | - |  |  | n/a | n/a
2027 | 786.9351 | 505.3426 | 1959.7356 | 7838.9422 | - | - | 114.9568 | 201.5036 | - | - | Dave Johnston units 3; Hayden unit 2 |  | n/a | n/a
2028 | 978.1079 | 502.609 | 3102.3783 | 12409.5131 | - | - | 132.9437 | 240.7566 | - | - | Dave Johnston units 1-2; Craig unit 2; Hayden unit 1 |  | n/a | n/a
2029 | 1236.8791 | 474.9553 | 3410.7943 | 13643.1774 | - | - | 150.056 | 253.0283 | - | - | Colstrip unit 4 |  | n/a | n/a
2030 | 1436.9472 | 469.2404 | 3471.9627 | 13887.8507 | - | - | 166.3567 | 257.0612 | - | - |  |  | n/a | n/a
2031 | 1463.3097 | 463.0867 | 3502.7887 | 14011.155 | - | - | 183.1152 | 262.558 | - | - | Hunter unit 1 |  | n/a | n/a
2032 | 2029.382 | 326.6963 | 3584.8763 | 14339.505 | - | - | 194.8062 | 262.558 | - | - | Hunter units 2-3; Huntington units 1-2; Gasdby units 1-6 |  | n/a | n/a
2033 | 2193.8362 | 333.7738 | 3724.0378 | 14896.1513 | - | - | 208.726 | 262.558 | - | - |  |  | n/a | n/a
2034 | 2177.5834 | 337.0776 | 3730.6486 | 14922.5944 | - | - | 222.2855 | 262.558 | - | - |  |  | n/a | n/a
2035 | 2186.2277 | 364.7483 | 3738.1093 | 14952.4371 | - | - | 234.0238 | 266.1208 | - | - |  |  | n/a | n/a
2036 | 2144.5516 | 411.3295 | 3738.6781 | 14954.7123 | - | - | 243.8355 | 266.1268 | - | - | Naughton units 1-3; Hermiston |  | n/a | n/a
2037 | 2220.9868 | 402.1957 | 3887.6878 | 15550.7511 | - | - | 256.3238 | 266.1341 | - | - | Jim Bridger units 1-4 |  | n/a | n/a
2038 | 2220.253 | 407.2827 | 3890.1402 | 15560.561 | - | - | 266.0838 | 323.4008 | - | - |  |  | n/a | n/a
2039 | 2212.8072 | 407.8866 | 3891.3298 | 15565.3193 | - | - | 275.5429 | 326.6517 | - | - | Wyodak |  | n/a | n/a
2040 | 2187.5151 | 417.9163 | 3890.8026 | 15563.2106 | - | - | 283.9842 | 329.6429 | - | - |  |  | n/a | n/a
2041 | 2189.3651 | 421.8276 | 3889.9901 | 15559.9605 | - | - | 291.2136 | 329.6429 | - | - |  |  | n/a | n/a
2042 | 2230.0521 | 423.5847 | 3890.5657 | 15562.2628 | - | - | 298.625 | 329.6429 | - | - |  |  | n/a | n/a
3 | CEP Portfolio 2020 protocol
| Clean energy resources (MWa) | Clean energy resources (MWa) | Energy Storage (MW) | Energy Storage (MWh) | Energy Storage (MW) | Energy Storage (MWh) |  |  | CBREs (MW or MWa) | CBREs (MW or MWa)
Year | System resources | Voluntary programs | System resources | System resources | Voluntary programs | Voluntary programs | Energy Efficiency (MWa) | Demand Response (MW) | System resources | Voluntary programs | Retirements (list unit) | Transmission Projects | Operational Changes | Other
2023 | 135.5943 | 532.7133 | 0.33893 | 1.3557 | - | - | 33.1666 | 20 | - | - |  |  | n/a | n/a
2024 | 151.7031 | 559.1759 | 0.35877 | 1.4351 | - | - | 54.3553 | 36.5836 | - | - |  |  | n/a | n/a
2025 | 523.1105 | 574.8244 | 251.9051 | 1007.6205 | - | - | 77.3945 | 107.1154 | - | - | Colstrip 3; Craig 1 |  | n/a | n/a
2026 | 744.26 | 571.4954 | 1111.7777 | 4447.1108 | - | - | 96.0519 | 147.8619 | - | - |  |  | n/a | n/a
2027 | 823.3319 | 589.32 | 1339.2465 | 5356.9861 | - | - | 114.9568 | 201.5036 | - | - | Dave Johnston units 3; Hayden unit 2 |  | n/a | n/a
2028 | 1079.2431 | 604.7288 | 1974.5912 | 7898.3647 | - | - | 132.9437 | 240.7566 | - | - | Dave Johnston units 1-2; Craig unit 2; Hayden unit 1 |  | n/a | n/a
2029 | 1397.2366 | 574.3281 | 2360.1536 | 9440.6145 | - | - | 150.056 | 253.0283 | - | - | Colstrip unit 4 |  | n/a | n/a
2030 | 1561.4374 | 566.6084 | 2431.689 | 9726.756 | - | - | 166.3567 | 257.0612 | - | - |  |  | n/a | n/a
2031 | 1578.7636 | 555.4972 | 2460.0416 | 9840.1662 | - | - | 183.1152 | 262.558 | - | - | Hunter unit 1 |  | n/a | n/a
2032 | 2259.4838 | 389.8533 | 2550.7539 | 10203.0157 | - | - | 194.8062 | 262.558 | - | - | Hunter units 2-3; Huntington units 1-2; Gasdby units 1-6 |  | n/a | n/a
2033 | 2471.0714 | 401.2998 | 2729.1436 | 10916.5743 | - | - | 208.726 | 262.558 | - | - |  |  | n/a | n/a
2034 | 2451.775 | 404.6997 | 2734.6924 | 10938.7696 | - | - | 222.2855 | 262.558 | - | - |  |  | n/a | n/a
2035 | 2456.3847 | 437.3055 | 2741.3611 | 10965.4446 | - | - | 234.0238 | 266.1208 | - | - |  |  | n/a | n/a
2036 | 2411.6826 | 493.0881 | 2741.8034 | 10967.2138 | - | - | 243.8355 | 266.1268 | - | - | Naughton units 1-3; Hermiston |  | n/a | n/a
2037 | 2500.6394 | 482.6947 | 2922.5562 | 11690.2248 | - | - | 256.3238 | 266.1341 | - | - | Jim Bridger units 1-4 |  | n/a | n/a
2038 | 2496.3184 | 488.5811 | 2924.6685 | 11698.6739 | - | - | 266.0838 | 323.4008 | - | - |  |  | n/a | n/a
2039 | 2485.6017 | 489.2037 | 2925.7188 | 11702.8751 | - | - | 275.5429 | 326.6517 | - | - | Wyodak |  | n/a | n/a
2040 | 2460.2753 | 501.2788 | 2925.2512 | 11701.0049 | - | - | 283.9842 | 329.6429 | - | - |  |  | n/a | n/a
2041 | 2463.1285 | 506.0448 | 2924.5487 | 11698.1947 | - | - | 291.2136 | 329.6429 | - | - |  |  | n/a | n/a
2042 | 2512.0283 | 508.0998 | 2925.0468 | 11700.1872 | - | - | 298.625 | 329.6429 | - | - |  |  | n/a | n/a
4 | 2023 IRP Preferred Portfolio (May) 2020 Protocol
| Clean energy resources (MWa) | Clean energy resources (MWa) | Energy Storage (MW) | Energy Storage (MWh) | Energy Storage (MW) | Energy Storage (MWh) |  |  | CBREs (MW or MWa) | CBREs (MW or MWa)
Year | System resources | Voluntary programs | System resources | System resources | Voluntary programs | Voluntary programs | Energy Efficiency (MWa) | Demand Response (MW) | System resources | Voluntary programs | Retirements (list unit) | Transmission Projects | Operational Changes | Other
2023 | 135.4906 | 532.723 | 0.33893 | 1.3557 | - | - | 33.1666 | 20 | - | - |  |  | n/a | n/a
2024 | 152.671 | 557.9135 | 0.35877 | 1.4351 | - | - | 54.3553 | 36.5836 | - | - |  |  | n/a | n/a
2025 | 523.1794 | 574.7892 | 251.9051 | 1007.6205 | - | - | 77.3945 | 107.1154 | - | - | Colstrip 3; Craig 1 |  | n/a | n/a
2026 | 744.1687 | 571.6767 | 1111.7777 | 4447.1108 | - | - | 96.0519 | 147.8619 | - | - |  |  | n/a | n/a
2027 | 822.8578 | 589.6226 | 1339.2465 | 5356.9861 | - | - | 114.9568 | 201.5036 | - | - | Dave Johnston units 3; Hayden unit 2 |  | n/a | n/a
2028 | 1078.6648 | 604.5886 | 1974.5912 | 7898.3647 | - | - | 132.9437 | 240.7566 | - | - | Dave Johnston units 1-2; Craig unit 2; Hayden unit 1 |  | n/a | n/a
2029 | 1396.2831 | 575.11 | 2360.1536 | 9440.6145 | - | - | 150.056 | 253.0283 | - | - | Colstrip unit 4 |  | n/a | n/a
2030 | 1422.1326 | 567.3946 | 2431.689 | 9726.756 | - | - | 166.3567 | 257.0612 | - | - |  |  | n/a | n/a
2031 | 1438.8874 | 556.2481 | 2460.0416 | 9840.1662 | - | - | 183.1152 | 262.558 | - | - | Hunter unit 1 |  | n/a | n/a
2032 | 2063.4619 | 393.339 | 2550.7539 | 10203.0157 | - | - | 194.8062 | 262.558 | - | - | Hunter units 2-3; Huntington units 1-2; Gasdby units 1-6 |  | n/a | n/a
2033 | 2260.464 | 405.7609 | 2729.1436 | 10916.5743 | - | - | 208.726 | 262.558 | - | - |  |  | n/a | n/a
2034 | 2235.2086 | 411.9734 | 2734.6924 | 10938.7696 | - | - | 222.2855 | 262.558 | - | - |  |  | n/a | n/a
2035 | 2240.8872 | 443.4636 | 2741.3611 | 10965.4446 | - | - | 234.0238 | 266.1208 | - | - |  |  | n/a | n/a
2036 | 2192.9399 | 497.1791 | 2741.8034 | 10967.2138 | - | - | 243.8355 | 266.1268 | - | - | Naughton units 1-3; Hermiston |  | n/a | n/a
2037 | 2278.2755 | 485.7987 | 2922.5562 | 11690.2248 | - | - | 256.3238 | 266.1341 | - | - | Jim Bridger units 1-4 |  | n/a | n/a
2038 | 2274.5722 | 493.0035 | 2924.6685 | 11698.6739 | - | - | 266.0838 | 323.4008 | - | - |  |  | n/a | n/a
2039 | 2266.8917 | 494.0031 | 2925.7188 | 11702.8751 | - | - | 275.5429 | 326.6517 | - | - | Wyodak |  | n/a | n/a
2040 | 2239.5593 | 505.3892 | 2925.2512 | 11701.0049 | - | - | 283.9842 | 329.6429 | - | - |  |  | n/a | n/a
2041 | 2239.2089 | 510.3746 | 2924.5487 | 11698.1947 | - | - | 291.2136 | 329.6429 | - | - |  |  | n/a | n/a
2042 | 2289.7457 | 512.0697 | 2925.0468 | 11700.1872 | - | - | 298.625 | 329.6429 | - | - |  |  | n/a | n/a
5 | CBRE Scenario-Pathway 1
| Clean energy resources (MWa) | Clean energy resources (MWa) | Energy Storage (MW) | Energy Storage (MWh) | Energy Storage (MW) | Energy Storage (MWh) |  |  | CBREs (MW or MWa) | CBREs (MW or MWa)
Year | System resources | Voluntary programs | System resources | System resources | Voluntary programs | Voluntary programs | Energy Efficiency (MWa) | Demand Response (MW) | System resources | Voluntary programs | Retirements (list unit) | Transmission Projects | Operational Changes | Other
2023 | 135.5738 | 532.7133 | 0.33893 | 1.3557 | - | - | 33.1666 | 48.25 | 0 | - |  |  | n/a | n/a
2024 | 158.6531 | 557.9142 | 0.35877 | 1.4351 | - | - | 54.3553 | 53.069 | 5.8302 | - |  |  | n/a | n/a
2025 | 534.7622 | 574.8329 | 251.9051 | 1007.6205 | - | - | 77.3945 | 72.1075 | 11.7051 | - | Colstrip 3; Craig 1 |  | n/a | n/a
2026 | 761.8503 | 571.4955 | 1111.7777 | 4447.1108 | - | - | 96.0519 | 85.7541 | 17.5576 | - |  |  | n/a | n/a
2027 | 855.6989 | 589.3484 | 1339.2465 | 5356.9861 | - | - | 114.9568 | 102.3753 | 32.3853 | - | Dave Johnston units 3; Hayden unit 2 |  | n/a | n/a
2028 | 1111.0108 | 604.8307 | 1974.5912 | 7898.3647 | - | - | 132.9437 | 112.5097 | 32.2696 | - | Dave Johnston units 1-2; Craig unit 2; Hayden unit 1 |  | n/a | n/a
2029 | 1430.106 | 573.7578 | 2360.1536 | 9440.6145 | - | - | 150.056 | 115.932 | 32.3853 | - | Colstrip unit 4 |  | n/a | n/a
2030 | 1600.3421 | 566.8791 | 2431.689 | 9726.756 | - | - | 166.3567 | 117.8708 | 32.3853 | - |  |  | n/a | n/a
2031 | 1626.7943 | 555.6467 | 2460.0416 | 9840.1662 | - | - | 183.1152 | 120.6157 | 32.3853 | - | Hunter unit 1 |  | n/a | n/a
2032 | 2274.9642 | 389.9235 | 2550.7539 | 10203.0157 | - | - | 194.8062 | 120.6157 | 32.2696 | - | Hunter units 2-3; Huntington units 1-2; Gasdby units 1-6 |  | n/a | n/a
2033 | 2479.4247 | 401.6855 | 2729.1436 | 10916.5743 | - | - | 208.726 | 120.6157 | 32.3853 | - |  |  | n/a | n/a
2034 | 2455.8372 | 404.7393 | 2734.6924 | 10938.7696 | - | - | 222.2855 | 120.6157 | 32.3853 | - |  |  | n/a | n/a
2035 | 2463.9407 | 437.3742 | 2741.3611 | 10965.4446 | - | - | 234.0238 | 121.4793 | 32.3853 | - |  |  | n/a | n/a
2036 | 2419.4678 | 493.2085 | 2741.8034 | 10967.2138 | - | - | 243.8355 | 121.4801 | 32.2696 | - | Naughton units 1-3; Hermiston |  | n/a | n/a
2037 | 2513.6872 | 482.7015 | 2922.5562 | 11690.2248 | - | - | 256.3238 | 121.481 | 32.3853 | - | Jim Bridger units 1-4 |  | n/a | n/a
2038 | 2510.5578 | 488.4974 | 2924.6685 | 11698.6739 | - | - | 266.0838 | 150.5623 | 32.3853 | - |  |  | n/a | n/a
2039 | 2500.5537 | 489.1741 | 2925.7188 | 11702.8751 | - | - | 275.5429 | 152.9746 | 32.3853 | - | Wyodak |  | n/a | n/a
2040 | 2470.711 | 501.3437 | 2925.2512 | 11701.0049 | - | - | 283.9842 | 155.4012 | 32.2696 | - |  |  | n/a | n/a
2041 | 2471.5018 | 506.0486 | 2924.5487 | 11698.1947 | - | - | 291.2136 | 155.4012 | 32.3853 | - |  |  | n/a | n/a
2042 | 2519.7703 | 508.0781 | 2925.0468 | 11700.1872 | - | - | 298.625 | 155.4012 | 32.3853 | - |  |  | n/a | n/a
6 | CBRE Scenario-Pathway 2
| Clean energy resources (MWa) | Clean energy resources (MWa) | Energy Storage (MW) | Energy Storage (MWh) | Energy Storage (MW) | Energy Storage (MWh) |  |  | CBREs (MWa) | CBREs (MWa)
Year | System resources | Voluntary programs | System resources | System resources | Voluntary programs | Voluntary programs | Energy Efficiency (MWa) | Demand Response (MW) | System resources | Voluntary programs | Retirements (list unit) | Transmission Projects | Operational Changes | Other
2023 | 131.7626 | 514.2569 | 0.32719 | 1.3088 | - | - | 33.1666 | 20 | 0 | - |  |  | n/a | n/a
2024 | 148.508 | 513.0354 | 0.32991 | 1.3196 | - | - | 54.3553 | 36.5836 | 5.8302 | - |  |  | n/a | n/a
2025 | 484.1228 | 516.1939 | 226.2082 | 904.8327 | - | - | 77.3945 | 107.1154 | 11.7051 | - | Colstrip 3; Craig 1 |  | n/a | n/a
2026 | 758.6152 | 507.4923 | 1798.3737 | 7193.4947 | - | - | 96.0519 | 147.8619 | 17.5576 | - |  |  | n/a | n/a
2027 | 819.3047 | 505.367 | 1959.7356 | 7838.9422 | - | - | 114.9568 | 201.5036 | 32.3853 | - | Dave Johnston units 3; Hayden unit 2 |  | n/a | n/a
2028 | 1009.9604 | 502.6938 | 3102.3783 | 12409.5131 | - | - | 132.9437 | 240.7566 | 32.2696 | - | Dave Johnston units 1-2; Craig unit 2; Hayden unit 1 |  | n/a | n/a
2029 | 1269.6647 | 474.4837 | 3410.7943 | 13643.1774 | - | - | 150.056 | 253.0283 | 32.3853 | - | Colstrip unit 4 |  | n/a | n/a
2030 | 1439.0761 | 469.4646 | 3471.9627 | 13887.8507 | - | - | 166.3567 | 257.0612 | 32.3853 | - |  |  | n/a | n/a
2031 | 1464.8766 | 463.2114 | 3502.7887 | 14011.155 | - | - | 183.1152 | 262.558 | 32.3853 | - | Hunter unit 1 |  | n/a | n/a
2032 | 2031.699 | 326.7551 | 3584.8763 | 14339.505 | - | - | 194.8062 | 262.558 | 32.2696 | - | Hunter units 2-3; Huntington units 1-2; Gasdby units 1-6 |  | n/a | n/a
2033 | 2196.2641 | 334.0946 | 3724.0378 | 14896.1513 | - | - | 208.726 | 262.558 | 32.3853 | - |  |  | n/a | n/a
2034 | 2180.5606 | 337.1106 | 3730.6486 | 14922.5944 | - | - | 222.2855 | 262.558 | 32.3853 | - |  |  | n/a | n/a
2035 | 2188.7988 | 364.8057 | 3738.1093 | 14952.4371 | - | - | 234.0238 | 266.1208 | 32.3853 | - |  |  | n/a | n/a
2036 | 2146.8835 | 411.43 | 3738.6781 | 14954.7123 | - | - | 243.8355 | 266.1268 | 32.2696 | - | Naughton units 1-3; Hermiston |  | n/a | n/a
2037 | 2225.6424 | 402.2013 | 3887.6878 | 15550.7511 | - | - | 256.3238 | 266.1341 | 32.3853 | - | Jim Bridger units 1-4 |  | n/a | n/a
2038 | 2222.7783 | 407.2129 | 3890.1402 | 15560.561 | - | - | 266.0838 | 323.4008 | 32.3853 | - |  |  | n/a | n/a
2039 | 2215.0805 | 407.8619 | 3891.3298 | 15565.3193 | - | - | 275.5429 | 326.6517 | 32.3853 | - | Wyodak |  | n/a | n/a
2040 | 2191.6426 | 417.9704 | 3890.8026 | 15563.2106 | - | - | 283.9842 | 329.6429 | 32.2696 | - |  |  | n/a | n/a
2041 | 2192.5115 | 421.8308 | 3889.9901 | 15559.9605 | - | - | 291.2136 | 329.6429 | 32.3853 | - |  |  | n/a | n/a
2042 | 2233.8198 | 423.5666 | 3890.5657 | 15562.2628 | - | - | 298.625 | 329.6429 | 32.3853 | - |  |  | n/a | n/a
7 | CBRE Scenario
| Clean energy resources (MWa) | Clean energy resources (MWa) | Energy Storage (MW) | Energy Storage (MWh) | Energy Storage (MW) | Energy Storage (MWh) |  |  | CBREs (MW or MWa) | CBREs (MW or MWa)
Year | System resources | Voluntary programs | System resources | System resources | Voluntary programs | Voluntary programs | Energy Efficiency (MWa) | Demand Response (MW) | System resources | Voluntary programs | Retirements (list unit) | Transmission Projects | Operational Changes | Other
2023 | 135.5738 | 532.7133 | 0.33893 | 1.3557 | - | - | 33.1666 | 20 | 0 | - |  |  | n/a | n/a
2024 | 158.6531 | 557.9142 | 0.35877 | 1.4351 | - | - | 54.3553 | 36.5836 | 5.8302 | - |  |  | n/a | n/a
2025 | 534.7622 | 574.8329 | 251.9051 | 1007.6205 | - | - | 77.3945 | 107.1154 | 11.7051 | - | Colstrip 3; Craig 1 |  | n/a | n/a
2026 | 761.8503 | 571.4955 | 1111.7777 | 4447.1108 | - | - | 96.0519 | 147.8619 | 17.5576 | - |  |  | n/a | n/a
2027 | 855.6989 | 589.3484 | 1339.2465 | 5356.9861 | - | - | 114.9568 | 201.5036 | 32.3853 | - | Dave Johnston units 3; Hayden unit 2 |  | n/a | n/a
2028 | 1111.0108 | 604.8307 | 1974.5912 | 7898.3647 | - | - | 132.9437 | 240.7566 | 32.2696 | - | Dave Johnston units 1-2; Craig unit 2; Hayden unit 1 |  | n/a | n/a
2029 | 1430.106 | 573.7578 | 2360.1536 | 9440.6145 | - | - | 150.056 | 253.0283 | 32.3853 | - | Colstrip unit 4 |  | n/a | n/a
2030 | 1564.0939 | 566.8791 | 2431.689 | 9726.756 | - | - | 166.3567 | 257.0612 | 32.3853 | - |  |  | n/a | n/a
2031 | 1581.3642 | 555.6467 | 2460.0416 | 9840.1662 | - | - | 183.1152 | 262.558 | 32.3853 | - | Hunter unit 1 |  | n/a | n/a
2032 | 2261.9447 | 389.9235 | 2550.7539 | 10203.0157 | - | - | 194.8062 | 262.558 | 32.2696 | - | Hunter units 2-3; Huntington units 1-2; Gasdby units 1-6 |  | n/a | n/a
2033 | 2474.2899 | 401.6855 | 2729.1436 | 10916.5743 | - | - | 208.726 | 262.558 | 32.3853 | - |  |  | n/a | n/a
2034 | 2454.7884 | 404.7393 | 2734.6924 | 10938.7696 | - | - | 222.2855 | 262.558 | 32.3853 | - |  |  | n/a | n/a
2035 | 2458.9102 | 437.3742 | 2741.3611 | 10965.4446 | - | - | 234.0238 | 266.1208 | 32.3853 | - |  |  | n/a | n/a
2036 | 2414.2341 | 493.2085 | 2741.8034 | 10967.2138 | - | - | 243.8355 | 266.1268 | 32.2696 | - | Naughton units 1-3; Hermiston |  | n/a | n/a
2037 | 2504.9914 | 482.7015 | 2922.5562 | 11690.2248 | - | - | 256.3238 | 266.1341 | 32.3853 | - | Jim Bridger units 1-4 |  | n/a | n/a
2038 | 2498.7439 | 488.4974 | 2924.6685 | 11698.6739 | - | - | 266.0838 | 323.4008 | 32.3853 | - |  |  | n/a | n/a
2039 | 2488.3022 | 489.1741 | 2925.7188 | 11702.8751 | - | - | 275.5429 | 326.6517 | 32.3853 | - | Wyodak |  | n/a | n/a
2040 | 2464.2987 | 501.3437 | 2925.2512 | 11701.0049 | - | - | 283.9842 | 329.6429 | 32.2696 | - |  |  | n/a | n/a
2041 | 2466.2587 | 506.0486 | 2924.5487 | 11698.1947 | - | - | 291.2136 | 329.6429 | 32.3853 | - |  |  | n/a | n/a
2042 | 2515.7434 | 508.0781 | 2925.0468 | 11700.1872 | - | - | 298.625 | 329.6429 | 32.3853 | - |  |  | n/a | n/a
8 | 15% SSR Target Scenario-Pathway 1
| Clean energy resources (MWa) | Clean energy resources (MWa) | Energy Storage (MW) | Energy Storage (MWh) | Energy Storage (MW) | Energy Storage (MWh) |  |  | CBREs (MW or MWa) | CBREs (MW or MWa)
Year | System resources | Voluntary programs | System resources | System resources | Voluntary programs | Voluntary programs | Energy Efficiency (MWa) | Demand Response (MW) | System resources | Voluntary programs | Retirements (list unit) | Transmission Projects | Operational Changes | Other
2023 | 135.5862 | 532.7134 | 0.33893 | 1.3557 | - | - | 33.1666 | 20 | - | - |  |  | n/a | n/a
2024 | 152.7349 | 557.9142 | 0.35877 | 1.4351 | - | - | 54.3553 | 36.5836 | - | - |  |  | n/a | n/a
2025 | 523.1105 | 574.8244 | 251.9051 | 1007.6205 | - | - | 77.3945 | 107.1154 | - | - | Colstrip 3; Craig 1 |  | n/a | n/a
2026 | 744.4669 | 571.4232 | 1111.7777 | 4447.1108 | - | - | 96.0519 | 147.8619 | - | - |  |  | n/a | n/a
2027 | 823.3341 | 589.2769 | 1339.2465 | 5356.9861 | - | - | 114.9568 | 201.5036 | - | - | Dave Johnston units 3; Hayden unit 2 |  | n/a | n/a
2028 | 1079.2132 | 604.3171 | 1974.5912 | 7898.3647 | - | - | 132.9437 | 240.7566 | - | - | Dave Johnston units 1-2; Craig unit 2; Hayden unit 1 |  | n/a | n/a
2029 | 1397.2041 | 574.3327 | 2360.1536 | 9440.6145 | - | - | 150.056 | 253.0283 | - | - | Colstrip unit 4 |  | n/a | n/a
2030 | 1667.4142 | 566.1747 | 2431.689 | 9726.756 | - | - | 166.3567 | 257.0612 | - | - |  |  | n/a | n/a
2031 | 1693.8463 | 555.6285 | 2460.0416 | 9840.1662 | - | - | 183.1152 | 262.558 | - | - | Hunter unit 1 |  | n/a | n/a
2032 | 2367.0039 | 388.3484 | 2550.7539 | 10203.0157 | - | - | 194.8062 | 262.558 | - | - | Hunter units 2-3; Huntington units 1-2; Gasdby units 1-6 |  | n/a | n/a
2033 | 2592.0856 | 394.2002 | 2729.1436 | 10916.5743 | - | - | 208.726 | 262.558 | - | - |  |  | n/a | n/a
2034 | 2559.7494 | 397.4486 | 2734.6924 | 10938.7696 | - | - | 222.2855 | 262.558 | - | - |  |  | n/a | n/a
2035 | 2565.0752 | 432.7373 | 2741.3611 | 10965.4446 | - | - | 234.0238 | 266.1208 | - | - |  |  | n/a | n/a
2036 | 2519.7214 | 490.391 | 2741.8034 | 10967.2138 | - | - | 243.8355 | 266.1268 | - | - | Naughton units 1-3; Hermiston |  | n/a | n/a
2037 | 2616.0103 | 480.4431 | 2922.5562 | 11690.2248 | - | - | 256.3238 | 266.1341 | - | - | Jim Bridger units 1-4 |  | n/a | n/a
2038 | 2611.4745 | 487.3913 | 2924.6685 | 11698.6739 | - | - | 266.0838 | 323.4008 | - | - |  |  | n/a | n/a
2039 | 2600.5465 | 488.801 | 2925.7188 | 11702.8751 | - | - | 275.5429 | 326.6517 | - | - | Wyodak |  | n/a | n/a
2040 | 2570.1588 | 498.4054 | 2925.2512 | 11701.0049 | - | - | 283.9842 | 329.6429 | - | - |  |  | n/a | n/a
2041 | 2572.1485 | 502.9458 | 2924.5487 | 11698.1947 | - | - | 291.2136 | 329.6429 | - | - |  |  | n/a | n/a
2042 | 2620.694 | 504.8155 | 2925.0468 | 11700.1872 | - | - | 298.625 | 329.6429 | - | - |  |  | n/a | n/a
9 | 15% SSR Target Scenario-Pathway 2
| Clean energy resources (MWa) | Clean energy resources (MWa) | Energy Storage (MW) | Energy Storage (MWh) | Energy Storage (MW) | Energy Storage (MWh) |  |  | CBREs (MW or MWa) | CBREs (MW or MWa)
Year | System resources | Voluntary programs | System resources | System resources | Voluntary programs | Voluntary programs | Energy Efficiency (MWa) | Demand Response (MW) | System resources | Voluntary programs | Retirements (list unit) | Transmission Projects | Operational Changes | Other
2023 | 131.7746 | 514.257 | 0.32719 | 1.3088 | - | - | 33.1666 | 20 | - | - |  |  | n/a | n/a
2024 | 142.5969 | 513.0354 | 0.32991 | 1.3196 | - | - | 54.3553 | 36.5836 | - | - |  |  | n/a | n/a
2025 | 472.4657 | 516.1863 | 226.2082 | 904.8327 | - | - | 77.3945 | 107.1154 | - | - | Colstrip 3; Craig 1 |  | n/a | n/a
2026 | 741.2123 | 507.4282 | 1798.3737 | 7193.4947 | - | - | 96.0519 | 147.8619 | - | - |  |  | n/a | n/a
2027 | 786.9371 | 505.3056 | 1959.7356 | 7838.9422 | - | - | 114.9568 | 201.5036 | - | - | Dave Johnston units 3; Hayden unit 2 |  | n/a | n/a
2028 | 978.0831 | 502.2669 | 3102.3783 | 12409.5131 | - | - | 132.9437 | 240.7566 | - | - | Dave Johnston units 1-2; Craig unit 2; Hayden unit 1 |  | n/a | n/a
2029 | 1236.8522 | 474.9591 | 3410.7943 | 13643.1774 | - | - | 150.056 | 253.0283 | - | - | Colstrip unit 4 |  | n/a | n/a
2030 | 1506.0226 | 468.8812 | 3471.9627 | 13887.8507 | - | - | 166.3567 | 257.0612 | - | - |  |  | n/a | n/a
2031 | 1531.8955 | 463.1962 | 3502.7887 | 14011.155 | - | - | 183.1152 | 262.558 | - | - | Hunter unit 1 |  | n/a | n/a
2032 | 2123.8525 | 325.4352 | 3584.8763 | 14339.505 | - | - | 194.8062 | 262.558 | - | - | Hunter units 2-3; Huntington units 1-2; Gasdby units 1-6 |  | n/a | n/a
2033 | 2305.4295 | 327.8689 | 3724.0378 | 14896.1513 | - | - | 208.726 | 262.558 | - | - |  |  | n/a | n/a
2034 | 2284.7684 | 331.0381 | 3730.6486 | 14922.5944 | - | - | 222.2855 | 262.558 | - | - |  |  | n/a | n/a
2035 | 2290.3079 | 360.9381 | 3738.1093 | 14952.4371 | - | - | 234.0238 | 266.1208 | - | - |  |  | n/a | n/a
2036 | 2245.0265 | 409.0796 | 3738.6781 | 14954.7123 | - | - | 243.8355 | 266.1268 | - | - | Naughton units 1-3; Hermiston |  | n/a | n/a
2037 | 2326.3946 | 400.3195 | 3887.6878 | 15550.7511 | - | - | 256.3238 | 266.1341 | - | - | Jim Bridger units 1-4 |  | n/a | n/a
2038 | 2323.3414 | 406.2909 | 3890.1402 | 15560.561 | - | - | 266.0838 | 323.4008 | - | - |  |  | n/a | n/a
2039 | 2315.9808 | 407.5508 | 3891.3298 | 15565.3193 | - | - | 275.5429 | 326.6517 | - | - | Wyodak |  | n/a | n/a
2040 | 2291.7394 | 415.5207 | 3890.8026 | 15563.2106 | - | - | 283.9842 | 329.6429 | - | - |  |  | n/a | n/a
2041 | 2292.9305 | 419.2443 | 3889.9901 | 15559.9605 | - | - | 291.2136 | 329.6429 | - | - |  |  | n/a | n/a
2042 | 2335.1467 | 420.8467 | 3890.5657 | 15562.2628 | - | - | 298.625 | 329.6429 | - | - |  |  | n/a | n/a
10 | 15% SSR Target Scenario
| Clean energy resources (MWa) | Clean energy resources (MWa) | Energy Storage (MW) | Energy Storage (MWh) | Energy Storage (MW) | Energy Storage (MWh) |  |  | CBREs (MW or MWa) | CBREs (MW or MWa)
Year | System resources | Voluntary programs | System resources | System resources | Voluntary programs | Voluntary programs | Energy Efficiency (MWa) | Demand Response (MW) | System resources | Voluntary programs | Retirements (list unit) | Transmission Projects | Operational Changes | Other
2023 | 135.5862 | 532.7134 | 0.33893 | 1.3557 | - | - | 33.1666 | 20 | - | - |  |  | n/a | n/a
2024 | 152.7349 | 557.9142 | 0.35877 | 1.4351 | - | - | 54.3553 | 36.5836 | - | - |  |  | n/a | n/a
2025 | 523.1105 | 574.8244 | 251.9051 | 1007.6205 | - | - | 77.3945 | 107.1154 | - | - | Colstrip 3; Craig 1 |  | n/a | n/a
2026 | 744.4669 | 571.4232 | 1111.7777 | 4447.1108 | - | - | 96.0519 | 147.8619 | - | - |  |  | n/a | n/a
2027 | 823.3341 | 589.2769 | 1339.2465 | 5356.9861 | - | - | 114.9568 | 201.5036 | - | - | Dave Johnston units 3; Hayden unit 2 |  | n/a | n/a
2028 | 1079.2132 | 604.3171 | 1974.5912 | 7898.3647 | - | - | 132.9437 | 240.7566 | - | - | Dave Johnston units 1-2; Craig unit 2; Hayden unit 1 |  | n/a | n/a
2029 | 1397.2041 | 574.3327 | 2360.1536 | 9440.6145 | - | - | 150.056 | 253.0283 | - | - | Colstrip unit 4 |  | n/a | n/a
2030 | 1630.9759 | 566.1747 | 2431.689 | 9726.756 | - | - | 166.3567 | 257.0612 | - | - |  |  | n/a | n/a
2031 | 1648.1966 | 555.6285 | 2460.0416 | 9840.1662 | - | - | 183.1152 | 262.558 | - | - | Hunter unit 1 |  | n/a | n/a
2032 | 2353.4209 | 388.3484 | 2550.7539 | 10203.0157 | - | - | 194.8062 | 262.558 | - | - | Hunter units 2-3; Huntington units 1-2; Gasdby units 1-6 |  | n/a | n/a
2033 | 2580.2218 | 394.2002 | 2729.1436 | 10916.5743 | - | - | 208.726 | 262.558 | - | - |  |  | n/a | n/a
2034 | 2558.7911 | 397.4486 | 2734.6924 | 10938.7696 | - | - | 222.2855 | 262.558 | - | - |  |  | n/a | n/a
2035 | 2559.1721 | 432.7373 | 2741.3611 | 10965.4446 | - | - | 234.0238 | 266.1208 | - | - |  |  | n/a | n/a
2036 | 2514.7048 | 490.391 | 2741.8034 | 10967.2138 | - | - | 243.8355 | 266.1268 | - | - | Naughton units 1-3; Hermiston |  | n/a | n/a
2037 | 2608.7273 | 480.4431 | 2922.5562 | 11690.2248 | - | - | 256.3238 | 266.1341 | - | - | Jim Bridger units 1-4 |  | n/a | n/a
2038 | 2600.6322 | 487.3913 | 2924.6685 | 11698.6739 | - | - | 266.0838 | 323.4008 | - | - |  |  | n/a | n/a
2039 | 2589.9514 | 488.801 | 2925.7188 | 11702.8751 | - | - | 275.5429 | 326.6517 | - | - | Wyodak |  | n/a | n/a
2040 | 2564.5429 | 498.4054 | 2925.2512 | 11701.0049 | - | - | 283.9842 | 329.6429 | - | - |  |  | n/a | n/a
2041 | 2566.7589 | 502.9458 | 2924.5487 | 11698.1947 | - | - | 291.2136 | 329.6429 | - | - |  |  | n/a | n/a
2042 | 2616.7925 | 504.8155 | 2925.0468 | 11700.1872 | - | - | 298.625 | 329.6429 | - | - |  |  | n/a | n/a
11 | Accelerated SSR 2028 Target Scenario-Pathway 1
| Clean energy resources (MWa) | Clean energy resources (MWa) | Energy Storage (MW) | Energy Storage (MWh) | Energy Storage (MW) | Energy Storage (MWh) |  |  | CBREs (MW or MWa) | CBREs (MW or MWa)
Year | System resources | Voluntary programs | System resources | System resources | Voluntary programs | Voluntary programs | Energy Efficiency (MWa) | Demand Response (MW) | System resources | Voluntary programs | Retirements (list unit) | Transmission Projects | Operational Changes | Other
2023 | 135.5862 | 532.7134 | 0.33893 | 1.3557 | - | - | 33.1666 | 20 | - | - |  |  | n/a | n/a
2024 | 152.7349 | 557.9142 | 0.35877 | 1.4351 | - | - | 54.3553 | 36.5836 | - | - |  |  | n/a | n/a
2025 | 523.1105 | 574.8244 | 251.9051 | 1007.6205 | - | - | 77.3945 | 107.1154 | - | - | Colstrip 3; Craig 1 |  | n/a | n/a
2026 | 744.26 | 571.4954 | 1111.7777 | 4447.1108 | - | - | 96.0519 | 147.8619 | - | - |  |  | n/a | n/a
2027 | 823.2689 | 589.3158 | 1339.2465 | 5356.9861 | - | - | 114.9568 | 201.5036 | - | - | Dave Johnston units 3; Hayden unit 2 |  | n/a | n/a
2028 | 1312.5567 | 604.4685 | 1974.5912 | 7898.3647 | - | - | 132.9437 | 240.7566 | - | - | Dave Johnston units 1-2; Craig unit 2; Hayden unit 1 |  | n/a | n/a
2029 | 1631.4172 | 573.546 | 2360.1536 | 9440.6145 | - | - | 150.056 | 253.0283 | - | - | Colstrip unit 4 |  | n/a | n/a
2030 | 1693.921 | 566.5298 | 2431.689 | 9726.756 | - | - | 166.3567 | 257.0612 | - | - |  |  | n/a | n/a
2031 | 1717.9184 | 555.5401 | 2460.0416 | 9840.1662 | - | - | 183.1152 | 262.558 | - | - | Hunter unit 1 |  | n/a | n/a
2032 | 2308.8318 | 389.5642 | 2550.7539 | 10203.0157 | - | - | 194.8062 | 262.558 | - | - | Hunter units 2-3; Huntington units 1-2; Gasdby units 1-6 |  | n/a | n/a
2033 | 2494.7358 | 400.635 | 2729.1436 | 10916.5743 | - | - | 208.726 | 262.558 | - | - |  |  | n/a | n/a
2034 | 2465.1645 | 404.0529 | 2734.6924 | 10938.7696 | - | - | 222.2855 | 262.558 | - | - |  |  | n/a | n/a
2035 | 2472.331 | 436.781 | 2741.3611 | 10965.4446 | - | - | 234.0238 | 266.1208 | - | - |  |  | n/a | n/a
2036 | 2424.8297 | 492.8622 | 2741.8034 | 10967.2138 | - | - | 243.8355 | 266.1268 | - | - | Naughton units 1-3; Hermiston |  | n/a | n/a
2037 | 2508.52 | 482.7107 | 2922.5562 | 11690.2248 | - | - | 256.3238 | 266.1341 | - | - | Jim Bridger units 1-4 |  | n/a | n/a
2038 | 2502.1549 | 488.5274 | 2924.6685 | 11698.6739 | - | - | 266.0838 | 323.4008 | - | - |  |  | n/a | n/a
2039 | 2496.7975 | 489.1882 | 2925.7188 | 11702.8751 | - | - | 275.5429 | 326.6517 | - | - | Wyodak |  | n/a | n/a
2040 | 2466.0302 | 501.2788 | 2925.2512 | 11701.0049 | - | - | 283.9842 | 329.6429 | - | - |  |  | n/a | n/a
2041 | 2466.5596 | 506.0809 | 2924.5487 | 11698.1947 | - | - | 291.2136 | 329.6429 | - | - |  |  | n/a | n/a
2042 | 2515.3871 | 508.0991 | 2925.0468 | 11700.1872 | - | - | 298.625 | 329.6429 | - | - |  |  | n/a | n/a
12 | Accelerated SSR 2028 Target Scenario-Pathway 2
| Clean energy resources (MWa) | Clean energy resources (MWa) | Energy Storage (MW) | Energy Storage (MWh) | Energy Storage (MW) | Energy Storage (MWh) |  |  | CBREs (MW or MWa) | CBREs (MW or MWa)
Year | System resources | Voluntary programs | System resources | System resources | Voluntary programs | Voluntary programs | Energy Efficiency (MWa) | Demand Response (MW) | System resources | Voluntary programs | Retirements (list unit) | Transmission Projects | Operational Changes | Other
2023 | 131.7746 | 514.257 | 0.32719 | 1.3088 | - | - | 33.1666 | 20 | - | - |  |  | n/a | n/a
2024 | 142.5969 | 513.0354 | 0.32991 | 1.3196 | - | - | 54.3553 | 36.5836 | - | - |  |  | n/a | n/a
2025 | 472.4657 | 516.1863 | 226.2082 | 904.8327 | - | - | 77.3945 | 107.1154 | - | - | Colstrip 3; Craig 1 |  | n/a | n/a
2026 | 741.0286 | 507.4923 | 1798.3737 | 7193.4947 | - | - | 96.0519 | 147.8619 | - | - |  |  | n/a | n/a
2027 | 786.8811 | 505.339 | 1959.7356 | 7838.9422 | - | - | 114.9568 | 201.5036 | - | - | Dave Johnston units 3; Hayden unit 2 |  | n/a | n/a
2028 | 1211.5019 | 502.3927 | 3102.3783 | 12409.5131 | - | - | 132.9437 | 240.7566 | - | - | Dave Johnston units 1-2; Craig unit 2; Hayden unit 1 |  | n/a | n/a
2029 | 1471.1473 | 474.3086 | 3410.7943 | 13643.1774 | - | - | 150.056 | 253.0283 | - | - | Colstrip unit 4 |  | n/a | n/a
2030 | 1531.8803 | 469.1753 | 3471.9627 | 13887.8507 | - | - | 166.3567 | 257.0612 | - | - |  |  | n/a | n/a
2031 | 1555.7437 | 463.1225 | 3502.7887 | 14011.155 | - | - | 183.1152 | 262.558 | - | - | Hunter unit 1 |  | n/a | n/a
2032 | 2065.4767 | 326.454 | 3584.8763 | 14339.505 | - | - | 194.8062 | 262.558 | - | - | Hunter units 2-3; Huntington units 1-2; Gasdby units 1-6 |  | n/a | n/a
2033 | 2209.4833 | 333.2209 | 3724.0378 | 14896.1513 | - | - | 208.726 | 262.558 | - | - |  |  | n/a | n/a
2034 | 2190.031 | 336.5388 | 3730.6486 | 14922.5944 | - | - | 222.2855 | 262.558 | - | - |  |  | n/a | n/a
2035 | 2197.2773 | 364.3109 | 3738.1093 | 14952.4371 | - | - | 234.0238 | 266.1208 | - | - |  |  | n/a | n/a
2036 | 2151.7725 | 411.1411 | 3738.6781 | 14954.7123 | - | - | 243.8355 | 266.1268 | - | - | Naughton units 1-3; Hermiston |  | n/a | n/a
2037 | 2220.0635 | 402.209 | 3887.6878 | 15550.7511 | - | - | 256.3238 | 266.1341 | - | - | Jim Bridger units 1-4 |  | n/a | n/a
2038 | 2214.7225 | 407.238 | 3890.1402 | 15560.561 | - | - | 266.0838 | 323.4008 | - | - |  |  | n/a | n/a
2039 | 2209.8851 | 407.8737 | 3891.3298 | 15565.3193 | - | - | 275.5429 | 326.6517 | - | - | Wyodak |  | n/a | n/a
2040 | 2187.1025 | 417.9163 | 3890.8026 | 15563.2106 | - | - | 283.9842 | 329.6429 | - | - |  |  | n/a | n/a
2041 | 2187.5708 | 421.8577 | 3889.9901 | 15559.9605 | - | - | 291.2136 | 329.6429 | - | - |  |  | n/a | n/a
2042 | 2229.4375 | 423.5841 | 3890.5657 | 15562.2628 | - | - | 298.625 | 329.6429 | - | - |  |  | n/a | n/a
13 | Accelerated SSR 2028 Target Scenario
| Clean energy resources (MWa) | Clean energy resources (MWa) | Energy Storage (MW) | Energy Storage (MWh) | Energy Storage (MW) | Energy Storage (MWh) |  |  | CBREs (MW or MWa) | CBREs (MW or MWa)
Year | System resources | Voluntary programs | System resources | System resources | Voluntary programs | Voluntary programs | Energy Efficiency (MWa) | Demand Response (MW) | System resources | Voluntary programs | Retirements (list unit) | Transmission Projects | Operational Changes | Other
2023 | 135.5862 | 532.7134 | 0.33893 | 1.3557 | - | - | 33.1666 | 20 | - | - |  |  | n/a | n/a
2024 | 152.7349 | 557.9142 | 0.35877 | 1.4351 | - | - | 54.3553 | 36.5836 | - | - |  |  | n/a | n/a
2025 | 523.1105 | 574.8244 | 251.9051 | 1007.6205 | - | - | 77.3945 | 107.1154 | - | - | Colstrip 3; Craig 1 |  | n/a | n/a
2026 | 744.26 | 571.4954 | 1111.7777 | 4447.1108 | - | - | 96.0519 | 147.8619 | - | - |  |  | n/a | n/a
2027 | 823.2689 | 589.3158 | 1339.2465 | 5356.9861 | - | - | 114.9568 | 201.5036 | - | - | Dave Johnston units 3; Hayden unit 2 |  | n/a | n/a
2028 | 1312.5567 | 604.4685 | 1974.5912 | 7898.3647 | - | - | 132.9437 | 240.7566 | - | - | Dave Johnston units 1-2; Craig unit 2; Hayden unit 1 |  | n/a | n/a
2029 | 1631.4172 | 573.546 | 2360.1536 | 9440.6145 | - | - | 150.056 | 253.0283 | - | - | Colstrip unit 4 |  | n/a | n/a
2030 | 1655.9841 | 566.5298 | 2431.689 | 9726.756 | - | - | 166.3567 | 257.0612 | - | - |  |  | n/a | n/a
2031 | 1671.8139 | 555.5401 | 2460.0416 | 9840.1662 | - | - | 183.1152 | 262.558 | - | - | Hunter unit 1 |  | n/a | n/a
2032 | 2295.3617 | 389.5642 | 2550.7539 | 10203.0157 | - | - | 194.8062 | 262.558 | - | - | Hunter units 2-3; Huntington units 1-2; Gasdby units 1-6 |  | n/a | n/a
2033 | 2485.1063 | 400.635 | 2729.1436 | 10916.5743 | - | - | 208.726 | 262.558 | - | - |  |  | n/a | n/a
2034 | 2464.1688 | 404.0529 | 2734.6924 | 10938.7696 | - | - | 222.2855 | 262.558 | - | - |  |  | n/a | n/a
2035 | 2467.2507 | 436.781 | 2741.3611 | 10965.4446 | - | - | 234.0238 | 266.1208 | - | - |  |  | n/a | n/a
2036 | 2419.4897 | 492.8622 | 2741.8034 | 10967.2138 | - | - | 243.8355 | 266.1268 | - | - | Naughton units 1-3; Hermiston |  | n/a | n/a
2037 | 2499.3467 | 482.7107 | 2922.5562 | 11690.2248 | - | - | 256.3238 | 266.1341 | - | - | Jim Bridger units 1-4 |  | n/a | n/a
2038 | 2490.8931 | 488.5274 | 2924.6685 | 11698.6739 | - | - | 266.0838 | 323.4008 | - | - |  |  | n/a | n/a
2039 | 2481.3962 | 489.1882 | 2925.7188 | 11702.8751 | - | - | 275.5429 | 326.6517 | - | - | Wyodak |  | n/a | n/a
2040 | 2459.607 | 501.2788 | 2925.2512 | 11701.0049 | - | - | 283.9842 | 329.6429 | - | - |  |  | n/a | n/a
2041 | 2461.2748 | 506.0809 | 2924.5487 | 11698.1947 | - | - | 291.2136 | 329.6429 | - | - |  |  | n/a | n/a
2042 | 2511.3267 | 508.0991 | 2925.0468 | 11700.1872 | - | - | 298.625 | 329.6429 | - | - |  |  | n/a | n/a
14 | No Purchases 2040 Scenario-Pathway 1
| Clean energy resources (MWa) | Clean energy resources (MWa) | Energy Storage (MW) | Energy Storage (MWh) | Energy Storage (MW) | Energy Storage (MWh) |  |  | CBREs (MW or MWa) | CBREs (MW or MWa)
Year | System resources | Voluntary programs | System resources | System resources | Voluntary programs | Voluntary programs | Energy Efficiency (MWa) | Demand Response (MW) | System resources | Voluntary programs | Retirements (list unit) | Transmission Projects | Operational Changes | Other
2023 | 135.5864 | 532.7133 | 0.33893 | 1.3557 | - | - | 33.1666 | 20 | - | - |  |  | n/a | n/a
2024 | 152.7672 | 557.9144 | 0.35877 | 1.4351 | - | - | 54.3553 | 36.5836 | - | - |  |  | n/a | n/a
2025 | 523.0646 | 574.8733 | 251.9051 | 1007.6205 | - | - | 77.3945 | 108.4726 | - | - | Colstrip 3; Craig 1 |  | n/a | n/a
2026 | 744.3036 | 571.6352 | 1111.7777 | 4447.1108 | - | - | 96.0519 | 149.2191 | - | - |  |  | n/a | n/a
2027 | 825.8833 | 589.2375 | 1339.2465 | 5356.9861 | - | - | 114.9568 | 202.8608 | - | - | Dave Johnston units 3; Hayden unit 2 |  | n/a | n/a
2028 | 1078.9788 | 609.4988 | 1974.5912 | 7898.3647 | - | - | 132.9437 | 242.1137 | - | - | Dave Johnston units 1-2; Craig unit 2; Hayden unit 1 |  | n/a | n/a
2029 | 1394.9928 | 584.4038 | 2360.1536 | 9440.6145 | - | - | 150.056 | 254.3855 | - | - | Colstrip unit 4 |  | n/a | n/a
2030 | 1549.8393 | 577.6499 | 2431.689 | 9726.756 | - | - | 166.3567 | 258.4184 | - | - |  |  | n/a | n/a
2031 | 1565.3691 | 567.1462 | 2460.0416 | 9840.1662 | - | - | 183.1152 | 263.9151 | - | - | Hunter unit 1 |  | n/a | n/a
2032 | 2252.0733 | 407.1681 | 2550.7539 | 10203.0157 | - | - | 194.8062 | 263.9151 | - | - | Hunter units 2-3; Huntington units 1-2; Gasdby units 1-6 |  | n/a | n/a
2033 | 2481.249 | 416.7127 | 2729.1436 | 10916.5743 | - | - | 208.726 | 263.9151 | - | - |  |  | n/a | n/a
2034 | 2448.7818 | 421.3796 | 2734.6924 | 10938.7696 | - | - | 222.2855 | 263.9151 | - | - |  |  | n/a | n/a
2035 | 2456.1303 | 458.0545 | 2741.3611 | 10965.4446 | - | - | 234.0238 | 267.4779 | - | - |  |  | n/a | n/a
2036 | 2420.6973 | 502.4374 | 2741.8034 | 10967.2138 | - | - | 243.8355 | 267.484 | - | - | Naughton units 1-3; Hermiston |  | n/a | n/a
2037 | 2517.6651 | 491.1025 | 2922.5562 | 11690.2248 | - | - | 256.3238 | 267.4913 | - | - | Jim Bridger units 1-4 |  | n/a | n/a
2038 | 2526.5565 | 492.6137 | 2924.6685 | 11698.6739 | - | - | 266.0838 | 324.758 | - | - |  |  | n/a | n/a
2039 | 2517.0205 | 495.0483 | 2925.7188 | 11702.8751 | - | - | 275.5429 | 328.0089 | - | - | Wyodak |  | n/a | n/a
2040 | 2508.0378 | 507.3427 | 2925.2512 | 11701.0049 | - | - | 283.9842 | 331 | - | - |  |  | n/a | n/a
2041 | 2508.6036 | 511.1651 | 2924.5487 | 11698.1947 | - | - | 293.0259 | 331 | - | - |  |  | n/a | n/a
2042 | 2557.8275 | 509.4416 | 2925.0468 | 11700.1872 | - | - | 301.2607 | 331 | - | - |  |  | n/a | n/a
15 | No Purchases 2040 Scenario-Pathway 2
| Clean energy resources (MWa) | Clean energy resources (MWa) | Energy Storage (MW) | Energy Storage (MWh) | Energy Storage (MW) | Energy Storage (MWh) |  |  | CBREs (MW or MWa) | CBREs (MW or MWa)
Year | System resources | Voluntary programs | System resources | System resources | Voluntary programs | Voluntary programs | Energy Efficiency (MWa) | Demand Response (MW) | System resources | Voluntary programs | Retirements (list unit) | Transmission Projects | Operational Changes | Other
2023 | 131.7748 | 514.257 | 0.32719 | 1.3088 | - | - | 33.1666 | 20 | - | - |  |  | n/a | n/a
2024 | 142.6266 | 513.0356 | 0.32991 | 1.3196 | - | - | 54.3553 | 36.5836 | - | - |  |  | n/a | n/a
2025 | 472.4245 | 516.2302 | 226.2082 | 904.8327 | - | - | 77.3945 | 108.4726 | - | - | Colstrip 3; Craig 1 |  | n/a | n/a
2026 | 741.0673 | 507.6165 | 1798.3737 | 7193.4947 | - | - | 96.0519 | 149.2191 | - | - |  |  | n/a | n/a
2027 | 789.123 | 505.2719 | 1959.7356 | 7838.9422 | - | - | 114.9568 | 202.8608 | - | - | Dave Johnston units 3; Hayden unit 2 |  | n/a | n/a
2028 | 977.8883 | 506.5736 | 3102.3783 | 12409.5131 | - | - | 132.9437 | 242.1137 | - | - | Dave Johnston units 1-2; Craig unit 2; Hayden unit 1 |  | n/a | n/a
2029 | 1235.0235 | 483.2876 | 3410.7943 | 13643.1774 | - | - | 150.056 | 254.3855 | - | - | Colstrip unit 4 |  | n/a | n/a
2030 | 1407.4516 | 478.3845 | 3471.9627 | 13887.8507 | - | - | 166.3567 | 258.4184 | - | - |  |  | n/a | n/a
2031 | 1426.9517 | 472.7978 | 3502.7887 | 14011.155 | - | - | 183.1152 | 263.9151 | - | - | Hunter unit 1 |  | n/a | n/a
2032 | 2015.9193 | 341.206 | 3584.8763 | 14339.505 | - | - | 194.8062 | 263.9151 | - | - | Hunter units 2-3; Huntington units 1-2; Gasdby units 1-6 |  | n/a | n/a
2033 | 2195.192 | 346.5932 | 3724.0378 | 14896.1513 | - | - | 208.726 | 263.9151 | - | - |  |  | n/a | n/a
2034 | 2173.9566 | 350.9704 | 3730.6486 | 14922.5944 | - | - | 222.2855 | 263.9151 | - | - |  |  | n/a | n/a
2035 | 2181.3707 | 382.0547 | 3738.1093 | 14952.4371 | - | - | 234.0238 | 267.4779 | - | - |  |  | n/a | n/a
2036 | 2145.164 | 419.1286 | 3738.6781 | 14954.7123 | - | - | 243.8355 | 267.484 | - | - | Naughton units 1-3; Hermiston |  | n/a | n/a
2037 | 2225.3693 | 409.2013 | 3887.6878 | 15550.7511 | - | - | 256.3238 | 267.4913 | - | - | Jim Bridger units 1-4 |  | n/a | n/a
2038 | 2232.7256 | 410.6443 | 3890.1402 | 15560.561 | - | - | 266.0838 | 324.758 | - | - |  |  | n/a | n/a
2039 | 2225.138 | 412.7597 | 3891.3298 | 15565.3193 | - | - | 275.5429 | 328.0089 | - | - | Wyodak |  | n/a | n/a
2040 | 2220.5531 | 422.9718 | 3890.8026 | 15563.2106 | - | - | 283.9842 | 331 | - | - |  |  | n/a | n/a
2041 | 2220.7663 | 426.0957 | 3889.9901 | 15559.9605 | - | - | 293.0259 | 331 | - | - |  |  | n/a | n/a
2042 | 2262.3458 | 424.7033 | 3890.5657 | 15562.2628 | - | - | 301.2607 | 331 | - | - |  |  | n/a | n/a
16 | No Purchases 2040 Scenario
| Clean energy resources (MWa) | Clean energy resources (MWa) | Energy Storage (MW) | Energy Storage (MWh) | Energy Storage (MW) | Energy Storage (MWh) |  |  | CBREs (MW or MWa) | CBREs (MW or MWa)
Year | System resources | Voluntary programs | System resources | System resources | Voluntary programs | Voluntary programs | Energy Efficiency (MWa) | Demand Response (MW) | System resources | Voluntary programs | Retirements (list unit) | Transmission Projects | Operational Changes | Other
2023 | 135.5864 | 532.7133 | 0.33893 | 1.3557 | - | - | 33.1666 | 20 | - | - |  |  | n/a | n/a
2024 | 152.7672 | 557.9144 | 0.35877 | 1.4351 | - | - | 54.3553 | 36.5836 | - | - |  |  | n/a | n/a
2025 | 523.0646 | 574.8733 | 251.9051 | 1007.6205 | - | - | 77.3945 | 108.4726 | - | - | Colstrip 3; Craig 1 |  | n/a | n/a
2026 | 744.3036 | 571.6352 | 1111.7777 | 4447.1108 | - | - | 96.0519 | 149.2191 | - | - |  |  | n/a | n/a
2027 | 825.8833 | 589.2375 | 1339.2465 | 5356.9861 | - | - | 114.9568 | 202.8608 | - | - | Dave Johnston units 3; Hayden unit 2 |  | n/a | n/a
2028 | 1078.9788 | 609.4988 | 1974.5912 | 7898.3647 | - | - | 132.9437 | 242.1137 | - | - | Dave Johnston units 1-2; Craig unit 2; Hayden unit 1 |  | n/a | n/a
2029 | 1394.9928 | 584.4038 | 2360.1536 | 9440.6145 | - | - | 150.056 | 254.3855 | - | - | Colstrip unit 4 |  | n/a | n/a
2030 | 1549.8393 | 577.6499 | 2431.689 | 9726.756 | - | - | 166.3567 | 258.4184 | - | - |  |  | n/a | n/a
2031 | 1565.3691 | 567.1462 | 2460.0416 | 9840.1662 | - | - | 183.1152 | 263.9151 | - | - | Hunter unit 1 |  | n/a | n/a
2032 | 2252.0733 | 407.1681 | 2550.7539 | 10203.0157 | - | - | 194.8062 | 263.9151 | - | - | Hunter units 2-3; Huntington units 1-2; Gasdby units 1-6 |  | n/a | n/a
2033 | 2469.4127 | 416.7127 | 2729.1436 | 10916.5743 | - | - | 208.726 | 263.9151 | - | - |  |  | n/a | n/a
2034 | 2446.7594 | 421.3796 | 2734.6924 | 10938.7696 | - | - | 222.2855 | 263.9151 | - | - |  |  | n/a | n/a
2035 | 2449.8517 | 458.0545 | 2741.3611 | 10965.4446 | - | - | 234.0238 | 267.4779 | - | - |  |  | n/a | n/a
2036 | 2415.8359 | 502.4374 | 2741.8034 | 10967.2138 | - | - | 243.8355 | 267.484 | - | - | Naughton units 1-3; Hermiston |  | n/a | n/a
2037 | 2506.2237 | 491.1025 | 2922.5562 | 11690.2248 | - | - | 256.3238 | 267.4913 | - | - | Jim Bridger units 1-4 |  | n/a | n/a
2038 | 2508.9343 | 492.6137 | 2924.6685 | 11698.6739 | - | - | 266.0838 | 324.758 | - | - |  |  | n/a | n/a
2039 | 2496.8059 | 495.0483 | 2925.7188 | 11702.8751 | - | - | 275.5429 | 328.0089 | - | - | Wyodak |  | n/a | n/a
2040 | 2498.0608 | 507.3427 | 2925.2512 | 11701.0049 | - | - | 283.9842 | 331 | - | - |  |  | n/a | n/a
2041 | 2498.9448 | 511.1651 | 2924.5487 | 11698.1947 | - | - | 293.0259 | 331 | - | - |  |  | n/a | n/a
2042 | 2548.5903 | 509.4416 | 2925.0468 | 11700.1872 | - | - | 301.2607 | 331 | - | - |  |  | n/a | n/a
Clean Energy Resource capacity includes nuclear resources, and is consistent with DEQ's assignement of zero emissions to this resource type. For reference see "Default Resource EF" tab available here: https://www.oregon.gov/deq/ghgp/Documents/HB2021-EmissionFactors.xlsx
Please refer to 2023 Integrated Resource Plan Volume 1, Preferred Portfolio Results under Chapter 9 page 54, Table 9.29 and 9.30 for detailed list of transmission projects. These are constant across all CEP portfolios.
Please refer to 2023 Integrated Resource Plan Volumen 1, Preferred Portfolio Results under Chapter 9 page 54, Table 9.29 and 9.30 for detailed list of transmission projects. These are constant across all CEP portfolios.
Please refer to 2023 Integrated Resource Plan Volumen 1, Preferred Portfolio Results under Chapter 9 page 54, Table 9.29 and 9.30 for detailed list of transmission projects. These are constant across all CEP portfolios.
Please refer to 2023 Integrated Resource Plan Volumen 1, Preferred Portfolio Results under Chapter 9 page 54, Table 9.29 and 9.30 for detailed list of transmission projects. These are constant across all CEP portfolios.
Data reported in this section is Oregon allocated for all sections except unit retirements and transmission projects
Please refer to 2023 Integrated Resource Plan Volumen 1, Preferred Portfolio Results under Chapter 9 page 54, Table 9.29 and 9.30 for detailed list of transmission projects. These are constant across all CEP portfolios.
Please refer to 2023 Integrated Resource Plan Volumen 1, Preferred Portfolio Results under Chapter 9 page 54, Table 9.29 and 9.30 for detailed list of transmission projects. These are constant across all CEP portfolios.
Please refer to 2023 Integrated Resource Plan Volumen 1, Preferred Portfolio Results under Chapter 9 page 54, Table 9.29 and 9.30 for detailed list of transmission projects. These are constant across all CEP portfolios.
Please refer to 2023 Integrated Resource Plan Volumen 1, Preferred Portfolio Results under Chapter 9 page 54, Table 9.29 and 9.30 for detailed list of transmission projects. These are constant across all CEP portfolios.
Please refer to 2023 Integrated Resource Plan Volumen 1, Preferred Portfolio Results under Chapter 9 page 54, Table 9.29 and 9.30 for detailed list of transmission projects. These are constant across all CEP portfolios.
Please refer to 2023 Integrated Resource Plan Volumen 1, Preferred Portfolio Results under Chapter 9 page 54, Table 9.29 and 9.30 for detailed list of transmission projects. These are constant across all CEP portfolios.
Please refer to 2023 Integrated Resource Plan Volumen 1, Preferred Portfolio Results under Chapter 9 page 54, Table 9.29 and 9.30 for detailed list of transmission projects. These are constant across all CEP portfolios.
Please refer to 2023 Integrated Resource Plan Volumen 1, Preferred Portfolio Results under Chapter 9 page 54, Table 9.29 and 9.30 for detailed list of transmission projects. These are constant across all CEP portfolios.
Please refer to 2023 Integrated Resource Plan Volumen 1, Preferred Portfolio Results under Chapter 9 page 54, Table 9.29 and 9.30 for detailed list of transmission projects. These are constant across all CEP portfolios.
Please refer to 2023 Integrated Resource Plan Volumen 1, Preferred Portfolio Results under Chapter 9 page 54, Table 9.29 and 9.30 for detailed list of transmission projects. These are constant across all CEP portfolios.
Please refer to 2023 Integrated Resource Plan Volumen 1, Preferred Portfolio Results under Chapter 9 page 54, Table 9.29 and 9.30 for detailed list of transmission projects. These are constant across all CEP portfolios.
Please refer to 2023 Integrated Resource Plan Volumen 1, Preferred Portfolio Results under Chapter 9 page 54, Table 9.29 and 9.30 for detailed list of transmission projects. These are constant across all CEP portfolios.
Note on J127: [Threaded comment] Your version of Excel allows you to read this threaded comment; however, any edits to it will get removed if the file is opened in a newer version of Excel. Learn more: https://go.microsoft.com/fwlink/?linkid=870924 Comment: I am not sure if these proxy CBREs should be called system or voluntary @Harvey, Ryan (PacifiCorp) @Ikeda, Teri (PacifiCorp) @Brewer, April (PacifiCorp)

## Annual CBI Impacts of Actions
Instructions
For each of the portfolios listed on the "Portfolios" tab, list the annual Customer Benefits Indicators (CBIs) over the study period under Reference Case assumptions
UM 2225 Order Summary/Rubric references: C.4(b)
1 | CEP Portfolio-Pathway 1
| Unserved Energy | Emissions | CBI 3 | CBI 4 | CBI 5 | CBI 6 | CBI 7 | CBI 8 | CBI 9 | CBI 10
Year | (MWh) | (metric tons of CO2-e) | (units) | (units) | (units) | (units) | (units) | (units) | (units) | (units)
2023 | 3870.6033 | 10826667.189 | bar: CBI 3 to CBI 10
2024 | 17977.3471 | 10140040.4204 | bar: CBI 3 to CBI 10
2025 | 0 | 8271222.5229 | bar: CBI 3 to CBI 10
2026 | 0 | 5474643.862 | bar: CBI 3 to CBI 10
2027 | 0 | 6107264.2925 | bar: CBI 3 to CBI 10
2028 | 0 | 5924199.9845 | bar: CBI 3 to CBI 10
2029 | 3.4946 | 3860539.3935 | bar: CBI 3 to CBI 10
2030 | 0 | 1260193.6646 | bar: CBI 3 to CBI 10
2031 | 0 | 1165369.2354 | bar: CBI 3 to CBI 10
2032 | 0 | 651133.5119 | bar: CBI 3 to CBI 10
2033 | 0 | 527487.5283 | bar: CBI 3 to CBI 10
2034 | 0 | 476871.4796 | bar: CBI 3 to CBI 10
2035 | 0 | 466898.0973 | bar: CBI 3 to CBI 10
2036 | 0 | 469532.961 | bar: CBI 3 to CBI 10
2037 | 0 | 419883.3201 | bar: CBI 3 to CBI 10
2038 | 0 | 374376.0826 | bar: CBI 3 to CBI 10
2039 | 0 | 386071.13 | bar: CBI 3 to CBI 10
2040 | 0 | 0 | bar: CBI 3 to CBI 10
2041 | 0 | 0 | bar: CBI 3 to CBI 10
2042 | 0 | 0 | bar: CBI 3 to CBI 10
2 | CEP Portfolio-Pathway 2
| Unserved Energy | Emissions | CBI 3 | CBI 4 | CBI 5 | CBI 6 | CBI 7 | CBI 8 | CBI 9 | CBI 10
Year | (MWh) | ( metric tons of CO2-e) | (units) | (units) | (units) | (units) | (units) | (units) | (units) | (units)
2023 | 3870.6033 | 10451566.9628 | bar: CBI 3 to CBI 10
2024 | 17977.3471 | 9324372.2694 | bar: CBI 3 to CBI 10
2025 | 0 | 7427471.2108 | bar: CBI 3 to CBI 10
2026 | 0 | 4861525.6099 | bar: CBI 3 to CBI 10
2027 | 0 | 5236986.4315 | bar: CBI 3 to CBI 10
2028 | 0 | 4923788.2138 | bar: CBI 3 to CBI 10
2029 | 3.4946 | 3192571.8615 | bar: CBI 3 to CBI 10
2030 | 0 | 1789092.9423 | bar: CBI 3 to CBI 10
2031 | 0 | 1724912.9717 | bar: CBI 3 to CBI 10
2032 | 0 | 963770.629 | bar: CBI 3 to CBI 10
2033 | 0 | 780756.9072 | bar: CBI 3 to CBI 10
2034 | 0 | 705837.9233 | bar: CBI 3 to CBI 10
2035 | 0 | 691075.8925 | bar: CBI 3 to CBI 10
2036 | 0 | 694975.8673 | bar: CBI 3 to CBI 10
2037 | 0 | 621487.305 | bar: CBI 3 to CBI 10
2038 | 0 | 554130.0916 | bar: CBI 3 to CBI 10
2039 | 0 | 571440.4327 | bar: CBI 3 to CBI 10
2040 | 0 | 0 | bar: CBI 3 to CBI 10
2041 | 0 | 0 | bar: CBI 3 to CBI 10
2042 | 0 | 0 | bar: CBI 3 to CBI 10
3 | CEP Portfolio 2020 protocol
| Unserved Energy | Emissions | CBI 3 | CBI 4 | CBI 5 | CBI 6 | CBI 7 | CBI 8 | CBI 9 | CBI 10
Year | (MWh) | ( metric tons of CO2-e) | (units) | (units) | (units) | (units) | (units) | (units) | (units) | (units)
2023 | 3870.6033 | 10826667.189 | bar: CBI 3 to CBI 10
2024 | 17977.3471 | 10140040.4204 | bar: CBI 3 to CBI 10
2025 | 0 | 8271222.5229 | bar: CBI 3 to CBI 10
2026 | 0 | 5474643.862 | bar: CBI 3 to CBI 10
2027 | 0 | 6107264.2925 | bar: CBI 3 to CBI 10
2028 | 0 | 5924199.9845 | bar: CBI 3 to CBI 10
2029 | 3.4946 | 3860539.3935 | bar: CBI 3 to CBI 10
2030 | 0 | 2250345.8296 | bar: CBI 3 to CBI 10
2031 | 0 | 2378304.5621 | bar: CBI 3 to CBI 10
2032 | 0 | 1339918.3658 | bar: CBI 3 to CBI 10
2033 | 0 | 1072239.7106 | bar: CBI 3 to CBI 10
2034 | 0 | 971466.6073 | bar: CBI 3 to CBI 10
2035 | 0 | 953468.6091 | bar: CBI 3 to CBI 10
2036 | 0 | 959004.0602 | bar: CBI 3 to CBI 10
2037 | 0 | 855984.0592 | bar: CBI 3 to CBI 10
2038 | 0 | 763763.5405 | bar: CBI 3 to CBI 10
2039 | 0 | 787905.4212 | bar: CBI 3 to CBI 10
2040 | 0 | 0 | bar: CBI 3 to CBI 10
2041 | 0 | 0 | bar: CBI 3 to CBI 10
2042 | 0 | 0 | bar: CBI 3 to CBI 10
4 | 2023 IRP Preferred Portfolio (May) 2020 Protocol
| Unserved Energy | Emissions | CBI 3 | CBI 4 | CBI 5 | CBI 6 | CBI 7 | CBI 8 | CBI 9 | CBI 10
Year | (MWh) | ( metric tons of CO2-e) | (units) | (units) | (units) | (units) | (units) | (units) | (units) | (units)
2023 | 3870.6033 | 10885535.8088 | bar: CBI 3 to CBI 10
2024 | 17977.3471 | 10206482.8429 | bar: CBI 3 to CBI 10
2025 | 0 | 8350711.9836 | bar: CBI 3 to CBI 10
2026 | 0 | 5533529.5324 | bar: CBI 3 to CBI 10
2027 | 0 | 6181776.8712 | bar: CBI 3 to CBI 10
2028 | 0 | 6112207.145 | bar: CBI 3 to CBI 10
2029 | 0 | 3930518.6867 | bar: CBI 3 to CBI 10
2030 | 0 | 2396317.601 | bar: CBI 3 to CBI 10
2031 | 0 | 2551334.2148 | bar: CBI 3 to CBI 10
2032 | 0 | 1443126.038 | bar: CBI 3 to CBI 10
2033 | 0 | 1176723.1735 | bar: CBI 3 to CBI 10
2034 | 0 | 1095549.0846 | bar: CBI 3 to CBI 10
2035 | 0 | 1069782.4564 | bar: CBI 3 to CBI 10
2036 | 0 | 1097879.8547 | bar: CBI 3 to CBI 10
2037 | 0 | 956220.6099 | bar: CBI 3 to CBI 10
2038 | 320.1638 | 844104.3692 | bar: CBI 3 to CBI 10
2039 | 0 | 856975.6841 | bar: CBI 3 to CBI 10
2040 | 0 | 0 | bar: CBI 3 to CBI 10
2041 | 361.6281 | 0 | bar: CBI 3 to CBI 10
2042 | 0 | 0 | bar: CBI 3 to CBI 10
5 | CBRE Scenario-Pathway 1
| Unserved Energy | Emissions | CBI 3 | CBI 4 | CBI 5 | CBI 6 | CBI 7 | CBI 8 | CBI 9 | CBI 10
Year | (MWh) | ( metric tons of CO2-e) | (units) | (units) | (units) | (units) | (units) | (units) | (units) | (units)
2023 | 3870.6033 | 10825997.1641 | bar: CBI 3 to CBI 10
2024 | 17977.3427 | 10135207.7918 | bar: CBI 3 to CBI 10
2025 | 0 | 8275306.6957 | bar: CBI 3 to CBI 10
2026 | 0 | 5466547.1263 | bar: CBI 3 to CBI 10
2027 | 0 | 6109605.8579 | bar: CBI 3 to CBI 10
2028 | 0 | 5966956.8496 | bar: CBI 3 to CBI 10
2029 | 1.8056 | 3849222.0743 | bar: CBI 3 to CBI 10
2030 | 0 | 1259931.675 | bar: CBI 3 to CBI 10
2031 | 0 | 1163187.8139 | bar: CBI 3 to CBI 10
2032 | 0 | 648709.9972 | bar: CBI 3 to CBI 10
2033 | 0 | 524593.3845 | bar: CBI 3 to CBI 10
2034 | 0 | 475319.5642 | bar: CBI 3 to CBI 10
2035 | 0 | 466211.2915 | bar: CBI 3 to CBI 10
2036 | 0 | 467458.8064 | bar: CBI 3 to CBI 10
2037 | 0 | 419886.9898 | bar: CBI 3 to CBI 10
2038 | 0 | 376045.0867 | bar: CBI 3 to CBI 10
2039 | 0 | 384432.225 | bar: CBI 3 to CBI 10
2040 | 0 | 0 | bar: CBI 3 to CBI 10
2041 | 0 | 0 | bar: CBI 3 to CBI 10
2042 | 0 | 0 | bar: CBI 3 to CBI 10
6 | CBRE Scenario-Pathway 2
| Unserved Energy | Emissions | CBI 3 | CBI 4 | CBI 5 | CBI 6 | CBI 7 | CBI 8 | CBI 9 | CBI 10
Year | (MWh) | ( metric tons of CO2-e) | (units) | (units) | (units) | (units) | (units) | (units) | (units) | (units)
2023 | 3870.6033 | 10451566.9628 | bar: CBI 3 to CBI 10
2024 | 17977.3427 | 9324372.2694 | bar: CBI 3 to CBI 10
2025 | 0 | 7427471.2108 | bar: CBI 3 to CBI 10
2026 | 0 | 4861525.6099 | bar: CBI 3 to CBI 10
2027 | 0 | 5236986.4315 | bar: CBI 3 to CBI 10
2028 | 0 | 4923788.2138 | bar: CBI 3 to CBI 10
2029 | 1.8056 | 3192571.8615 | bar: CBI 3 to CBI 10
2030 | 0 | 1789092.9423 | bar: CBI 3 to CBI 10
2031 | 0 | 1724912.9717 | bar: CBI 3 to CBI 10
2032 | 0 | 963770.629 | bar: CBI 3 to CBI 10
2033 | 0 | 780756.9072 | bar: CBI 3 to CBI 10
2034 | 0 | 705837.9233 | bar: CBI 3 to CBI 10
2035 | 0 | 691075.8925 | bar: CBI 3 to CBI 10
2036 | 0 | 694975.8673 | bar: CBI 3 to CBI 10
2037 | 0 | 621487.305 | bar: CBI 3 to CBI 10
2038 | 0 | 554130.0916 | bar: CBI 3 to CBI 10
2039 | 0 | 571440.4327 | bar: CBI 3 to CBI 10
2040 | 0 | 0 | bar: CBI 3 to CBI 10
2041 | 0 | 0 | bar: CBI 3 to CBI 10
2042 | 0 | 0 | bar: CBI 3 to CBI 10
7 | CBRE Scenario
| Unserved Energy | Emissions | CBI 3 | CBI 4 | CBI 5 | CBI 6 | CBI 7 | CBI 8 | CBI 9 | CBI 10
Year | (MWh) | ( metric tons of CO2-e) | (units) | (units) | (units) | (units) | (units) | (units) | (units) | (units)
2023 | 3870.6033 | 10825997.1641 | bar: CBI 3 to CBI 10
2024 | 17977.3427 | 10135207.7918 | bar: CBI 3 to CBI 10
2025 | 0 | 8275306.6957 | bar: CBI 3 to CBI 10
2026 | 0 | 5466547.1263 | bar: CBI 3 to CBI 10
2027 | 0 | 6109605.8579 | bar: CBI 3 to CBI 10
2028 | 0 | 5966956.8496 | bar: CBI 3 to CBI 10
2029 | 1.8056 | 3849222.0743 | bar: CBI 3 to CBI 10
2030 | 0 | 2249877.991 | bar: CBI 3 to CBI 10
2031 | 0 | 2373852.6815 | bar: CBI 3 to CBI 10
2032 | 0 | 1334931.1982 | bar: CBI 3 to CBI 10
2033 | 0 | 1066356.6977 | bar: CBI 3 to CBI 10
2034 | 0 | 968305.0972 | bar: CBI 3 to CBI 10
2035 | 0 | 952066.0594 | bar: CBI 3 to CBI 10
2036 | 0 | 954767.6745 | bar: CBI 3 to CBI 10
2037 | 0 | 855991.5403 | bar: CBI 3 to CBI 10
2038 | 0 | 767168.4708 | bar: CBI 3 to CBI 10
2039 | 0 | 784560.6952 | bar: CBI 3 to CBI 10
2040 | 0 | 0 | bar: CBI 3 to CBI 10
2041 | 0 | 0 | bar: CBI 3 to CBI 10
2042 | 0 | 0 | bar: CBI 3 to CBI 10
8 | 15% SSR Target Scenario-Pathway 1
| Unserved Energy | Emissions | CBI 3 | CBI 4 | CBI 5 | CBI 6 | CBI 7 | CBI 8 | CBI 9 | CBI 10
Year | (MWh) | ( metric tons of CO2-e) | (units) | (units) | (units) | (units) | (units) | (units) | (units) | (units)
2023 | 3870.6033 | 10825539.0386 | bar: CBI 3 to CBI 10
2024 | 17977.3471 | 10136573.1163 | bar: CBI 3 to CBI 10
2025 | 0 | 8271222.5229 | bar: CBI 3 to CBI 10
2026 | 0 | 5469686.4323 | bar: CBI 3 to CBI 10
2027 | 0 | 6153784.3577 | bar: CBI 3 to CBI 10
2028 | 0 | 5965414.8585 | bar: CBI 3 to CBI 10
2029 | 3.5534 | 3862138.6111 | bar: CBI 3 to CBI 10
2030 | 0 | 1242779.3138 | bar: CBI 3 to CBI 10
2031 | 0 | 1148574.7583 | bar: CBI 3 to CBI 10
2032 | 0 | 633743.5928 | bar: CBI 3 to CBI 10
2033 | 0 | 497488.4966 | bar: CBI 3 to CBI 10
2034 | 0 | 462798.8384 | bar: CBI 3 to CBI 10
2035 | 0 | 442767.7389 | bar: CBI 3 to CBI 10
2036 | 0 | 449601.3596 | bar: CBI 3 to CBI 10
2037 | 0 | 403506.5327 | bar: CBI 3 to CBI 10
2038 | 0 | 360671.5452 | bar: CBI 3 to CBI 10
2039 | 0 | 365754.4411 | bar: CBI 3 to CBI 10
2040 | 0 | 0 | bar: CBI 3 to CBI 10
2041 | 0 | 0 | bar: CBI 3 to CBI 10
2042 | 0 | 0 | bar: CBI 3 to CBI 10
9 | 15% SSR Target Scenario-Pathway 2
| Unserved Energy | Emissions | CBI 3 | CBI 4 | CBI 5 | CBI 6 | CBI 7 | CBI 8 | CBI 9 | CBI 10
Year | (MWh) | ( metric tons of CO2-e) | (units) | (units) | (units) | (units) | (units) | (units) | (units) | (units)
2023 | 3870.6033 | 10451566.9628 | bar: CBI 3 to CBI 10
2024 | 17977.3471 | 9324372.2694 | bar: CBI 3 to CBI 10
2025 | 0 | 7427471.2108 | bar: CBI 3 to CBI 10
2026 | 0 | 4861525.6099 | bar: CBI 3 to CBI 10
2027 | 0 | 5236986.4315 | bar: CBI 3 to CBI 10
2028 | 0 | 4923788.2138 | bar: CBI 3 to CBI 10
2029 | 3.5534 | 3192571.8615 | bar: CBI 3 to CBI 10
2030 | 0 | 1789092.9423 | bar: CBI 3 to CBI 10
2031 | 0 | 1724912.9717 | bar: CBI 3 to CBI 10
2032 | 0 | 963770.629 | bar: CBI 3 to CBI 10
2033 | 0 | 780756.9072 | bar: CBI 3 to CBI 10
2034 | 0 | 705837.9233 | bar: CBI 3 to CBI 10
2035 | 0 | 691075.8925 | bar: CBI 3 to CBI 10
2036 | 0 | 694975.8673 | bar: CBI 3 to CBI 10
2037 | 0 | 621487.305 | bar: CBI 3 to CBI 10
2038 | 0 | 554130.0916 | bar: CBI 3 to CBI 10
2039 | 0 | 571440.4327 | bar: CBI 3 to CBI 10
2040 | 0 | 0 | bar: CBI 3 to CBI 10
2041 | 0 | 0 | bar: CBI 3 to CBI 10
2042 | 0 | 0 | bar: CBI 3 to CBI 10
10 | 15% SSR Target Scenario
| Unserved Energy | Emissions | CBI 3 | CBI 4 | CBI 5 | CBI 6 | CBI 7 | CBI 8 | CBI 9 | CBI 10
Year | (MWh) | ( metric tons of CO2-e) | (units) | (units) | (units) | (units) | (units) | (units) | (units) | (units)
2023 | 3870.6033 | 10825539.0386 | bar: CBI 3 to CBI 10
2024 | 17977.3471 | 10136573.1163 | bar: CBI 3 to CBI 10
2025 | 0 | 8271222.5229 | bar: CBI 3 to CBI 10
2026 | 0 | 5469686.4323 | bar: CBI 3 to CBI 10
2027 | 0 | 6153784.3577 | bar: CBI 3 to CBI 10
2028 | 0 | 5965414.8585 | bar: CBI 3 to CBI 10
2029 | 3.5534 | 3862138.6111 | bar: CBI 3 to CBI 10
2030 | 0 | 2219248.7747 | bar: CBI 3 to CBI 10
2031 | 0 | 2344030.119 | bar: CBI 3 to CBI 10
2032 | 0 | 1304132.9675 | bar: CBI 3 to CBI 10
2033 | 0 | 1011259.7795 | bar: CBI 3 to CBI 10
2034 | 0 | 942798.294 | bar: CBI 3 to CBI 10
2035 | 0 | 904191.177 | bar: CBI 3 to CBI 10
2036 | 0 | 918294.4864 | bar: CBI 3 to CBI 10
2037 | 0 | 822597.9534 | bar: CBI 3 to CBI 10
2038 | 0 | 735804.9542 | bar: CBI 3 to CBI 10
2039 | 0 | 746442.5193 | bar: CBI 3 to CBI 10
2040 | 0 | 0 | bar: CBI 3 to CBI 10
2041 | 0 | 0 | bar: CBI 3 to CBI 10
2042 | 0 | 0 | bar: CBI 3 to CBI 10
11 | Accelerated SSR 2028 Target Scenario-Pathway 1
| Unserved Energy | Emissions | CBI 3 | CBI 4 | CBI 5 | CBI 6 | CBI 7 | CBI 8 | CBI 9 | CBI 10
Year | (MWh) | ( metric tons of CO2-e) | (units) | (units) | (units) | (units) | (units) | (units) | (units) | (units)
2023 | 3870.6033 | 10825539.0386 | bar: CBI 3 to CBI 10
2024 | 17977.3471 | 10136573.1163 | bar: CBI 3 to CBI 10
2025 | 0 | 8271222.5229 | bar: CBI 3 to CBI 10
2026 | 0 | 5474643.862 | bar: CBI 3 to CBI 10
2027 | 0 | 6106938.7998 | bar: CBI 3 to CBI 10
2028 | 0 | 5801467.3476 | bar: CBI 3 to CBI 10
2029 | 13.287 | 3753642.2142 | bar: CBI 3 to CBI 10
2030 | 0 | 1233476.6503 | bar: CBI 3 to CBI 10
2031 | 0 | 1140696.6264 | bar: CBI 3 to CBI 10
2032 | 0 | 643544.5478 | bar: CBI 3 to CBI 10
2033 | 0 | 521131.6601 | bar: CBI 3 to CBI 10
2034 | 0 | 473813.3864 | bar: CBI 3 to CBI 10
2035 | 0 | 463562.13 | bar: CBI 3 to CBI 10
2036 | 0 | 467946.79 | bar: CBI 3 to CBI 10
2037 | 0 | 419481.1126 | bar: CBI 3 to CBI 10
2038 | 0 | 375679.3974 | bar: CBI 3 to CBI 10
2039 | 0 | 385220.8465 | bar: CBI 3 to CBI 10
2040 | 0 | 0 | bar: CBI 3 to CBI 10
2041 | 0 | 0 | bar: CBI 3 to CBI 10
2042 | 0 | 0 | bar: CBI 3 to CBI 10
12 | Accelerated SSR 2028 Target Scenario-Pathway 2
| Unserved Energy | Emissions | CBI 3 | CBI 4 | CBI 5 | CBI 6 | CBI 7 | CBI 8 | CBI 9 | CBI 10
Year | (MWh) | ( metric tons of CO2-e) | (units) | (units) | (units) | (units) | (units) | (units) | (units) | (units)
2023 | 3870.6033 | 10450477.8983 | bar: CBI 3 to CBI 10
2024 | 17977.3471 | 9321183.8764 | bar: CBI 3 to CBI 10
2025 | 0 | 7427471.2108 | bar: CBI 3 to CBI 10
2026 | 0 | 4861525.6099 | bar: CBI 3 to CBI 10
2027 | 0 | 5236707.3211 | bar: CBI 3 to CBI 10
2028 | 0 | 4821781.274 | bar: CBI 3 to CBI 10
2029 | 13.287 | 3104170.5031 | bar: CBI 3 to CBI 10
2030 | 0 | 1751162.8819 | bar: CBI 3 to CBI 10
2031 | 0 | 1688393.9853 | bar: CBI 3 to CBI 10
2032 | 0 | 952537.8778 | bar: CBI 3 to CBI 10
2033 | 0 | 771349.3142 | bar: CBI 3 to CBI 10
2034 | 0 | 701311.5085 | bar: CBI 3 to CBI 10
2035 | 0 | 686138.1842 | bar: CBI 3 to CBI 10
2036 | 0 | 692628.1076 | bar: CBI 3 to CBI 10
2037 | 0 | 620891.9805 | bar: CBI 3 to CBI 10
2038 | 0 | 556059.1838 | bar: CBI 3 to CBI 10
2039 | 0 | 570181.8916 | bar: CBI 3 to CBI 10
2040 | 0 | 0 | bar: CBI 3 to CBI 10
2041 | 0 | 0 | bar: CBI 3 to CBI 10
2042 | 0 | 0 | bar: CBI 3 to CBI 10
13 | Accelerated SSR 2028 Target Scenario
| Unserved Energy | Emissions | CBI 3 | CBI 4 | CBI 5 | CBI 6 | CBI 7 | CBI 8 | CBI 9 | CBI 10
Year | (MWh) | ( metric tons of CO2-e) | (units) | (units) | (units) | (units) | (units) | (units) | (units) | (units)
2023 | 3870.6033 | 10825539.0386 | bar: CBI 3 to CBI 10
2024 | 17977.3471 | 10136573.1163 | bar: CBI 3 to CBI 10
2025 | 0 | 8271222.5229 | bar: CBI 3 to CBI 10
2026 | 0 | 5474643.862 | bar: CBI 3 to CBI 10
2027 | 0 | 6106938.7998 | bar: CBI 3 to CBI 10
2028 | 0 | 5801467.3476 | bar: CBI 3 to CBI 10
2029 | 13.287 | 3753642.2142 | bar: CBI 3 to CBI 10
2030 | 0 | 2202636.8755 | bar: CBI 3 to CBI 10
2031 | 0 | 2327952.2989 | bar: CBI 3 to CBI 10
2032 | 0 | 1324301.6109 | bar: CBI 3 to CBI 10
2033 | 0 | 1059319.9467 | bar: CBI 3 to CBI 10
2034 | 0 | 965236.7623 | bar: CBI 3 to CBI 10
2035 | 0 | 946656.1159 | bar: CBI 3 to CBI 10
2036 | 0 | 955764.3633 | bar: CBI 3 to CBI 10
2037 | 0 | 855164.1096 | bar: CBI 3 to CBI 10
2038 | 0 | 766422.4292 | bar: CBI 3 to CBI 10
2039 | 0 | 786170.1373 | bar: CBI 3 to CBI 10
2040 | 0 | 0 | bar: CBI 3 to CBI 10
2041 | 0 | 0 | bar: CBI 3 to CBI 10
2042 | 0 | 0 | bar: CBI 3 to CBI 10
14 | No Purchases 2040 Scenario-Pathway 1
| Unserved Energy | Emissions | CBI 3 | CBI 4 | CBI 5 | CBI 6 | CBI 7 | CBI 8 | CBI 9 | CBI 10
Year | (MWh) | ( metric tons of CO2-e) | (units) | (units) | (units) | (units) | (units) | (units) | (units) | (units)
2023 | 3870.6033 | 10825470.3056 | bar: CBI 3 to CBI 10
2024 | 17977.3471 | 10134702.1174 | bar: CBI 3 to CBI 10
2025 | 0 | 8272025.1889 | bar: CBI 3 to CBI 10
2026 | 0 | 5474835.4258 | bar: CBI 3 to CBI 10
2027 | 0 | 6098916.32 | bar: CBI 3 to CBI 10
2028 | 0 | 6141255.9114 | bar: CBI 3 to CBI 10
2029 | 0 | 3986858.6041 | bar: CBI 3 to CBI 10
2030 | 18.4756 | 1299373.4058 | bar: CBI 3 to CBI 10
2031 | 46.5047 | 1201502.5764 | bar: CBI 3 to CBI 10
2032 | 0 | 666508.3086 | bar: CBI 3 to CBI 10
2033 | 0 | 518564.7819 | bar: CBI 3 to CBI 10
2034 | 0 | 472384.9006 | bar: CBI 3 to CBI 10
2035 | 0 | 458605.6352 | bar: CBI 3 to CBI 10
2036 | 0 | 466447.3468 | bar: CBI 3 to CBI 10
2037 | 0 | 416928.2592 | bar: CBI 3 to CBI 10
2038 | 0 | 358043.101 | bar: CBI 3 to CBI 10
2039 | 0 | 364865.6896 | bar: CBI 3 to CBI 10
2040 | 0 | 0 | bar: CBI 3 to CBI 10
2041 | 0 | 0 | bar: CBI 3 to CBI 10
2042 | 0 | 0 | bar: CBI 3 to CBI 10
15 | No Purchases 2040 Scenario-Pathway 2
| Unserved Energy | Emissions | CBI 3 | CBI 4 | CBI 5 | CBI 6 | CBI 7 | CBI 8 | CBI 9 | CBI 10
Year | (MWh) | ( metric tons of CO2-e) | (units) | (units) | (units) | (units) | (units) | (units) | (units) | (units)
2023 | 3870.6033 | 10450411.5466 | bar: CBI 3 to CBI 10
2024 | 17977.3471 | 9319463.3812 | bar: CBI 3 to CBI 10
2025 | 0 | 7428191.9965 | bar: CBI 3 to CBI 10
2026 | 0 | 4861695.72 | bar: CBI 3 to CBI 10
2027 | 0 | 5229828.035 | bar: CBI 3 to CBI 10
2028 | 0 | 5104190.1951 | bar: CBI 3 to CBI 10
2029 | 0 | 3297034.7659 | bar: CBI 3 to CBI 10
2030 | 18.4756 | 1844716.2964 | bar: CBI 3 to CBI 10
2031 | 46.5047 | 1778395.4789 | bar: CBI 3 to CBI 10
2032 | 0 | 986527.5248 | bar: CBI 3 to CBI 10
2033 | 0 | 767549.9677 | bar: CBI 3 to CBI 10
2034 | 0 | 699197.1454 | bar: CBI 3 to CBI 10
2035 | 0 | 678801.8638 | bar: CBI 3 to CBI 10
2036 | 0 | 690408.7173 | bar: CBI 3 to CBI 10
2037 | 0 | 617113.3926 | bar: CBI 3 to CBI 10
2038 | 0 | 529954.9452 | bar: CBI 3 to CBI 10
2039 | 0 | 540053.3512 | bar: CBI 3 to CBI 10
2040 | 0 | 0 | bar: CBI 3 to CBI 10
2041 | 0 | 0 | bar: CBI 3 to CBI 10
2042 | 0 | 0 | bar: CBI 3 to CBI 10
16 | No Purchases 2040 Scenario
| Unserved Energy | Emissions | CBI 3 | CBI 4 | CBI 5 | CBI 6 | CBI 7 | CBI 8 | CBI 9 | CBI 10
Year | (MWh) | ( metric tons of CO2-e) | (units) | (units) | (units) | (units) | (units) | (units) | (units) | (units)
2023 | 3870.6033 | 10825470.3056 | bar: CBI 3 to CBI 10
2024 | 17977.3471 | 10134702.1174 | bar: CBI 3 to CBI 10
2025 | 0 | 8272025.1889 | bar: CBI 3 to CBI 10
2026 | 0 | 5474835.4258 | bar: CBI 3 to CBI 10
2027 | 0 | 6098916.32 | bar: CBI 3 to CBI 10
2028 | 0 | 6141255.9114 | bar: CBI 3 to CBI 10
2029 | 0 | 3986858.6041 | bar: CBI 3 to CBI 10
2030 | 18.4756 | 2320309.6532 | bar: CBI 3 to CBI 10
2031 | 46.5047 | 2452046.0743 | bar: CBI 3 to CBI 10
2032 | 0 | 1371556.996 | bar: CBI 3 to CBI 10
2033 | 0 | 1054102.1765 | bar: CBI 3 to CBI 10
2034 | 0 | 962326.6989 | bar: CBI 3 to CBI 10
2035 | 0 | 936534.288 | bar: CBI 3 to CBI 10
2036 | 0 | 952701.8048 | bar: CBI 3 to CBI 10
2037 | 0 | 849959.8022 | bar: CBI 3 to CBI 10
2038 | 0 | 730442.6729 | bar: CBI 3 to CBI 10
2039 | 0 | 744628.7291 | bar: CBI 3 to CBI 10
2040 | 0 | 0 | bar: CBI 3 to CBI 10
2041 | 0 | 0 | bar: CBI 3 to CBI 10
2042 | 0 | 0 | bar: CBI 3 to CBI 10
Data reported in this section is Oregon allocated, and PacifiCorp has 14 metrics but only the CBI's that are contingent on porfolio changes are reflected below. Please refer to the COmpany's CEP CBI Chapter, Table 3 for the full list of CBIs.

## Portfolio Scoring
Instructions
For each of the portfolios listed on the "Portfolios" tab, list the scoring metrics for cost, risk, GHG emissions reductions, and community benefits and impacts used to select the Preferred Portfolio and design the Action Plan
UM 2225 Order Summary/Rubric references: B.1
|  | Cost - NPVRR | Risk metric - Variability | Risk metric - Severity | Total GHG Emissions 2023-2042 | Community Impacts Metric(s) | Maintains 10% SSR Requirement Starting 2030 | Meets Emissions Reduction Targets Starting in 2030
| Portfolio | (millions) | (MWh of Unserved Energy) | (Unserved Energy as a % of Load) | (MT CO2e) | (units) | (Yes/No) | (Yes/No)
1 | CEP Portfolio-Pathway 1 | 12204.0034 | 21851.445 | 0.004467% | 56802394.6757 |  | Yes | Yes
2 | CEP Portfolio-Pathway 2 | 12340.2074 | 21851.445 | 0.004467% | 54515763.5225 |  | Yes | Yes
3 | CEP Portfolio 2020 protocol | 11810.2925 | 21851.445 | 0.004467% | 62936978.4304 |  | No | No
4 | 2023 IRP Preferred Portfolio (May) 2020 Protocol | 11542.7918 | 22529.7423 | 0.004605% | 64688775.9566 |  | Yes | No
5 | CBRE Scenario-Pathway 1 | 12332.9519 | 21849.7515 | 0.004466% | 56814620.3938 |  | Yes | No
6 | CBRE Scenario-Pathway 2 | 12470.0225 | 21849.7515 | 0.004466% | 54515763.5225 |  | Yes | Yes
7 | CBRE Scenario | 11941.3986 | 21849.7515 | 0.004466% | 62936721.6655 |  | Yes | No
8 | 15% SSR Target Scenario-Pathway 1 | 12344.574 | 21851.5038 | 0.004467% | 56692045.5547 |  | Yes | Yes
9 | 15% SSR Target Scenario-Pathway 2 | 12480.614 | 21851.5038 | 0.004467% | 54515763.5225 |  | Yes | Yes
10 | 15% SSR Target Scenario | 11933.6429 | 21851.5038 | 0.004467% | 62633159.9625 |  | Yes | No
11 | Accelerated SSR 2028 Target Scenario-Pathway 1 | 12476.4523 | 21861.2374 | 0.004469% | 56494580.049 |  | Yes | Yes
12 | Accelerated SSR 2028 Target Scenario-Pathway 2 | 12614.8157 | 21861.2374 | 0.004469% | 54213972.609 |  | Yes | Yes
13 | Accelerated SSR 2028 Target Scenario | 12075.3952 | 21861.2374 | 0.004469% | 62559651.5511 |  | Yes | No
14 | No Purchases 2040 Scenario-Pathway 1 | 12228.5826 | 21912.9308 | 0.004479% | 57157287.8782 |  | Yes | Yes
15 | No Purchases 2040 Scenario-Pathway 2 | 12357.0705 | 21912.9308 | 0.004479% | 54823534.3236 |  | Yes | No
16 | No Purchases 2040 Scenario | 11855.0651 | 21912.9308 | 0.004479% | 63308672.7689 |  | Yes | No
Data reported in this section is Oregon allocated.
Community Impact Metrics are covered under "Risk metric - Variability", "Risk metric - Severity" and "Total GHG Emissions 2023-2042" to the left.

## GHG Emissions
GHG Emissions Assumptions
Provide the GHG emissions assumptions for each existing and proxy resource modeled in the IRP, developed in partnership with DEQ
UM 2225 Order Summary/Rubric references: J.3(a)
GHG Emissions Rate (metric tons/MWh)
GHG emissions by resource
Provide the cumulative forecasted GHG emissions from each existing and proxy resource in the Preferred Portfolio under the Reference Case over the entire analysis horizon (at least 20 years) and the location of each emitting resource
UM 2225 Order Summary/Rubric references: J.3(b)
CEP Portfolio-Pathway 1
|  |  | Natural Gas (metric ton) | Gas Conv (metric ton) | Coal (metric ton) | Biogas (metric ton) | Geothermal (metric ton)
Cumulative GHG Emissions (metric tons) |  |  | 18749654.1314 | 3965833.8925 | 33707451.6434 | 379455.0084 | 0
Location (lat, long) |  |  | n/a | n/a | n/a | n/a | 0
CEP Portfolio-Pathway 2
|  |  | Natural Gas (metric ton) | Gas Conv (metric ton) | Coal (metric ton) | Biogas (metric ton) | Geothermal (metric ton)
Cumulative GHG Emissions (metric tons) |  |  | 19552891.223 | 4120195.3773 | 30484090.0132 | 358586.909 | 0
Location (lat, long) |  |  | n/a | n/a | n/a | n/a
Portfolio GHG emissions
For each of the portfolios listed on the "Portfolios" tab, list the annual GHG emissions based on the DEQ methodology over the study period under Reference Case assumptions
Provide at least three years of historical GHG emissions based on the DEQ methodology in column B
UM 2225 Order Summary/Rubric references: J.3(c)
| 1 | 2 | 3 | 4 | 5 | 6 | 7 | 8 | 9 | 10 | 11 | 12 | 13 | 14 | 15 | 16
Year | CEP Portfolio-Pathway 1 | CEP Portfolio-Pathway 2 | CEP Portfolio 2020 protocol | 2023 IRP Preferred Portfolio (May) 2020 Protocol | CBRE Scenario-Pathway 1 | CBRE Scenario-Pathway 2 | CBRE Scenario | 15% SSR Target Scenario-Pathway 1 | 15% SSR Target Scenario-Pathway 2 | 15% SSR Target Scenario | Accelerated SSR 2028 Target Scenario-Pathway 1 | Accelerated SSR 2028 Target Scenario-Pathway 2 | Accelerated SSR 2028 Target Scenario | No Purchases 2040 Scenario-Pathway 1 | No Purchases 2040 Scenario-Pathway 2 | No Purchases 2040 Scenario
2019 | 9042557 | 9042557 | 9042557 | 9042557 | 9042557 | 9042557 | 9042557 | 9042557 | 9042557 | 9042557 | 9042557 | 9042557 | 9042557 | 9042557 | 9042557 | 9042557
2020 | 8433448 | 8433448 | 8433448 | 8433448 | 8433448 | 8433448 | 8433448 | 8433448 | 8433448 | 8433448 | 8433448 | 8433448 | 8433448 | 8433448 | 8433448 | 8433448
2021 | 8257701 | 8257701 | 8257701 | 8257701 | 8257701 | 8257701 | 8257701 | 8257701 | 8257701 | 8257701 | 8257701 | 8257701 | 8257701 | 8257701 | 8257701 | 8257701
2022
2023 | 10826667.189 | 10451566.9628 | 10826667.189 | 10885535.8088 | 10825997.1641 | 10451566.9628 | 10825997.1641 | 10825539.0386 | 10451566.9628 | 10825539.0386 | 10825539.0386 | 10450477.8983 | 10825539.0386 | 10825470.3056 | 10450411.5466 | 10825470.3056
2024 | 10140040.4204 | 9324372.2694 | 10140040.4204 | 10206482.8429 | 10135207.7918 | 9324372.2694 | 10135207.7918 | 10136573.1163 | 9324372.2694 | 10136573.1163 | 10136573.1163 | 9321183.8764 | 10136573.1163 | 10134702.1174 | 9319463.3812 | 10134702.1174
2025 | 8271222.5229 | 7427471.2108 | 8271222.5229 | 8350711.9836 | 8275306.6957 | 7427471.2108 | 8275306.6957 | 8271222.5229 | 7427471.2108 | 8271222.5229 | 8271222.5229 | 7427471.2108 | 8271222.5229 | 8272025.1889 | 7428191.9965 | 8272025.1889
2026 | 5474643.862 | 4861525.6099 | 5474643.862 | 5533529.5324 | 5466547.1263 | 4861525.6099 | 5466547.1263 | 5469686.4323 | 4861525.6099 | 5469686.4323 | 5474643.862 | 4861525.6099 | 5474643.862 | 5474835.4258 | 4861695.72 | 5474835.4258
2027 | 6107264.2925 | 5236986.4315 | 6107264.2925 | 6181776.8712 | 6109605.8579 | 5236986.4315 | 6109605.8579 | 6153784.3577 | 5236986.4315 | 6153784.3577 | 6106938.7998 | 5236707.3211 | 6106938.7998 | 6098916.32 | 5229828.035 | 6098916.32
2028 | 5924199.9845 | 4923788.2138 | 5924199.9845 | 6112207.145 | 5966956.8496 | 4923788.2138 | 5966956.8496 | 5965414.8585 | 4923788.2138 | 5965414.8585 | 5801467.3476 | 4821781.274 | 5801467.3476 | 6141255.9114 | 5104190.1951 | 6141255.9114
2029 | 3860539.3935 | 3192571.8615 | 3860539.3935 | 3930518.6867 | 3849222.0743 | 3192571.8615 | 3849222.0743 | 3862138.6111 | 3192571.8615 | 3862138.6111 | 3753642.2142 | 3104170.5031 | 3753642.2142 | 3986858.6041 | 3297034.7659 | 3986858.6041
2030 | 1260193.6646 | 1789092.9423 | 2250345.8296 | 2396317.601 | 1259931.675 | 1789092.9423 | 2249877.991 | 1242779.3138 | 1789092.9423 | 2219248.7747 | 1233476.6503 | 1751162.8819 | 2202636.8755 | 1299373.4058 | 1844716.2964 | 2320309.6532
2031 | 1165369.2354 | 1724912.9717 | 2378304.5621 | 2551334.2148 | 1163187.8139 | 1724912.9717 | 2373852.6815 | 1148574.7583 | 1724912.9717 | 2344030.119 | 1140696.6264 | 1688393.9853 | 2327952.2989 | 1201502.5764 | 1778395.4789 | 2452046.0743
2032 | 651133.5119 | 963770.629 | 1339918.3658 | 1443126.038 | 648709.9972 | 963770.629 | 1334931.1982 | 633743.5928 | 963770.629 | 1304132.9675 | 643544.5478 | 952537.8778 | 1324301.6109 | 666508.3086 | 986527.5248 | 1371556.996
2033 | 527487.5283 | 780756.9072 | 1072239.7106 | 1176723.1735 | 524593.3845 | 780756.9072 | 1066356.6977 | 497488.4966 | 780756.9072 | 1011259.7795 | 521131.6601 | 771349.3142 | 1059319.9467 | 518564.7819 | 767549.9677 | 1054102.1765
2034 | 476871.4796 | 705837.9233 | 971466.6073 | 1095549.0846 | 475319.5642 | 705837.9233 | 968305.0972 | 462798.8384 | 705837.9233 | 942798.294 | 473813.3864 | 701311.5085 | 965236.7623 | 472384.9006 | 699197.1454 | 962326.6989
2035 | 466898.0973 | 691075.8925 | 953468.6091 | 1069782.4564 | 466211.2915 | 691075.8925 | 952066.0594 | 442767.7389 | 691075.8925 | 904191.177 | 463562.13 | 686138.1842 | 946656.1159 | 458605.6352 | 678801.8638 | 936534.288
2036 | 469532.961 | 694975.8673 | 959004.0602 | 1097879.8547 | 467458.8064 | 694975.8673 | 954767.6745 | 449601.3596 | 694975.8673 | 918294.4864 | 467946.79 | 692628.1076 | 955764.3633 | 466447.3468 | 690408.7173 | 952701.8048
2037 | 419883.3201 | 621487.305 | 855984.0592 | 956220.6099 | 419886.9898 | 621487.305 | 855991.5403 | 403506.5327 | 621487.305 | 822597.9534 | 419481.1126 | 620891.9805 | 855164.1096 | 416928.2592 | 617113.3926 | 849959.8022
2038 | 374376.0826 | 554130.0916 | 763763.5405 | 844104.3692 | 376045.0867 | 554130.0916 | 767168.4708 | 360671.5452 | 554130.0916 | 735804.9542 | 375679.3974 | 556059.1838 | 766422.4292 | 358043.101 | 529954.9452 | 730442.6729
2039 | 386071.13 | 571440.4327 | 787905.4212 | 856975.6841 | 384432.225 | 571440.4327 | 784560.6952 | 365754.4411 | 571440.4327 | 746442.5193 | 385220.8465 | 570181.8916 | 786170.1373 | 364865.6896 | 540053.3512 | 744628.7291
2040 | 0 | 0 | 0 | 0 | 0 | 0 | 0 | 0 | 0 | 0 | 0 | 0 | 0 | 0 | 0 | 0
2041 | 0 | 0 | 0 | 0 | 0 | 0 | 0 | 0 | 0 | 0 | 0 | 0 | 0 | 0 | 0 | 0
2042 | 0 | 0 | 0 | 0 | 0 | 0 | 0 | 0 | 0 | 0 | 0 | 0 | 0 | 0 | 0 | 0
Historical emissions as reported to DEQ Department of Environmental Quality : Greenhouse Gas Emissions Reported to DEQ : Action on Climate Change : State of Oregon (includes emissions from QFs)
Individual resource characteristics are considered commercially sensitive confidential information. PacifiCorp has aggregated the information by technology type.
For a complete list of individual resource emission rates please refer to DEQ emissions factor guidance: https://www.oregon.gov/deq/ghgp/Documents/HB2021-EmissionFactors.xlsx.
Data reported in this section is Oregon allocated.
2022 data is unavailable as of 6/2/2023. Third Party Verification will conclude in August 2023.

## Fossil fuel operations
Instructions
Provide the following information for the Preferred Portfolio under the Reference Case over the study period and for at least three historical years
- Total annual GHG emissions by fuel type
- Annual GHG emissions to serve Oregon customers by fuel type
- Total annual generation by fuel type
- Annual generation serving Oregon customers by fuel type
- Annual weighted average heat rate by fuel type (total annual fuel burn, divided by total annual generation)
UM 2225 Order Summary/Rubric references: J.4(a)-(e)
| CEP Portfolio-Pathway 1 | [14 empty] | CEP Portfolio-Pathway 1
Fuel | Natural Gas | Natural Gas | Natural Gas | Natural Gas | Natural Gas | Coal | Coal | Coal | Coal | Coal | Gas Conv | Gas Conv | Gas Conv | Gas Conv | Gas Conv | Biogas/Biomass | Biogas/Biomass | Biogas/Biomass | Biogas/Biomass | Biogas/Biomass | Geothermal | Geothermal | Geothermal | Geothermal | Geothermal | Unspecified | Unspecified | Unspecified | Unspecified | Unspecified
| Total GHG emissions | GHG emissions to serve Oregon customers | Total generation | Generation serving Oregon customers | Weighted average heat rate | Total GHG emissions | GHG emissions to serve Oregon customers | Total generation | Generation serving Oregon customers | Weighted average heat rate | Total GHG emissions | GHG emissions to serve Oregon customers | Total generation | Generation serving Oregon customers | Weighted average heat rate | Total GHG emissions | GHG emissions to serve Oregon customers | Total generation | Generation serving Oregon customers | Weighted average heat rate | Total GHG emissions | GHG emissions to serve Oregon customers | Total generation | Generation serving Oregon customers | Weighted average heat rate | Total GHG emissions | GHG emissions to serve Oregon customers | Total generation | Generation serving Oregon customers | Weighted average heat rate
Year | (metric tons) | (metric tons) | (GWh) | (GWh) | (MMBTu/MWh) | (metric tons) | (metric tons) | (GWh) | (GWh) | (MMBTu/MWh) | (metric tons) | (metric tons) | (GWh) | (GWh) | (MMBTu/MWh) | (metric tons) | (metric tons) | (GWh) | (GWh) | (MMBTu/MWh) | (metric tons) | (metric tons) | (GWh) | (GWh) | (MMBTu/MWh) | (metric tons) | (metric tons) | (GWh) | (GWh) | (MMBTu/MWh)
2019 | 4359871.5894 | 863336.986 | 10553.552 | 2346.2552 | n/a | 37882377.6689 | 7501426.8399 | 36485.022 | 8173.1532 | n/a | n/a | n/a | n/a | n/a | n/a | n/a | n/a | n/a | n/a | n/a | n/a | n/a | n/a | n/a | n/a | 2923495.088 | 769466.019 | 6830.596 | 1797.8178 | n/a
2020 | 4883514.207 | 999907.4911 | 11889.986 | 2722.0585 | n/a | 32697797.303 | 6694927.2759 | 31142.047 | 7179.6547 | n/a | n/a | n/a | n/a | n/a | n/a | n/a | n/a | n/a | n/a | n/a | n/a | n/a | n/a | n/a | n/a | 3172569.2686 | 860977.0734 | 7412.545 | 2011.6287 | n/a
2021 | 5188963.681 | 1017287.8401 | 12987.899 | 2740.816 | n/a | 34049253.842 | 6675300.5081 | 32381.309 | 6897.7784 | n/a | n/a | n/a | n/a | n/a | n/a | n/a | n/a | n/a | n/a | n/a | n/a | n/a | n/a | n/a | n/a | 2382900.3319 | 642118.1585 | 5567.5241 | 1500.2761 | n/a
2022 |  |  |  | n/a
2023 | 7077980.0682 | 1957541.0667 | 16323.8102 | 4514.6396 | 7.2396 | 31306194.3886 | 8658283.9408 | 29564.3439 | 8176.5443 | 10.8006 | 0 | 0 | 0 | 0 | n/a | 762352.7204 | 210842.1814 | 799.2479 | 221.0462 |  | 0 | 0 | 272.0128 | 75.23
2024 | 7359887.9762 | 2154639.1634 | 16765.8582 | 4908.2778 | 7.2764 | 25430181.9903 | 7444796.2015 | 24101.0739 | 7055.694 | 10.8824 | 1270663.402 | 371992.2284 | 2155.4054 | 631.0043 | 10.9281 | 575953.2915 | 168612.827 | 603.8274 | 176.7731 |  | 0 | 0 | 271.8377 | 79.5817
2025 | 7522565.6849 | 2260272.9355 | 17721.9682 | 5324.8435 | 7.1478 | 18237013.4442 | 5479596.9406 | 17257.7966 | 5185.3759 | 10.9652 | 1768430.3186 | 531352.6468 | 2933.3946 | 881.3844 | 11.1754 | 0 | 0 | 0 | 0 |  | 0 | 0 | 266.4838 | 80.0692
2026 | 6344322.7507 | 1911639.7562 | 16025.6112 | 4828.7574 | 7.139 | 10959618.5893 | 3302297.7285 | 10350.2534 | 3118.6868 | 10.7948 | 865228.6058 | 260706.3773 | 1235.5887 | 372.3014 | 12.981 | 0 | 0 | 0 | 0 |  | 0 | 0 | 262.9412 | 79.2281
2027 | 5901897.3521 | 1838912.2541 | 14912.5821 | 4646.46 | 7.1235 | 12283563.7179 | 3827310.8624 | 11622.2303 | 3621.2527 | 10.7592 | 1415499.703 | 441041.1761 | 2192.5621 | 683.1582 | 11.9676 | 0 | 0 | 0 | 0 |  | 0 | 0 | 250.3043 | 77.9898
2028 | 5823002.4965 | 1893633.4192 | 14608.4711 | 4750.6573 | 7.1694 | 11251229.8647 | 3358232.1154 | 10688.3164 | 3175.9226 | 10.74 | 2067456.7422 | 672334.4498 | 3391.22 | 1102.8207 | 11.3013 | 0 | 0 | 0 | 0 |  | 0 | 0 | 246.9479 | 80.3072
2029 | 5157247.2252 | 1696874.3154 | 13067.8131 | 4299.6652 | 7.1674 | 5908451.0729 | 1636933.8542 | 5643.6359 | 1550.5678 | 10.7546 | 1600874.6898 | 526731.224 | 2511.4939 | 826.3496 | 11.8161 | 0 | 0 | 0 | 0 |  | 0 | 0 | 237.9218 | 78.2827
2030 | 4807962.845 | 886908.4482 | 12188.7871 | 2248.4238 | 7.2041 | 2241253.2738 | 0 | 2117.8254 | 0 | n/a | 2023592.688 | 373285.2164 | 3248.3875 | 599.2189 | 11.5489 | 0 | 0 | 0 | 0 |  | 0 | 0 | 237.5585 | 78.2529
2031 | 5005828.5692 | 817402.8165 | 12691.7538 | 2072.4392 | 7.1906 | 1956471.4888 | 0 | 1837.7325 | 0 | n/a | 2130969.2186 | 347966.419 | 3417.2177 | 557.9982 | 11.5608 | 0 | 0 | 0 | 0 |  | 0 | 0 | 237.6182 | 79.1852
2032 | 3365490.7322 | 549551.7006 | 8522.9331 | 1391.7116 | 7.321 | 876086.1409 | 0 | 841.7542 | 0 | n/a | 622093.6885 | 101581.8113 | 1010.0884 | 164.9375 | 11.4184 | 0 | 0 | 0 | 0 |  | 0 | 0 | 188.1333 | 63.217
2033 | 2571239.0043 | 419858.1663 | 6558.4303 | 1070.9275 | 7.2827 | 108178.9946 | 0 | 93.2328 | 0 | n/a | 659129.2866 | 107629.362 | 1059.0192 | 172.9275 | 11.5388 | 0 | 0 | 0 | 0 |  | 0 | 0 | 171.6725 | 56.9824
2034 | 2569081.6815 | 419505.8966 | 6551.0338 | 1069.7197 | 7.2381 | 88346.9404 | 0 | 76.1408 | 0 | n/a | 351310.6004 | 57365.583 | 559.0764 | 91.2917 | 11.6499 | 0 | 0 | 0 | 0 |  | 0 | 0 | 183.8135 | 61.1454
2035 | 2535091.5337 | 413955.6381 | 6452.6562 | 1053.6556 | 7.3104 | 75918.3492 | 0 | 65.4293 | 0 | n/a | 324223.0995 | 52942.4592 | 518.6468 | 84.69 | 11.5897 | 0 | 0 | 0 | 0 |  | 0 | 0 | 176.0584 | 58.7085
2036 | 2500311.3656 | 408276.377 | 6357.2452 | 1038.0759 | 7.319 | 37782.6312 | 0 | 32.5625 | 0 | n/a | 375139.3463 | 61256.584 | 602.9579 | 98.4571 | 11.5347 | 0 | 0 | 0 | 0 |  | 0 | 0 | 184.1718 | 61.424
2037 | 2206102.6001 | 360234.9649 | 5590.8775 | 912.9356 | 7.3058 | 48985.7136 | 0 | 42.2178 | 0 | n/a | 365290.4475 | 59648.3552 | 590.1806 | 96.3707 | 11.4753 | 0 | 0 | 0 | 0 |  | 0 | 0 | 182.3469 | 60.701
2038 | 2292703.7345 | 374376.0826 | 5804.4472 | 947.8094 | 7.3163 | 64645.3111 | 0 | 55.7138 | 0 | n/a | 0 | 0 | 0 | 0 | n/a | 0 | 0 | 0 | 0 |  | 0 | 0 | 0 | 0
2039 | 2364324.9735 | 386071.13 | 5975.8354 | 975.7954 | 7.3231 | 87599.9827 | 0 | 75.497 | 0 | n/a | 0 | 0 | 0 | 0 | n/a | 0 | 0 | 0 | 0 |  | 0 | 0 | 0 | 0
2040 | 2324879.3336 | 0 | 5884.9009 | 0 | n/a | 0 | 0 | 0 | 0 | n/a | 0 | 0 | 0 | 0 | n/a | 0 | 0 | 0 | 0 |  | 0 | 0 | 0 | 0
2041 | 2377778.7108 | 0 | 6019.3881 | 0 | n/a | 0 | 0 | 0 | 0 | n/a | 0 | 0 | 0 | 0 | n/a | 0 | 0 | 0 | 0 |  | 0 | 0 | 0 | 0
2042 | 2363420.5418 | 0 | 5981.3934 | 0 | n/a | 0 | 0 | 0 | 0 | n/a | 0 | 0 | 0 | 0 | n/a | 0 | 0 | 0 | 0 |  | 0 | 0 | 0 | 0
| CEP Portfolio-Pathway 2 | [14 empty] | CEP Portfolio-Pathway 2
Fuel | Natural Gas | Natural Gas | Natural Gas | Natural Gas | Natural Gas | Coal | Coal | Coal | Coal | Coal | Gas Conv | Gas Conv | Gas Conv | Gas Conv | Gas Conv | Biogas | Biogas | Biogas | Biogas | Biogas | Geothermal | Geothermal | Geothermal | Geothermal | Geothermal | Unspecified | Unspecified | Unspecified | Unspecified | Unspecified
| Total GHG emissions | GHG emissions to serve Oregon customers | Total generation | Generation serving Oregon customers | Weighted average heat rate | Total GHG emissions | GHG emissions to serve Oregon customers | Total generation | Generation serving Oregon customers | Weighted average heat rate | Total GHG emissions | GHG emissions to serve Oregon customers | Total generation | Generation serving Oregon customers | Weighted average heat rate | Total GHG emissions | GHG emissions to serve Oregon customers | Total generation | Generation serving Oregon customers | Weighted average heat rate | Total GHG emissions | GHG emissions to serve Oregon customers | Total generation | Generation serving Oregon customers | Weighted average heat rate | Total GHG emissions | GHG emissions to serve Oregon customers | Total generation | Generation serving Oregon customers | Weighted average heat rate
Year | (metric tons) | (metric tons) | (GWh) | (GWh) | (MMBTu/MWh) | (metric tons) | (metric tons) | (GWh) | (GWh) | (MMBTu/MWh) | (metric tons) | (metric tons) | (GWh) | (GWh) | (MMBTu/MWh) | (metric tons) | (metric tons) | (GWh) | (GWh) | (MMBTu/MWh) | (metric tons) | (metric tons) | (GWh) | (GWh) | (MMBTu/MWh) | (metric tons) | (metric tons) | (GWh) | (GWh) | (MMBTu/MWh)
2019 | 4359871.5894 | 863336.986 | 10553.552 | 2346.2552 | n/a | 37882377.6689 | 7501426.8399 | 36485.022 | 8173.1532 | n/a | n/a | n/a | n/a | n/a | n/a | n/a | n/a | n/a | n/a | n/a | n/a | n/a | n/a | n/a | n/a | 2923495.088 | 769466.019 | 6830.596 | 1797.8178 | n/a
2020 | 4883514.207 | 999907.4911 | 11889.986 | 2722.0585 | n/a | 32697797.303 | 6694927.2759 | 31142.047 | 7179.6547 | n/a | n/a | n/a | n/a | n/a | n/a | n/a | n/a | n/a | n/a | n/a | n/a | n/a | n/a | n/a | n/a | 3172569.2686 | 860977.0734 | 7412.545 | 2011.6287 | n/a
2021 | 5188963.681 | 1017287.8401 | 12987.899 | 2740.816 | n/a | 34049253.842 | 6675300.5081 | 32381.309 | 6897.7784 | n/a | n/a | n/a | n/a | n/a | n/a | n/a | n/a | n/a | n/a | n/a | n/a | n/a | n/a | n/a | n/a | 2382900.3319 | 642118.1585 | 5567.5241 | 1500.2761 | n/a
2022
2023 | 7077980.0682 | 1889720.1867 | 16323.8102 | 4358.2256 | 7.2396 | 31306194.3886 | 8358309.4235 | 29564.3439 | 7893.2601 | 10.8006 | 0 | 0 | 0 | 0 | n/a | 762352.7204 | 203537.3526 | 799.2479 | 213.3878 |  | 0 | 0 | 272.0128 | 72.6236
2024 | 7359887.9762 | 1981319.288 | 16765.8582 | 4513.4543 | 7.2764 | 25430181.9903 | 6845934.3725 | 24101.0739 | 6488.1317 | 10.8824 | 1270663.402 | 342069.0525 | 2155.4054 | 580.2461 | 10.9281 | 575953.2915 | 155049.5564 | 603.8274 | 162.5534 |  | 0 | 0 | 271.8377 | 73.1801
2025 | 7522565.6849 | 2029701.4269 | 17721.9682 | 4781.6537 | 7.1478 | 18237013.4442 | 4920620.6713 | 17257.7966 | 4656.4132 | 10.9652 | 1768430.3186 | 477149.1126 | 2933.3946 | 791.474 | 11.1754 | 0 | 0 | 0 | 0 |  | 0 | 0 | 266.4838 | 71.9013
2026 | 6344322.7507 | 1697550.7204 | 16025.6112 | 4287.9735 | 7.139 | 10959618.5893 | 2932465.633 | 10350.2534 | 2769.4178 | 10.7948 | 865228.6058 | 231509.2565 | 1235.5887 | 330.6065 | 12.981 | 0 | 0 | 0 | 0 |  | 0 | 0 | 262.9412 | 70.3552
2027 | 5901897.3521 | 1576869.4561 | 14912.5821 | 3984.345 | 7.1235 | 12283563.7179 | 3281923.6396 | 11622.2303 | 3105.2285 | 10.7592 | 1415499.703 | 378193.3357 | 2192.5621 | 585.8089 | 11.9676 | 0 | 0 | 0 | 0 |  | 0 | 0 | 250.3043 | 66.8763
2028 | 5823002.4965 | 1573858.0627 | 14608.4711 | 3948.4201 | 7.1694 | 11251229.8647 | 2791131.9254 | 10688.3164 | 2639.6087 | 10.74 | 2067456.7422 | 558798.2257 | 3391.22 | 916.5888 | 11.3013 | 0 | 0 | 0 | 0 |  | 0 | 0 | 246.9479 | 66.7458
2029 | 5157247.2252 | 1403273.6464 | 13067.8131 | 3555.7182 | 7.1674 | 5908451.0729 | 1353704.3478 | 5643.6359 | 1282.2817 | 10.7546 | 1600874.6898 | 435593.8673 | 2511.4939 | 683.371 | 11.8161 | 0 | 0 | 0 | 0 |  | 0 | 0 | 237.9218 | 64.7379
2030 | 4807962.845 | 1259141.1065 | 12188.7871 | 3192.0802 | 7.2041 | 2241253.2738 | 0 | 2117.8254 | 0 | n/a | 2023592.688 | 529951.8358 | 3248.3875 | 850.7092 | 11.5489 | 0 | 0 | 0 | 0 |  | 0 | 0 | 237.5585 | 64.8056
2031 | 5005828.5692 | 1209872.9556 | 12691.7538 | 3067.5061 | 7.1906 | 1956471.4888 | 0 | 1837.7325 | 0 | n/a | 2130969.2186 | 515040.0161 | 3417.2177 | 825.9171 | 11.5608 | 0 | 0 | 0 | 0 |  | 0 | 0 | 237.6182 | 66.0122
2032 | 3365490.7322 | 813415.0347 | 8522.9331 | 2059.932 | 7.321 | 876086.1409 | 0 | 841.7542 | 0 | n/a | 622093.6885 | 150355.5943 | 1010.0884 | 244.1311 | 11.4184 | 0 | 0 | 0 | 0 |  | 0 | 0 | 188.1333 | 52.9757
2033 | 2571239.0043 | 621450.0738 | 6558.4303 | 1585.1257 | 7.2827 | 108178.9946 | 0 | 93.2328 | 0 | n/a | 659129.2866 | 159306.8334 | 1059.0192 | 255.9574 | 11.5388 | 0 | 0 | 0 | 0 |  | 0 | 0 | 171.6725 | 47.3941
2034 | 2569081.6815 | 620928.6643 | 6551.0338 | 1583.338 | 7.2381 | 88346.9404 | 0 | 76.1408 | 0 | n/a | 351310.6004 | 84909.259 | 559.0764 | 135.1248 | 11.6499 | 0 | 0 | 0 | 0 |  | 0 | 0 | 183.8135 | 50.9285
2035 | 2535091.5337 | 612713.4887 | 6452.6562 | 1559.5608 | 7.3104 | 75918.3492 | 0 | 65.4293 | 0 | n/a | 324223.0995 | 78362.4038 | 518.6468 | 125.3532 | 11.5897 | 0 | 0 | 0 | 0 |  | 0 | 0 | 176.0584 | 48.9677
2036 | 2500311.3656 | 604307.3709 | 6357.2452 | 1536.5007 | 7.319 | 37782.6312 | 0 | 32.5625 | 0 | n/a | 375139.3463 | 90668.4964 | 602.9579 | 145.7306 | 11.5347 | 0 | 0 | 0 | 0 |  | 0 | 0 | 184.1718 | 51.2393
2037 | 2206102.6001 | 533199.2169 | 5590.8775 | 1351.2751 | 7.3058 | 48985.7136 | 0 | 42.2178 | 0 | n/a | 365290.4475 | 88288.088 | 590.1806 | 142.6424 | 11.4753 | 0 | 0 | 0 | 0 |  | 0 | 0 | 182.3469 | 50.5779
2038 | 2292703.7345 | 554130.0916 | 5804.4472 | 1402.8934 | 7.3163 | 64645.3111 | 0 | 55.7138 | 0 | n/a | 0 | 0 | 0 | 0 | n/a | 0 | 0 | 0 | 0 |  | 0 | 0 | 0 | 0
2039 | 2364324.9735 | 571440.4327 | 5975.8354 | 1444.3167 | 7.3231 | 87599.9827 | 0 | 75.497 | 0 | n/a | 0 | 0 | 0 | 0 | n/a | 0 | 0 | 0 | 0 |  | 0 | 0 | 0 | 0
2040 | 2324879.3336 | 0 | 5884.9009 | 0 | n/a | 0 | 0 | 0 | 0 | n/a | 0 | 0 | 0 | 0 | n/a | 0 | 0 | 0 | 0 |  | 0 | 0 | 0 | 0
2041 | 2377778.7108 | 0 | 6019.3881 | 0 | n/a | 0 | 0 | 0 | 0 | n/a | 0 | 0 | 0 | 0 | n/a | 0 | 0 | 0 | 0 |  | 0 | 0 | 0 | 0
2042 | 2363420.5418 | 0 | 5981.3934 | 0 | n/a | 0 | 0 | 0 | 0 | n/a | 0 | 0 | 0 | 0 | n/a | 0 | 0 | 0 | 0 |  | 0 | 0 | 0 | 0
Historical emissions as reported to DEQ Department of Environmental Quality : Greenhouse Gas Em issions Reported to DEQ : Action on Climate Change : State of Oregon. The breakout by source type is estimated using total system energy mix. This approximation is due to PacifiCorp's unique multi-jurisdictional reporting requirement. Biogenic emissions and emissions associated with QFs are excluded.
Data reported in this section is Oregon allocated.
2022 data is unavailable as of 6/2/2023. Third Party Verification will conclude in August 2023.
2022 data is unavailable as of 6/2/2023. Third Party Verification will conclude in August 2023.

## Annual costs
Instructions
For each of the portfolios listed in the "Portfolios" tab, provide the following information under the Reference Case over the study period and for at least three historical years
- Total forecasted annual revenue requirement to serve Oregon customers
- Total forecasted annual revenue requirement to serve Oregon customers, divided by the total forecasted retail sales in Oregon
UM 2225 Order Summary/Rubric references: J.5(a)-(b)
1 | CEP Portfolio-Pathway 1
| Total revenue requirement to serve Oregon customers | Total Oregon retail sales | Total revenue requirement to serve Oregon customers, divided by the total retail sales in Oregon
Year | (million nominal $) | (MWh) | (nominal $/MWh)
2019 | n/a | 13088664 | n/a
2020 | n/a | 12993459.205 | n/a
2021 | n/a | 13510323.448 | n/a
2022 | n/a | 13700592.141 | n/a
2023 | 333.0524 | 14506597.1896 | 22.9587
2024 | 536.3923 | 16307041.0514 | 32.8933
2025 | 570.0326 | 17360432.5159 | 32.8352
2026 | 789.025 | 17873416.2435 | 44.1452
2027 | 883.5433 | 18909955.1883 | 46.7237
2028 | 1076.3542 | 20294419.9385 | 53.037
2029 | 1127.8236 | 20625973.1611 | 54.6798
2030 | 1088.8928 | 20598436.0043 | 52.8629
2031 | 1237.9702 | 21152414.3449 | 58.5262
2032 | 1251.6013 | 21356001.6752 | 58.6065
2033 | 1292.3297 | 21492223.4658 | 60.1301
2034 | 1393.0899 | 21677526.7439 | 64.2642
2035 | 1423.7398 | 21895711.0529 | 65.0237
2036 | 1554.1565 | 22180064.9034 | 70.07
2037 | 1653.0017 | 22410957.1693 | 73.7586
2038 | 1805.3159 | 22705996.3814 | 79.5083
2039 | 1948.3668 | 23013902.8513 | 84.6604
2040 | 2091.0513 | 23357876.3364 | 89.5223
2041 | 2129.7455 | 23682701.6207 | 89.9283
2042 | 2402.4955 | 24050913.4272 | 99.8921
2 | CEP Portfolio-Pathway 2
| Total revenue requirement to serve Oregon customers | Total Oregon retail sales | Total revenue requirement to serve Oregon customers, divided by the total retail sales in Oregon
Year | (million nominal $) | (MWh) | (nominal $/MWh)
2019 | n/a | 13088664 | n/a
2020 | n/a | 12993459.205 | n/a
2021 | n/a | 13510323.448 | n/a
2022 | n/a | 13700592.141 | n/a
2023 | 314.5993 | 14506597.1896 | 21.6866
2024 | 491.7858 | 16307041.0514 | 30.1579
2025 | 505.0651 | 17360432.5159 | 29.0929
2026 | 869.0258 | 17873416.2435 | 48.6211
2027 | 925.3822 | 18909955.1883 | 48.9362
2028 | 1171.6995 | 20294419.9385 | 57.7351
2029 | 1222.5126 | 20625973.1611 | 59.2705
2030 | 1145.7036 | 20598436.0043 | 55.6209
2031 | 1272.7369 | 21152414.3449 | 60.1698
2032 | 1288.8754 | 21356001.6752 | 60.3519
2033 | 1314.1267 | 21492223.4658 | 61.1443
2034 | 1408.0265 | 21677526.7439 | 64.9533
2035 | 1433.1829 | 21895711.0529 | 65.455
2036 | 1571.6918 | 22180064.9034 | 70.8606
2037 | 1653.3998 | 22410957.1693 | 73.7764
2038 | 1786.1989 | 22705996.3814 | 78.6664
2039 | 1908.4674 | 23013902.8513 | 82.9267
2040 | 2045.2185 | 23357876.3364 | 87.5601
2041 | 2082.488 | 23682701.6207 | 87.9329
2042 | 2316.1116 | 24050913.4272 | 96.3004
3 | CEP Portfolio 2020 protocol
| Total revenue requirement to serve Oregon customers | Total Oregon retail sales | Total revenue requirement to serve Oregon customers, divided by the total retail sales in Oregon
Year | (million nominal $) | (MWh) | (nominal $/MWh)
2019 | n/a | 13088664 | n/a
2020 | n/a | 12993459.205 | n/a
2021 | n/a | 13510323.448 | n/a
2022 | n/a | 13700592.141 | n/a
2023 | 333.0524 | 14506597.1896 | 22.9587
2024 | 536.3923 | 16307041.0514 | 32.8933
2025 | 570.0326 | 17360432.5159 | 32.8352
2026 | 789.025 | 17873416.2435 | 44.1452
2027 | 883.5433 | 18909955.1883 | 46.7237
2028 | 1076.3542 | 20294419.9385 | 53.037
2029 | 1127.8236 | 20625973.1611 | 54.6798
2030 | 1109.2383 | 20598436.0043 | 53.8506
2031 | 1251.5825 | 21152414.3449 | 59.1697
2032 | 1213.6441 | 21356001.6752 | 56.8292
2033 | 1229.9483 | 21492223.4658 | 57.2276
2034 | 1319.6002 | 21677526.7439 | 60.8741
2035 | 1356.5858 | 21895711.0529 | 61.9567
2036 | 1489.2937 | 22180064.9034 | 67.1456
2037 | 1644.9639 | 22410957.1693 | 73.4
2038 | 1740.6253 | 22705996.3814 | 76.6593
2039 | 1843.8369 | 23013902.8513 | 80.1184
2040 | 1846.5458 | 23357876.3364 | 79.0545
2041 | 1880.7302 | 23682701.6207 | 79.4137
2042 | 2149.5513 | 24050913.4272 | 89.375
4 | 2023 IRP Preferred Portfolio (May) 2020 Protocol
| Total revenue requirement to serve Oregon customers | Total Oregon retail sales | Total revenue requirement to serve Oregon customers, divided by the total retail sales in Oregon
Year | (million nominal $) | (MWh) | (nominal $/MWh)
2019 | n/a | 13088664 | n/a
2020 | n/a | 12993459.205 | n/a
2021 | n/a | 13510323.448 | n/a
2022 | n/a | 13700592.141 | n/a
2023 | 331.0072 | 14506597.1896 | 22.8177
2024 | 534.5067 | 16307041.0514 | 32.7777
2025 | 568.924 | 17360432.5159 | 32.7713
2026 | 784.9558 | 17873416.2435 | 43.9175
2027 | 879.3262 | 18909955.1883 | 46.5007
2028 | 1073.8317 | 20294419.9385 | 52.9127
2029 | 1120.077 | 20625973.1611 | 54.3042
2030 | 1077.7623 | 20598436.0043 | 52.3225
2031 | 1221.7697 | 21152414.3449 | 57.7603
2032 | 1176.5607 | 21356001.6752 | 55.0927
2033 | 1187.6406 | 21492223.4658 | 55.2591
2034 | 1279.336 | 21677526.7439 | 59.0167
2035 | 1316.3092 | 21895711.0529 | 60.1172
2036 | 1451.8791 | 22180064.9034 | 65.4587
2037 | 1610.0396 | 22410957.1693 | 71.8416
2038 | 1706.8631 | 22705996.3814 | 75.1724
2039 | 1811.0306 | 23013902.8513 | 78.6929
2040 | 1752.1016 | 23357876.3364 | 75.0112
2041 | 1785.7533 | 23682701.6207 | 75.4033
2042 | 2028.4825 | 24050913.4272 | 84.3412
5 | CBRE Scenario-Pathway 1
| Total revenue requirement to serve Oregon customers | Total Oregon retail sales | Total revenue requirement to serve Oregon customers, divided by the total retail sales in Oregon
Year | (million nominal $) | (MWh) | (nominal $/MWh)
2019 | n/a | 13088664 | n/a
2020 | n/a | 12993459.205 | n/a
2021 | n/a | 13510323.448 | n/a
2022 | n/a | 13700592.141 | n/a
2023 | 333.0357 | 14506597.1896 | 22.9575
2024 | 539.5522 | 16307041.0514 | 33.0871
2025 | 577.0715 | 17360432.5159 | 33.2406
2026 | 799.9717 | 17873416.2435 | 44.7576
2027 | 902.6992 | 18909955.1883 | 47.7367
2028 | 1096.0468 | 20294419.9385 | 54.0073
2029 | 1148.8746 | 20625973.1611 | 55.7004
2030 | 1102.5732 | 20598436.0043 | 53.527
2031 | 1251.9602 | 21152414.3449 | 59.1876
2032 | 1266.8638 | 21356001.6752 | 59.3212
2033 | 1307.6071 | 21492223.4658 | 60.8409
2034 | 1408.702 | 21677526.7439 | 64.9844
2035 | 1439.1128 | 21895711.0529 | 65.7258
2036 | 1570.0911 | 22180064.9034 | 70.7884
2037 | 1668.5374 | 22410957.1693 | 74.4519
2038 | 1819.7202 | 22705996.3814 | 80.1427
2039 | 1963.1976 | 23013902.8513 | 85.3049
2040 | 2096.7492 | 23357876.3364 | 89.7663
2041 | 2134.5177 | 23682701.6207 | 90.1298
2042 | 2407.8916 | 24050913.4272 | 100.1164
6 | CBRE Scenario-Pathway 2
| Total revenue requirement to serve Oregon customers | Total Oregon retail sales | Total revenue requirement to serve Oregon customers, divided by the total retail sales in Oregon
Year | (million nominal $) | (MWh) | (nominal $/MWh)
2019 | n/a | 13088664 | n/a
2020 | n/a | 12993459.205 | n/a
2021 | n/a | 13510323.448 | n/a
2022 | n/a | 13700592.141 | n/a
2023 | 314.5806 | 14506597.1896 | 21.6853
2024 | 494.9741 | 16307041.0514 | 30.3534
2025 | 512.0457 | 17360432.5159 | 29.495
2026 | 880.008 | 17873416.2435 | 49.2356
2027 | 944.6108 | 18909955.1883 | 49.9531
2028 | 1190.2318 | 20294419.9385 | 58.6482
2029 | 1243.5859 | 20625973.1611 | 60.2922
2030 | 1159.7851 | 20598436.0043 | 56.3045
2031 | 1287.6399 | 21152414.3449 | 60.8744
2032 | 1304.3142 | 21356001.6752 | 61.0748
2033 | 1329.9048 | 21492223.4658 | 61.8784
2034 | 1423.6625 | 21677526.7439 | 65.6746
2035 | 1448.6081 | 21895711.0529 | 66.1594
2036 | 1587.6673 | 22180064.9034 | 71.5808
2037 | 1669.0684 | 22410957.1693 | 74.4756
2038 | 1801.0683 | 22705996.3814 | 79.3213
2039 | 1923.7882 | 23013902.8513 | 83.5924
2040 | 2050.9281 | 23357876.3364 | 87.8046
2041 | 2087.3211 | 23682701.6207 | 88.137
2042 | 2321.7218 | 24050913.4272 | 96.5336
7 | CBRE Scenario
| Total revenue requirement to serve Oregon customers | Total Oregon retail sales | Total revenue requirement to serve Oregon customers, divided by the total retail sales in Oregon
Year | (million nominal $) | (MWh) | (nominal $/MWh)
2019 | n/a | 13088664 | n/a
2020 | n/a | 12993459.205 | n/a
2021 | n/a | 13510323.448 | n/a
2022 | n/a | 13700592.141 | n/a
2023 | 333.0357 | 14506597.1896 | 22.9575
2024 | 539.5522 | 16307041.0514 | 33.0871
2025 | 577.0715 | 17360432.5159 | 33.2406
2026 | 799.9717 | 17873416.2435 | 44.7576
2027 | 902.6992 | 18909955.1883 | 47.7367
2028 | 1096.0468 | 20294419.9385 | 54.0073
2029 | 1148.8746 | 20625973.1611 | 55.7004
2030 | 1124.0155 | 20598436.0043 | 54.568
2031 | 1267.0477 | 21152414.3449 | 59.9009
2032 | 1228.5047 | 21356001.6752 | 57.525
2033 | 1245.1937 | 21492223.4658 | 57.9369
2034 | 1335.0458 | 21677526.7439 | 61.5866
2035 | 1372.6256 | 21895711.0529 | 62.6892
2036 | 1504.8532 | 22180064.9034 | 67.8471
2037 | 1660.7062 | 22410957.1693 | 74.1024
2038 | 1756.3888 | 22705996.3814 | 77.3535
2039 | 1859.1912 | 23013902.8513 | 80.7856
2040 | 1852.2165 | 23357876.3364 | 79.2973
2041 | 1885.5804 | 23682701.6207 | 79.6185
2042 | 2155.3768 | 24050913.4272 | 89.6173
8 | 15% SSR Target Scenario-Pathway 1
| Total revenue requirement to serve Oregon customers | Total Oregon retail sales | Total revenue requirement to serve Oregon customers, divided by the total retail sales in Oregon
Year | (million nominal $) | (MWh) | (nominal $/MWh)
2019 | n/a | 13088664 | n/a
2020 | n/a | 12993459.205 | n/a
2021 | n/a | 13510323.448 | n/a
2022 | n/a | 13700592.141 | n/a
2023 | 333.0027 | 14506597.1896 | 22.9553
2024 | 536.6867 | 16307041.0514 | 32.9113
2025 | 570.0585 | 17360432.5159 | 32.8367
2026 | 789.0546 | 17873416.2435 | 44.1468
2027 | 881.5125 | 18909955.1883 | 46.6163
2028 | 1077.6758 | 20294419.9385 | 53.1021
2029 | 1127.6062 | 20625973.1611 | 54.6692
2030 | 1105.0619 | 20598436.0043 | 53.6479
2031 | 1252.5438 | 21152414.3449 | 59.2152
2032 | 1274.7042 | 21356001.6752 | 59.6883
2033 | 1324.111 | 21492223.4658 | 61.6088
2034 | 1417.4719 | 21677526.7439 | 65.389
2035 | 1451.3726 | 21895711.0529 | 66.2857
2036 | 1577.7763 | 22180064.9034 | 71.1349
2037 | 1673.5994 | 22410957.1693 | 74.6777
2038 | 1824.9418 | 22705996.3814 | 80.3727
2039 | 1966.4582 | 23013902.8513 | 85.4465
2040 | 2136.4898 | 23357876.3364 | 91.4676
2041 | 2175.4055 | 23682701.6207 | 91.8563
2042 | 2461.458 | 24050913.4272 | 102.3436
9 | 15% SSR Target Scenario-Pathway 2
| Total revenue requirement to serve Oregon customers | Total Oregon retail sales | Total revenue requirement to serve Oregon customers, divided by the total retail sales in Oregon
Year | (million nominal $) | (MWh) | (nominal $/MWh)
2019 | n/a | 13088664 | n/a
2020 | n/a | 12993459.205 | n/a
2021 | n/a | 13510323.448 | n/a
2022 | n/a | 13700592.141 | n/a
2023 | 314.5523 | 14506597.1896 | 21.6834
2024 | 492.1128 | 16307041.0514 | 30.1779
2025 | 505.0884 | 17360432.5159 | 29.0942
2026 | 869.0836 | 17873416.2435 | 48.6244
2027 | 922.8215 | 18909955.1883 | 48.8008
2028 | 1171.596 | 20294419.9385 | 57.73
2029 | 1222.3309 | 20625973.1611 | 59.2617
2030 | 1162.2039 | 20598436.0043 | 56.4219
2031 | 1288.3127 | 21152414.3449 | 60.9062
2032 | 1311.973 | 21356001.6752 | 61.4335
2033 | 1343.9724 | 21492223.4658 | 62.533
2034 | 1432.5034 | 21677526.7439 | 66.0824
2035 | 1460.6073 | 21895711.0529 | 66.7075
2036 | 1595.4643 | 22180064.9034 | 71.9324
2037 | 1674.7059 | 22410957.1693 | 74.7271
2038 | 1806.8278 | 22705996.3814 | 79.5749
2039 | 1927.8847 | 23013902.8513 | 83.7704
2040 | 2091.1169 | 23357876.3364 | 89.5251
2041 | 2128.1698 | 23682701.6207 | 89.8618
2042 | 2375.3852 | 24050913.4272 | 98.7649
10 | 15% SSR Target Scenario
| Total revenue requirement to serve Oregon customers | Total Oregon retail sales | Total revenue requirement to serve Oregon customers, divided by the total retail sales in Oregon
Year | (million nominal $) | (MWh) | (nominal $/MWh)
2019 | n/a | 13088664 | n/a
2020 | n/a | 12993459.205 | n/a
2021 | n/a | 13510323.448 | n/a
2022 | n/a | 13700592.141 | n/a
2023 | 333.0027 | 14506597.1896 | 22.9553
2024 | 536.6867 | 16307041.0514 | 32.9113
2025 | 570.0585 | 17360432.5159 | 32.8367
2026 | 789.0546 | 17873416.2435 | 44.1468
2027 | 881.5125 | 18909955.1883 | 46.6163
2028 | 1077.6758 | 20294419.9385 | 53.1021
2029 | 1127.6062 | 20625973.1611 | 54.6692
2030 | 1123.2922 | 20598436.0043 | 54.5329
2031 | 1264.8309 | 21152414.3449 | 59.7961
2032 | 1232.1763 | 21356001.6752 | 57.697
2033 | 1251.6078 | 21492223.4658 | 58.2354
2034 | 1341.6681 | 21677526.7439 | 61.8921
2035 | 1378.0561 | 21895711.0529 | 62.9373
2036 | 1508.2304 | 22180064.9034 | 67.9994
2037 | 1662.3747 | 22410957.1693 | 74.1769
2038 | 1758.5554 | 22705996.3814 | 77.4489
2039 | 1859.0189 | 23013902.8513 | 80.7781
2040 | 1892.7534 | 23357876.3364 | 81.0328
2041 | 1926.2429 | 23682701.6207 | 81.3354
2042 | 2209.1428 | 24050913.4272 | 91.8528
11 | Accelerated SSR 2028 Target Scenario-Pathway 1
| Total revenue requirement to serve Oregon customers | Total Oregon retail sales | Total revenue requirement to serve Oregon customers, divided by the total retail sales in Oregon
Year | (million nominal $) | (MWh) | (nominal $/MWh)
2019 | n/a | 13088664 | n/a
2020 | n/a | 12993459.205 | n/a
2021 | n/a | 13510323.448 | n/a
2022 | n/a | 13700592.141 | n/a
2023 | 333.0027 | 14506597.1896 | 22.9553
2024 | 536.6867 | 16307041.0514 | 32.9113
2025 | 570.0585 | 17360432.5159 | 32.8367
2026 | 789.0296 | 17873416.2435 | 44.1454
2027 | 883.7749 | 18909955.1883 | 46.736
2028 | 1132.9745 | 20294419.9385 | 55.8269
2029 | 1184.4353 | 20625973.1611 | 57.4245
2030 | 1127.6441 | 20598436.0043 | 54.7442
2031 | 1274.0056 | 21152414.3449 | 60.2298
2032 | 1280.0675 | 21356001.6752 | 59.9395
2033 | 1319.4291 | 21492223.4658 | 61.391
2034 | 1416.2917 | 21677526.7439 | 65.3346
2035 | 1447.2649 | 21895711.0529 | 66.0981
2036 | 1576.5159 | 22180064.9034 | 71.0781
2037 | 1674.133 | 22410957.1693 | 74.7015
2038 | 1891.5524 | 22705996.3814 | 83.3063
2039 | 2040.4038 | 23013902.8513 | 88.6596
2040 | 2132.505 | 23357876.3364 | 91.297
2041 | 2170.7735 | 23682701.6207 | 91.6607
2042 | 2419.7601 | 24050913.4272 | 100.6099
12 | Accelerated SSR 2028 Target Scenario-Pathway 2
| Total revenue requirement to serve Oregon customers | Total Oregon retail sales | Total revenue requirement to serve Oregon customers, divided by the total retail sales in Oregon
Year | (million nominal $) | (MWh) | (nominal $/MWh)
2019 | n/a | 13088664 | n/a
2020 | n/a | 12993459.205 | n/a
2021 | n/a | 13510323.448 | n/a
2022 | n/a | 13700592.141 | n/a
2023 | 314.5523 | 14506597.1896 | 21.6834
2024 | 492.1128 | 16307041.0514 | 30.1779
2025 | 505.0884 | 17360432.5159 | 29.0942
2026 | 869.0299 | 17873416.2435 | 48.6214
2027 | 925.6508 | 18909955.1883 | 48.9505
2028 | 1230.2428 | 20294419.9385 | 60.6198
2029 | 1280.8845 | 20625973.1611 | 62.1006
2030 | 1184.2533 | 20598436.0043 | 57.4924
2031 | 1309.4886 | 21152414.3449 | 61.9073
2032 | 1317.3883 | 21356001.6752 | 61.687
2033 | 1340.0663 | 21492223.4658 | 62.3512
2034 | 1431.2821 | 21677526.7439 | 66.0261
2035 | 1456.7662 | 21895711.0529 | 66.532
2036 | 1594.0527 | 22180064.9034 | 71.8687
2037 | 1674.4586 | 22410957.1693 | 74.7161
2038 | 1873.0987 | 22705996.3814 | 82.4936
2039 | 1999.4639 | 23013902.8513 | 86.8807
2040 | 2086.6493 | 23357876.3364 | 89.3339
2041 | 2123.5344 | 23682701.6207 | 89.6661
2042 | 2333.5378 | 24050913.4272 | 97.0249
13 | Accelerated SSR 2028 Target Scenario
| Total revenue requirement to serve Oregon customers | Total Oregon retail sales | Total revenue requirement to serve Oregon customers, divided by the total retail sales in Oregon
Year | (million nominal $) | (MWh) | (nominal $/MWh)
2019 | n/a | 13088664 | n/a
2020 | n/a | 12993459.205 | n/a
2021 | n/a | 13510323.448 | n/a
2022 | n/a | 13700592.141 | n/a
2023 | 333.0027 | 14506597.1896 | 22.9553
2024 | 536.6867 | 16307041.0514 | 32.9113
2025 | 570.0585 | 17360432.5159 | 32.8367
2026 | 789.0296 | 17873416.2435 | 44.1454
2027 | 883.7749 | 18909955.1883 | 46.736
2028 | 1132.9745 | 20294419.9385 | 55.8269
2029 | 1184.4353 | 20625973.1611 | 57.4245
2030 | 1143.5124 | 20598436.0043 | 55.5145
2031 | 1284.6952 | 21152414.3449 | 60.7352
2032 | 1240.2267 | 21356001.6752 | 58.0739
2033 | 1253.731 | 21492223.4658 | 58.3342
2034 | 1342.6497 | 21677526.7439 | 61.9374
2035 | 1379.7518 | 21895711.0529 | 63.0147
2036 | 1511.291 | 22180064.9034 | 68.1374
2037 | 1665.893 | 22410957.1693 | 74.3339
2038 | 1828.6663 | 22705996.3814 | 80.5367
2039 | 1933.5203 | 23013902.8513 | 84.0153
2040 | 1887.9588 | 23357876.3364 | 80.8275
2041 | 1921.7976 | 23682701.6207 | 81.1477
2042 | 2167.1939 | 24050913.4272 | 90.1086
14 | No Purchases 2040 Scenario-Pathway 1
| Total revenue requirement to serve Oregon customers | Total Oregon retail sales | Total revenue requirement to serve Oregon customers, divided by the total retail sales in Oregon
Year | (million nominal $) | (MWh) | (nominal $/MWh)
2019 | n/a | 13088664 | n/a
2020 | n/a | 12993459.205 | n/a
2021 | n/a | 13510323.448 | n/a
2022 | n/a | 13700592.141 | n/a
2023 | 333.0674 | 14506597.1896 | 22.9597
2024 | 536.3024 | 16307041.0514 | 32.8878
2025 | 570.7832 | 17360432.5159 | 32.8784
2026 | 784.8082 | 17873416.2435 | 43.9092
2027 | 883.3205 | 18909955.1883 | 46.7119
2028 | 1052.8506 | 20294419.9385 | 51.8788
2029 | 1119.7802 | 20625973.1611 | 54.2898
2030 | 1045.3029 | 20598436.0043 | 50.7467
2031 | 1183.9526 | 21152414.3449 | 55.9725
2032 | 1231.9783 | 21356001.6752 | 57.6877
2033 | 1295.4971 | 21492223.4658 | 60.2775
2034 | 1393.6656 | 21677526.7439 | 64.2908
2035 | 1425.9985 | 21895711.0529 | 65.1268
2036 | 1555.0469 | 22180064.9034 | 70.1101
2037 | 1654.2312 | 22410957.1693 | 73.8135
2038 | 1813.7388 | 22705996.3814 | 79.8793
2039 | 1960.8271 | 23013902.8513 | 85.2019
2040 | 2197.6694 | 23357876.3364 | 94.0869
2041 | 2249.5371 | 23682701.6207 | 94.9865
2042 | 2537.4849 | 24050913.4272 | 105.5047
15 | No Purchases 2040 Scenario-Pathway 2
| Total revenue requirement to serve Oregon customers | Total Oregon retail sales | Total revenue requirement to serve Oregon customers, divided by the total retail sales in Oregon
Year | (million nominal $) | (MWh) | (nominal $/MWh)
2019 | n/a | 13088664 | n/a
2020 | n/a | 12993459.205 | n/a
2021 | n/a | 13510323.448 | n/a
2022 | n/a | 13700592.141 | n/a
2023 | 314.6121 | 14506597.1896 | 21.6875
2024 | 491.73 | 16307041.0514 | 30.1545
2025 | 505.9833 | 17360432.5159 | 29.1458
2026 | 864.889 | 17873416.2435 | 48.3897
2027 | 925.3415 | 18909955.1883 | 48.9341
2028 | 1146.8213 | 20294419.9385 | 56.5092
2029 | 1213.7474 | 20625973.1611 | 58.8456
2030 | 1115.2808 | 20598436.0043 | 54.144
2031 | 1237.404 | 21152414.3449 | 58.4994
2032 | 1274.3846 | 21356001.6752 | 59.6734
2033 | 1315.5012 | 21492223.4658 | 61.2082
2034 | 1408.3289 | 21677526.7439 | 64.9672
2035 | 1435.034 | 21895711.0529 | 65.5395
2036 | 1572.4805 | 22180064.9034 | 70.8961
2037 | 1653.6081 | 22410957.1693 | 73.7857
2038 | 1792.4048 | 22705996.3814 | 78.9397
2039 | 1917.2484 | 23013902.8513 | 83.3083
2040 | 2126.9637 | 23357876.3364 | 91.0598
2041 | 2174.4647 | 23682701.6207 | 91.8166
2042 | 2420.4337 | 24050913.4272 | 100.6379
16 | No Purchases 2040 Scenario
| Total revenue requirement to serve Oregon customers | Total Oregon retail sales | Total revenue requirement to serve Oregon customers, divided by the total retail sales in Oregon
Year | (million nominal $) | (MWh) | (nominal $/MWh)
2019 | n/a | 13088664 | n/a
2020 | n/a | 12993459.205 | n/a
2021 | n/a | 13510323.448 | n/a
2022 | n/a | 13700592.141 | n/a
2023 | 333.0674 | 14506597.1896 | 22.9597
2024 | 536.3024 | 16307041.0514 | 32.8878
2025 | 570.7832 | 17360432.5159 | 32.8784
2026 | 784.8082 | 17873416.2435 | 43.9092
2027 | 883.3205 | 18909955.1883 | 46.7119
2028 | 1052.8506 | 20294419.9385 | 51.8788
2029 | 1119.7802 | 20625973.1611 | 54.2898
2030 | 1096.9131 | 20598436.0043 | 53.2523
2031 | 1240.3929 | 21152414.3449 | 58.6407
2032 | 1204.7698 | 21356001.6752 | 56.4136
2033 | 1224.5214 | 21492223.4658 | 56.9751
2034 | 1315.4939 | 21677526.7439 | 60.6847
2035 | 1352.6948 | 21895711.0529 | 61.779
2036 | 1485.3968 | 22180064.9034 | 66.9699
2037 | 1640.0387 | 22410957.1693 | 73.1802
2038 | 1737.1368 | 22705996.3814 | 76.5056
2039 | 1839.738 | 23013902.8513 | 79.9403
2040 | 1949.8556 | 23357876.3364 | 83.4774
2041 | 1994.7824 | 23682701.6207 | 84.2295
2042 | 2276.3388 | 24050913.4272 | 94.6467
Data reported in this section is Oregon allocated.

## RECs
Instructions
Provide, for renewable energy generated by or contracted to the utility in the Preferred Portfolio under the Reference Case over the entire analysis horizon (at least 20 years), the following information:.
- RECs that are expected to be retired on behalf of Oregon customer load for RPS compliance in Oregon
- RECs that are expected to be retired on behalf of Oregon customer load for voluntary sales
- RECs that are expected to be retired on behalf of customer load in a different state where the utility serves customers (for either compliance or voluntary sales)
- RECs that are expected to be banked for future Oregon compliance
- RECs that are expected to be banked for compliance in a different state
- The approximate number of MWhs not associated with RECs reported above that are generated from renewable energy technologies
UM 2225 Order Summary/Rubric references: J.6(a)-(b)
CEP Portfolio-Pathway 1
| Renewable Energy Credits (MWh) | Renewable Energy Credits (MWh) | Renewable Energy Credits (MWh) | Renewable Energy Credits (MWh) | Renewable Energy Credits (MWh)
Year | Retired for Oregon RPS compliance | Retired for Oregon customer voluntary sales | Retired in another state | Banked for future Oregon RPS compliance | Banked for future compliance in another state | Additional renewable generation (MWh)
2023 | 2901319.4379 | 1964681.4718 | n/a | 510408.1819 | n/a | n/a
2024 | 3261408.2103 | 1948252.5968 | n/a | 539616.2478 | n/a | n/a
2025 | 4687316.7793 | 1951373.6666 | n/a | 2466688.0917 | n/a | n/a
2026 | 4825822.3858 | 1934604.3305 | n/a | 4435853.6179 | n/a | n/a
2027 | 5105687.9008 | 1929221.1452 | n/a | 4985569.236 | n/a | n/a
2028 | 5479493.3834 | 1896757.7212 | n/a | 6985265.5905 | n/a | n/a
2029 | 5569012.7535 | 1780444.828 | n/a | 9415747.4453 | n/a | n/a
2030 | 7209452.6015 | 1754500.6921 | n/a | 8293414.8485 | n/a | n/a
2031 | 7403345.0207 | 1700270.2973 | n/a | 8126786.0442 | n/a | n/a
2032 | 7474600.5863 | 1183403.8812 | n/a | 11978989.5237 | n/a | n/a
2033 | 7522278.213 | 1233187.9068 | n/a | 13049332.4321 | n/a | n/a
2034 | 7587134.3604 | 1240927.272 | n/a | 12984318.8117 | n/a | n/a
2035 | 9853069.9738 | 1337644.2122 | n/a | 10870665.9466 | n/a | n/a
2036 | 9981029.2065 | 1508030.7403 | n/a | 10689509.0663 | n/a | n/a
2037 | 10084930.7262 | 1479025.0045 | n/a | 11085079.4195 | n/a | n/a
2038 | 10217698.3716 | 1495980.2086 | n/a | 10885293.3059 | n/a | n/a
2039 | 10356256.2831 | 1497348.6927 | n/a | 10483597.1187 | n/a | n/a
2040 | 11678938.1682 | 1534553.3446 | n/a | 9360063.2682 | n/a | n/a
2041 | 11841350.8104 | 1549515.5388 | n/a | 9098678.9428 | n/a | n/a
2042 | 12025456.7136 | 1555543.1636 | n/a | 8928337.4309 | n/a | n/a
CEP Portfolio-Pathway 2
| Renewable Energy Credits (MWh) | Renewable Energy Credits (MWh) | Renewable Energy Credits (MWh) | Renewable Energy Credits (MWh) | Renewable Energy Credits (MWh)
Year | Retired for Oregon RPS compliance | Retired for Oregon customer voluntary sales | Retired in another state | Banked for future Oregon RPS compliance | Banked for future compliance in another state | Additional renewable generation (MWh)
2023 | 2901319.4379 | 1964681.4718 | n/a | 546816.2726 | n/a | n/a
2024 | 3261408.2103 | 1948252.5968 | n/a | 530851.4314 | n/a | n/a
2025 | 4687316.7793 | 1951373.6666 | n/a | 2037020.4249 | n/a | n/a
2026 | 4825822.3858 | 1934604.3305 | n/a | 3698657.464 | n/a | n/a
2027 | 5105687.9008 | 1929221.1452 | n/a | 3842551.8804 | n/a | n/a
2028 | 5479493.3834 | 1896757.7212 | n/a | 5165721.1302 | n/a | n/a
2029 | 5569012.7535 | 1780444.828 | n/a | 7111006.811 | n/a | n/a
2030 | 7209452.6015 | 1754500.6921 | n/a | 7014495.7622 | n/a | n/a
2031 | 7403345.0207 | 1700270.2973 | n/a | 6953400.0585 | n/a | n/a
2032 | 7474600.5863 | 1183403.8812 | n/a | 11057226.0836 | n/a | n/a
2033 | 7522278.213 | 1233187.9068 | n/a | 12561864.0497 | n/a | n/a
2034 | 7587134.3604 | 1240927.272 | n/a | 12399183.4372 | n/a | n/a
2035 | 9853069.9738 | 1337644.2122 | n/a | 10359911.5957 | n/a | n/a
2036 | 9981029.2065 | 1508030.7403 | n/a | 10295974.4535 | n/a | n/a
2037 | 10084930.7262 | 1479025.0045 | n/a | 10589778.655 | n/a | n/a
2038 | 10217698.3716 | 1495980.2086 | n/a | 10420160.2235 | n/a | n/a
2039 | 10356256.2831 | 1497348.6927 | n/a | 9965410.8576 | n/a | n/a
2040 | 11678938.1682 | 1534553.3446 | n/a | 8536167.5779 | n/a | n/a
2041 | 11841350.8104 | 1549515.5388 | n/a | 8304115.9012 | n/a | n/a
2042 | 12025456.7136 | 1555543.1636 | n/a | 8282825.4584 | n/a | n/a
All reported MWh/RECs in this table are Oregon-allocated MWh/RECs and are based on the definition of renewable as described in ORS 469A.025.
For all forecasted REC quantities in the tables below, PacifiCorp shows the forecasted REC retirements. Actual retirements have to occur after the generation has occured and RECs are created in the Western Renewable Energy Gneration Informaion System (WREGIS).
A portion of Oregon's system is partially served by nonemitting energy enabled by customer voluntary programs, and the Company does not retain REC claims from this generation. The quanity of load associated with these customer programs is considered commercially sensitive and is not disclosed.
A portion of Oregon's system is partially served by nonemitting energy enabled by customer voluntary programs, and the Company does not retain REC claims from this generation. The quanity of load associated with these customer programs is considered commercially sensitive and is not disclosed.
A portion of Oregon's system is partially served by nonemitting energy enabled by customer voluntary programs, whereby the company does not retain REC claims. The quanity of load associated with these customer programs is considered commercially sensitive and is not disclosed.